## Update steps (hidden)
Steps to update commercial HVAC measures for June 2017 DEER update
- Export EnergyImpacts from PEAR for all measures being fixed (in OrigEnergyImpacts tab)
- Fix energy impacts for split and packaged units less than 65 kBTUh.
These measures include both DXAC and DXHP system types
Updated version of MASControl used (based on version 30)
Fixed impacts are given Version = DEER2017 (from DEER2015) in PEAR
- Export EnergyImpacts from PEAR for all measures being updated with a new pre-existing technology (in FixedEnergyImpacts tab)
- Separate single zone from multi-zone HVAC type energy impacts from the 240 - 760 kBTUh measures to correct measure and measure technology descriptions.
Create separate measure definitions for each HVAC type and specify as "component" measure type.
- Create updated measure definitions for all measures getting a new pre-existing technology (in MeasureNewBase tab)
- Update the pre-existing efficiency levels for all measures getting a new pre-existing baseline (in the ScaledFactors tab).
- Update all of the non-weighted energy impacts based on the scale factors (i.e. do not include Ex vintage results, as these will need to be re-weighted within READI), (in ScaledEnergyImpacts tab).
- For each tier level included in the new 240-760 kBTUh measures, create a new measure definition that weights the two HVAC type energy impacts into a single measure definition.
- Remove the single-zone HVAC (cDXAC) energy impacts from the > 760 kBTUh measures and correct the measure and measure technology descriptions.
- transfer the updated Measure definitions and EnergyImpacts to the PEAR database
- Use READI to create the Existing vintage, IOU location and Com building type energy impacts
- Export energy impacts for updated measures from PEAR into this workbook to compare to previous results.

## Summary of Impact Changes
[15 empty] | Any | 1996 | CZ10 | OfS | DEER2015 | DEER2017 | DEER2017
IOU | Any | [7 empty] | BldgType | BldgVint | BldgLoc | Impact | MeasureID | Index | DEER2015 | DEER2017 Fixed | DEER2017 Fixed & New Base | DEER2015 | DEER2017 Fixed |  |  | EnergyImpactID | HVAC
Vintage | 1996 | [7 empty] | Asm | 1975 | CZ01 | APreWBkWh | NE-HVAC-airAC-Pkg-55to65kBtuh-15p0seer | 1 | 867 | 652 | 404 | 60.8 | 90.1 |  |  | NE-HVAC-airAC-Pkg-55to65kBtuh-15p0seer | cDXGF
Climate Zone | CZ10 | [7 empty] | ECC | 1985 | CZ02 | APreWBkW | NE-HVAC-airAC-Pkg-55to65kBtuh-15p0seer-wPreEcono | 2 | 572 | 383 | 254 | 60.8 | 90.1 |  |  | NE-HVAC-airAC-Pkg-55to65kBtuh-15p0seer-wPreEcono | cDXGF
[9 empty] | EPr | 1996 | CZ03 | APreWBtherm | NE-HVAC-airAC-Pkg-55to65kBtuh-16p0seer | 3 | 931 | 839 | 591 | 125 | 277 |  |  | NE-HVAC-airAC-Pkg-55to65kBtuh-16p0seer | cDXGF
Measure | NE-HVAC-airAC-Pkg-55to65kBtuh-15p0seer | [5 empty] | 1 | cDXGF | ERC | 2003 | CZ04 | AStdWBkWh | NE-HVAC-airAC-Pkg-55to65kBtuh-16p0seer-wPreEcono | 4 | 637 | 569 | 440 | 125 | 277 |  |  | NE-HVAC-airAC-Pkg-55to65kBtuh-16p0seer-wPreEcono | cDXGF
| DEER2015 | DEER2017 | DEER2017 | [5 empty] | ESe | 2007 | CZ05 | AStdWBkW | NE-HVAC-airAC-Pkg-55to65kBtuh-17p0seer | 5 | 965 | 873 | 624 | 159 | 310 |  |  | NE-HVAC-airAC-Pkg-55to65kBtuh-17p0seer | cDXGF
| Above Pre-Existing Technology |  |  | Above Code/Std Technology |  |  |  |  | EUn | 2011 | CZ06 | AStdWBtherm | NE-HVAC-airAC-Pkg-55to65kBtuh-17p0seer-wPreEcono | 6 | 671 | 603 | 474 | 159 | 310 |  |  | NE-HVAC-airAC-Pkg-55to65kBtuh-17p0seer-wPreEcono | cDXGF
Building | DEER2015 | DEER2017 Fixed | DEER2017 Fixed & New Base | DEER2015 | DEER2017 Fixed | DEER2017 Fixed & New Base |  |  | Gro | 2014 | CZ07 | APreEUkWh | NE-HVAC-airAC-Pkg-55to65kBtuh-18p0seer | 7 | 995 | 903 | 655 | 189 | 341 |  |  | NE-HVAC-airAC-Pkg-55to65kBtuh-18p0seer | cDXGF
Asm | 974 | 686 | 443 | 90.2 | 135 | 135 |  |  | Hsp | New | CZ08 | APreEUkW | NE-HVAC-airAC-Pkg-55to65kBtuh-18p0seer-wPreEcono | 8 | 701 | 633 | 504 | 189 | 341 |  |  | NE-HVAC-airAC-Pkg-55to65kBtuh-18p0seer-wPreEcono | cDXGF
ECC | 912 | 679 | 427 | 72.1 | 108 | 108 |  |  | Htl | Ex | CZ09 | APreEUtherm | NE-HVAC-airAC-Pkg-lt55kBtuh-15p0seer | 9 | 565 | 471 | 309 | 104 | 104 |  |  | NE-HVAC-airAC-Pkg-lt55kBtuh-15p0seer | cDXGF
EPr | 568 | 413 | 263 | 49.3 | 73.2 | 73.2 |  |  | MBT |  | CZ10 | AStdEUkWh | NE-HVAC-airAC-Pkg-lt55kBtuh-16p0seer | 10 | 793 | 701 | 539 | 332 | 334 |  |  | NE-HVAC-airAC-Pkg-lt55kBtuh-16p0seer | cDXGF
ERC | 682 | 508 | 329 | 61.1 | 102 | 102 |  |  | MLI |  | CZ11 | AStdEUkW | NE-HVAC-airAC-Pkg-lt55kBtuh-17p0seer | 11 | 837 | 745 | 583 | 376 | 378 |  |  | NE-HVAC-airAC-Pkg-lt55kBtuh-17p0seer | cDXGF
ESe | 585 | 414 | 265 | 50.1 | 76.7 | 76.7 |  |  | Nrs |  | CZ12 | AStdEUtherm | NE-HVAC-airAC-Pkg-lt55kBtuh-18p0seer | 12 | 876 | 784 | 622 | 415 | 417 |  |  | NE-HVAC-airAC-Pkg-lt55kBtuh-18p0seer | cDXGF
EUn | 1080 | 780 | 488 | 77.6 | 119 | 119 |  |  | OfL |  | CZ13 |  | NE-HVAC-airAC-Split-45to55kBtuh-15p0seer | 13 | 506 | 471 | 330 | 103 | 94.9 |  |  | NE-HVAC-airAC-Split-45to55kBtuh-15p0seer | cDXGF
Gro | 687 | 472 | 323 | 102 | 135 | 135 |  |  | OfS |  | CZ14 |  | NE-HVAC-airAC-Split-45to55kBtuh-16p0seer | 14 | 691 | 701 | 560 | 289 | 325 |  |  | NE-HVAC-airAC-Split-45to55kBtuh-16p0seer | cDXGF
Hsp | 1830 | 1290 | 804 | 106 | 189 | 189 |  |  | RFF |  | CZ15 |  | NE-HVAC-airAC-Split-45to55kBtuh-17p0seer | 15 | 735 | 745 | 604 | 333 | 369 |  |  | NE-HVAC-airAC-Split-45to55kBtuh-17p0seer | cDXGF
Htl | 1710 | 1230 | 772 | 121 | 194 | 194 |  |  | RSD |  | CZ16 |  | NE-HVAC-airAC-Split-45to55kBtuh-18p0seer | 16 | 774 | 784 | 643 | 372 | 408 |  |  | NE-HVAC-airAC-Split-45to55kBtuh-18p0seer | cDXGF
MBT | 1210 | 1030 | 621 | 82.3 | 105 | 105 |  |  | Rt3 |  | IOU |  | NE-HVAC-airAC-Split-55to65kBtuh-15p0seer | 17 | 782 | 652 | 439 | 59.2 | 84.5 |  |  | NE-HVAC-airAC-Split-55to65kBtuh-15p0seer | cDXGF
MLI | 717 | 517 | 327 | 54.9 | 86.7 | 86.7 |  |  | RtL |  |  |  | NE-HVAC-airAC-Split-55to65kBtuh-15p0seer-wPreEcono | 18 | 505 | 383 | 271 | 60.8 | 84.5 |  |  | NE-HVAC-airAC-Split-55to65kBtuh-15p0seer-wPreEcono | cDXGF
Nrs | 1300 | 791 | 522 | 96.3 | 183 | 183 |  |  | RtS |  |  |  | NE-HVAC-airAC-Split-55to65kBtuh-16p0seer | 19 | 830 | 839 | 626 | 107 | 271 |  |  | NE-HVAC-airAC-Split-55to65kBtuh-16p0seer | cDXGF
OfL | 958 | 743 | 457 | 66.7 | 96.5 | 96.5 |  |  | SCn |  |  |  | NE-HVAC-airAC-Split-55to65kBtuh-16p0seer-wPreEcono | 20 | 570 | 569 | 457 | 125 | 271 |  |  | NE-HVAC-airAC-Split-55to65kBtuh-16p0seer-wPreEcono | cDXGF
OfS | 867 | 652 | 404 | 60.8 | 90.1 | 90.1 |  |  | WRf |  |  |  | NE-HVAC-airAC-Split-55to65kBtuh-17p0seer | 21 | 864 | 873 | 660 | 141 | 305 |  |  | NE-HVAC-airAC-Split-55to65kBtuh-17p0seer | cDXGF
RFF | 1140 | 846 | 544 | 117 | 163 | 163 |  |  | Com |  |  |  | NE-HVAC-airAC-Split-55to65kBtuh-17p0seer-wPreEcono | 22 | 603 | 603 | 491 | 159 | 305 |  |  | NE-HVAC-airAC-Split-55to65kBtuh-17p0seer-wPreEcono | cDXGF
RSD | 975 | 712 | 458 | 102 | 138 | 138 | [6 empty] | NE-HVAC-airAC-Split-55to65kBtuh-18p0seer | 23 | 894 | 903 | 690 | 171 | 335 |  |  | NE-HVAC-airAC-Split-55to65kBtuh-18p0seer | cDXGF
Rt3 | 1130 | 857 | 539 | 96.3 | 137 | 137 | [6 empty] | NE-HVAC-airAC-Split-55to65kBtuh-18p0seer-wPreEcono | 24 | 633 | 633 | 521 | 189 | 335 |  |  | NE-HVAC-airAC-Split-55to65kBtuh-18p0seer-wPreEcono | cDXGF
RtL | 1110 | 836 | 530 | 103 | 144 | 144 | [6 empty] | NE-HVAC-airAC-Split-lt45kBtuh-15p0seer | 25 | 506 | 471 | 319 | 77.4 | 66.9 |  |  | NE-HVAC-airAC-Split-lt45kBtuh-15p0seer | cDXGF
RtS | 939 | 766 | 484 | 88.5 | 128 | 128 | [6 empty] | NE-HVAC-airAC-Split-lt45kBtuh-16p0seer | 26 | 691 | 701 | 550 | 263 | 297 |  |  | NE-HVAC-airAC-Split-lt45kBtuh-16p0seer | cDXGF
SCn | 581 | 361 | 246 | 54.3 | 101 | 101 | [6 empty] | NE-HVAC-airAC-Split-lt45kBtuh-17p0seer | 27 | 735 | 745 | 594 | 307 | 341 |  |  | NE-HVAC-airAC-Split-lt45kBtuh-17p0seer | cDXGF
WRf | 1100 | 971 | 594 | 83.5 | 118 | 118 | [6 empty] | NE-HVAC-airAC-Split-lt45kBtuh-18p0seer | 28 | 774 | 784 | 633 | 346 | 380 |  |  | NE-HVAC-airAC-Split-lt45kBtuh-18p0seer | cDXGF
Com | #N/A | #N/A | #N/A | #N/A | #N/A | #N/A | [6 empty] | NE-HVAC-airAC-SpltPkg-135to239kBtuh-11p5eer | 29 | #N/A | 439 | 378 | #N/A | 44 |  |  | NE-HVAC-airAC-SpltPkg-135to239kBtuh-11p5eer | cDXGF
[13 empty] | NE-HVAC-airAC-SpltPkg-135to239kBtuh-12p0eer | 30 | #N/A | 467 | 406 | #N/A | 72 |  |  | NE-HVAC-airAC-SpltPkg-135to239kBtuh-12p0eer | cDXGF
[13 empty] | NE-HVAC-airAC-SpltPkg-135to239kBtuh-12p5eer | 31 | #N/A | 493 | 432 | #N/A | 98.2 |  |  | NE-HVAC-airAC-SpltPkg-135to239kBtuh-12p5eer | cDXGF
[13 empty] | NE-HVAC-airAC-SpltPkg-240to759kBtuh-10p8eer_SZ | 32 | #N/A | 516 | 67 | #N/A | 67 |  |  | NE-HVAC-airAC-SpltPkg-240to759kBtuh-10p8eer_SZ | cDXGF
[13 empty] | NE-HVAC-airAC-SpltPkg-240to759kBtuh-11p5eer_SZ | 33 | #N/A | 555 | 107 | #N/A | 107 |  |  | NE-HVAC-airAC-SpltPkg-240to759kBtuh-11p5eer_SZ | cDXGF
[13 empty] | NE-HVAC-airAC-SpltPkg-240to759kBtuh-12p5eer_SZ | 34 | #N/A | 605 | 156 | #N/A | 156 |  |  | NE-HVAC-airAC-SpltPkg-240to759kBtuh-12p5eer_SZ | cDXGF
[13 empty] | NE-HVAC-airAC-SpltPkg-240to759kBtuh-10p8eer_MZ | 35 | #N/A | 131 | #N/A | #N/A | 75.9 |  |  | NE-HVAC-airAC-SpltPkg-240to759kBtuh-10p8eer_MZ | cPVVG
[13 empty] | NE-HVAC-airAC-SpltPkg-240to759kBtuh-11p5eer_MZ | 36 | #N/A | 189 | #N/A | #N/A | 134 |  |  | NE-HVAC-airAC-SpltPkg-240to759kBtuh-11p5eer_MZ | cPVVG
[13 empty] | NE-HVAC-airAC-SpltPkg-240to759kBtuh-12p5eer_MZ | 37 | #N/A | 261 | #N/A | #N/A | 206 |  |  | NE-HVAC-airAC-SpltPkg-240to759kBtuh-12p5eer_MZ | cPVVG
[13 empty] | NE-HVAC-airAC-SpltPkg-65to134kBtuh-11p5eer-woutPreEcono | 38 | #N/A | 577 | 638 | #N/A | 31.1 |  |  | NE-HVAC-airAC-SpltPkg-65to109kBtuh-11p5eer | cDXGF
[13 empty] | NE-HVAC-airAC-SpltPkg-65to134kBtuh-11p5eer-wPreEcono | 39 | #N/A | 352 | 388 | #N/A | 31.1 |  |  | NE-HVAC-airAC-SpltPkg-65to109kBtuh-11p5eer-wPreEcono | cDXGF
[13 empty] | NE-HVAC-airAC-SpltPkg-65to134kBtuh-12p0eer-woutPreEcono | 40 | #N/A | 606 | 667 | #N/A | 60.2 |  |  | NE-HVAC-airAC-SpltPkg-65to109kBtuh-12p0eer | cDXGF
[13 empty] | NE-HVAC-airAC-SpltPkg-65to134kBtuh-12p0eer-wPreEcono | 41 | #N/A | 381 | 417 | #N/A | 60.2 |  |  | NE-HVAC-airAC-SpltPkg-65to109kBtuh-12p0eer-wPreEcono | cDXGF
[13 empty] | NE-HVAC-airAC-SpltPkg-65to134kBtuh-12p5eer-woutPreEcono | 42 | #N/A | 632 | 693 | #N/A | 85.4 |  |  | NE-HVAC-airAC-SpltPkg-65to135kBtuh-12p5eer | cDXGF
[13 empty] | NE-HVAC-airAC-SpltPkg-65to134kBtuh-12p5eer-wPreEcono | 43 | #N/A | 406 | 442 | #N/A | 85.4 |  |  | NE-HVAC-airAC-SpltPkg-65to135kBtuh-12p5eer-wPreEcono | cDXGF
[13 empty] | NE-HVAC-airAC-SpltPkg-65to134kBtuh-13p0eer-woutPreEcono | 44 | #N/A | 657 | 718 | #N/A | 111 |  |  | NE-HVAC-airAC-SpltPkg-65to109kBtuh-13p0eer | cDXGF
[13 empty] | NE-HVAC-airAC-SpltPkg-65to134kBtuh-13p0eer-wPreEcono | 45 | #N/A | 432 | 468 | #N/A | 111 |  |  | NE-HVAC-airAC-SpltPkg-65to109kBtuh-13p0eer-wPreEcono | cDXGF
[13 empty] | NE-HVAC-airAC-SpltPkg-gte760kBtuh-10p2eer | 46 | #N/A | 111 | #N/A | #N/A | 52.2 |  |  | NE-HVAC-airAC-SpltPkg-gte760kBtuh-10p2eer | cPVVG
[13 empty] | NE-HVAC-airAC-SpltPkg-gte760kBtuh-11p0eer | 47 | #N/A | 184 | #N/A | #N/A | 125 |  |  | NE-HVAC-airAC-SpltPkg-gte760kBtuh-11p0eer | cPVVG
[13 empty] | NE-HVAC-airAC-SpltPkg-gte760kBtuh-12p0eer | 48 | #N/A | 262 | #N/A | #N/A | 204 |  |  | NE-HVAC-airAC-SpltPkg-gte760kBtuh-12p0eer | cPVVG
Above Pre-existing kWh Savings Msr: NE-HVAC-airAC-Pkg-55to65kBtuh-15p0seer IOU: Any, Vintage: 1996, CZ: CZ10
Above Code/Std kWh Savings Msr: NE-HVAC-airAC-Pkg-55to65kBtuh-15p0seer IOU: Any, Vintage: 1996, CZ: CZ10

## MeasureFix
Measure table records of all Measures being "fixed"
Measure Table (exante.Measure)
This file created on 6/2/2017 4:15:26 PM while connected to AmazonWS-RDS as sptviewer.
Program/Database Description: READI v.2.4.7 (Preliminary Ex Ante Review data) options: include Non-DEER and Proposed data; 1/1/2013 - 12/31/2025
Index | MeasureID | Description | Version | VersionSource | LastMod | EnergyImpactID | MeasImpactType | EnImpCalcType | ImpScaleBasis | StdScaleVal | PreScaleVal | ImpWeighting | WeightGroupID | ApplyIE | IETableName | TechBased | Sector | PA | UseCategory | UseSubCategory | TechGroup | TechType | MeasCostID | EUL_ID | PreDesc | StdDesc | MeasDesc | PreTechID | StdTechID | MeasTechID | Status | Comment | PreMultiTech | StdMultiTech | SourceDesc | SupportedAppType | StdCostID | RUL_ID | LegacyID | MeasQualifierGroup | StartDate | ExpiryDate | ReviewStatus | MeasID_SCE | MeasID_PGE | MeasID_SDG | MeasID_SCG | MeasType | ReviewComment | part of baseline update
823 | NE-HVAC-airAC-Pkg-55to65kBtuh-15p0seer | Commercial SEER-rated Packaged Air Conditioners, Size Range: 55 - 65 kBTU/h, SEER = 15 (EER = 12.6), EIR = 0.236, Fan W/CFM = 0.25, two-speed fan, with Econo (Pre-existing vintages do not include Economizer) | DEER2017 | D17 v2 |  | NE-HVAC-airAC-Pkg-55to65kBtuh-15p0seer | DEER | Standard | None |  |  | None |  | FALSE |  | FALSE | Com | Any | HVAC | SpaceCool | dxAC_equip | pkgSEER | dxAC-Com-Pkg-55to65kBTUh-SEER-15.0 | HVAC-airAC | Com SEER-Rated Pkg AC, 18-65 kBTU/h; pre-2001: SEER = 9.7 (EER = 9.21), one-speed fan, no Econo; post-2001: SEER = 13 (EER = 11.06), one-speed fan, no Econo; 2014: SEER = 14 (EER = 11.75), two-speed fan, w/Econo | Commercial SEER-rated Packaged Air Conditioners, Size Range: 55 - 65 kBTU/h, SEER = 14 (EER = 11.7), EIR = 0.249, Fan W/CFM = 0.29, two-speed fan, with Econo | Commercial SEER-rated Packaged Air Conditioners, Size Range: 55 - 65 kBTU/h, SEER = 15 (EER = 12.6), EIR = 0.236, Fan W/CFM = 0.25, two-speed fan, with Econo |  | dxAC-Com-Pkg-55to65kBTUh-SEER-14.0 | dxAC-Com-Pkg-55to65kBTUh-SEER-15.0 | Available |  | FALSE | FALSE | June 2017 DEER Update | ErRobNc | dxAC-Com-Pkg-55to65kBTUh-SEER-14.0 | HVAC-airAC |  | DEER1517 | 2017-01-01 |  | InEA_same |  |  |  |  | Standard | Measure EnergyImpacts corrected for June 2017 DEER Update and pre-existing technology updated | 1
827 | NE-HVAC-airAC-Pkg-55to65kBtuh-15p0seer-wPreEcono | Commercial SEER-rated Packaged Air Conditioners, Size Range: 55 - 65 kBTU/h, SEER = 15 (EER = 12.6), EIR = 0.236, Fan W/CFM = 0.25, two-speed fan, with Econo (Pre-existing vintages include Economizer) | DEER2017 | D17 v2 |  | NE-HVAC-airAC-Pkg-55to65kBtuh-15p0seer-wPreEcono | DEER | Standard | None |  |  | None |  | FALSE |  | FALSE | Com | Any | HVAC | SpaceCool | dxAC_equip | pkgSEER | dxAC-Com-Pkg-55to65kBTUh-SEER-15.0 | HVAC-airAC | Com SEER-Rated Pkg AC, 18-65 kBTU/h; pre-2001: SEER = 9.7 (EER = 9.21), one-speed fan, w/Econo; post-2001: SEER = 13 (EER = 11.06), one-speed fan, w/Econo; 2014: SEER = 14 (EER = 11.75), two-speed fan, w/Econo | Commercial SEER-rated Packaged Air Conditioners, Size Range: 55 - 65 kBTU/h, SEER = 14 (EER = 11.7), EIR = 0.249, Fan W/CFM = 0.29, two-speed fan, with Econo | Commercial SEER-rated Packaged Air Conditioners, Size Range: 55 - 65 kBTU/h, SEER = 15 (EER = 12.6), EIR = 0.236, Fan W/CFM = 0.25, two-speed fan, with Econo |  | dxAC-Com-Pkg-55to65kBTUh-SEER-14.0 | dxAC-Com-Pkg-55to65kBTUh-SEER-15.0 | Available |  | FALSE | FALSE | June 2017 DEER Update | ErRobNc | dxAC-Com-Pkg-55to65kBTUh-SEER-14.0 | HVAC-airAC |  | DEER1517 | 2017-01-01 |  | InEA_same |  |  |  |  | Standard | Measure EnergyImpacts corrected for June 2017 DEER Update and pre-existing technology updated | 2
824 | NE-HVAC-airAC-Pkg-55to65kBtuh-16p0seer | Commercial SEER-rated Packaged Air Conditioners, Size Range: 55 - 65 kBTU/h, SEER = 16 (EER = 12.5), EIR = 0.238, Fan W/CFM = 0.27, two-speed fan, with Econo (Pre-existing vintages do not include Economizer) | DEER2017 | D17 v2 |  | NE-HVAC-airAC-Pkg-55to65kBtuh-16p0seer | DEER | Standard | None |  |  | None |  | FALSE |  | FALSE | Com | Any | HVAC | SpaceCool | dxAC_equip | pkgSEER | dxAC-Com-Pkg-55to65kBTUh-SEER-16.0 | HVAC-airAC | Com SEER-Rated Pkg AC, 18-65 kBTU/h; pre-2001: SEER = 9.7 (EER = 9.21), one-speed fan, no Econo; post-2001: SEER = 13 (EER = 11.06), one-speed fan, no Econo; 2014: SEER = 14 (EER = 11.75), two-speed fan, w/Econo | Commercial SEER-rated Packaged Air Conditioners, Size Range: 55 - 65 kBTU/h, SEER = 14 (EER = 11.7), EIR = 0.249, Fan W/CFM = 0.29, two-speed fan, with Econo | Commercial SEER-rated Packaged Air Conditioners, Size Range: 55 - 65 kBTU/h, SEER = 16 (EER = 12.5), EIR = 0.238, Fan W/CFM = 0.27, two-speed fan, with Econo |  | dxAC-Com-Pkg-55to65kBTUh-SEER-14.0 | dxAC-Com-Pkg-55to65kBTUh-SEER-16.0 | Available |  | FALSE | FALSE | June 2017 DEER Update | ErRobNc | dxAC-Com-Pkg-55to65kBTUh-SEER-14.0 | HVAC-airAC |  | DEER1517 | 2017-01-01 |  | InEA_same |  |  |  |  | Standard | Measure EnergyImpacts corrected for June 2017 DEER Update and pre-existing technology updated | 3
828 | NE-HVAC-airAC-Pkg-55to65kBtuh-16p0seer-wPreEcono | Commercial SEER-rated Packaged Air Conditioners, Size Range: 55 - 65 kBTU/h, SEER = 16 (EER = 12.5), EIR = 0.238, Fan W/CFM = 0.27, two-speed fan, with Econo (Pre-existing vintages include Economizer) | DEER2017 | D17 v2 |  | NE-HVAC-airAC-Pkg-55to65kBtuh-16p0seer-wPreEcono | DEER | Standard | None |  |  | None |  | FALSE |  | FALSE | Com | Any | HVAC | SpaceCool | dxAC_equip | pkgSEER | dxAC-Com-Pkg-55to65kBTUh-SEER-16.0 | HVAC-airAC | Com SEER-Rated Pkg AC, 18-65 kBTU/h; pre-2001: SEER = 9.7 (EER = 9.21), one-speed fan, w/Econo; post-2001: SEER = 13 (EER = 11.06), one-speed fan, w/Econo; 2014: SEER = 14 (EER = 11.75), two-speed fan, w/Econo | Commercial SEER-rated Packaged Air Conditioners, Size Range: 55 - 65 kBTU/h, SEER = 14 (EER = 11.7), EIR = 0.249, Fan W/CFM = 0.29, two-speed fan, with Econo | Commercial SEER-rated Packaged Air Conditioners, Size Range: 55 - 65 kBTU/h, SEER = 16 (EER = 12.5), EIR = 0.238, Fan W/CFM = 0.27, two-speed fan, with Econo |  | dxAC-Com-Pkg-55to65kBTUh-SEER-14.0 | dxAC-Com-Pkg-55to65kBTUh-SEER-16.0 | Available |  | FALSE | FALSE | June 2017 DEER Update | ErRobNc | dxAC-Com-Pkg-55to65kBTUh-SEER-14.0 | HVAC-airAC |  | DEER1517 | 2017-01-01 |  | InEA_same |  |  |  |  | Standard | Measure EnergyImpacts corrected for June 2017 DEER Update and pre-existing technology updated | 4
825 | NE-HVAC-airAC-Pkg-55to65kBtuh-17p0seer | Commercial SEER-rated Packaged Air Conditioners, Size Range: 55 - 65 kBTU/h, SEER = 17 (EER = 13.3), EIR = 0.223, Fan W/CFM = 0.27, two-speed fan, with Econo (Pre-existing vintages do not include Economizer) | DEER2017 | D17 v2 |  | NE-HVAC-airAC-Pkg-55to65kBtuh-17p0seer | DEER | Standard | None |  |  | None |  | FALSE |  | FALSE | Com | Any | HVAC | SpaceCool | dxAC_equip | pkgSEER | dxAC-Com-Pkg-55to65kBTUh-SEER-17.0 | HVAC-airAC | Com SEER-Rated Pkg AC, 18-65 kBTU/h; pre-2001: SEER = 9.7 (EER = 9.21), one-speed fan, no Econo; post-2001: SEER = 13 (EER = 11.06), one-speed fan, no Econo; 2014: SEER = 14 (EER = 11.75), two-speed fan, w/Econo | Commercial SEER-rated Packaged Air Conditioners, Size Range: 55 - 65 kBTU/h, SEER = 14 (EER = 11.7), EIR = 0.249, Fan W/CFM = 0.29, two-speed fan, with Econo | Commercial SEER-rated Packaged Air Conditioners, Size Range: 55 - 65 kBTU/h, SEER = 17 (EER = 13.3), EIR = 0.223, Fan W/CFM = 0.27, two-speed fan, with Econo |  | dxAC-Com-Pkg-55to65kBTUh-SEER-14.0 | dxAC-Com-Pkg-55to65kBTUh-SEER-17.0 | Available |  | FALSE | FALSE | June 2017 DEER Update | ErRobNc | dxAC-Com-Pkg-55to65kBTUh-SEER-14.0 | HVAC-airAC |  | DEER1517 | 2017-01-01 |  | InEA_same |  |  |  |  | Standard | Measure EnergyImpacts corrected for June 2017 DEER Update and pre-existing technology updated | 5
829 | NE-HVAC-airAC-Pkg-55to65kBtuh-17p0seer-wPreEcono | Commercial SEER-rated Packaged Air Conditioners, Size Range: 55 - 65 kBTU/h, SEER = 17 (EER = 13.3), EIR = 0.223, Fan W/CFM = 0.27, two-speed fan, with Econo (Pre-existing vintages include Economizer) | DEER2017 | D17 v2 |  | NE-HVAC-airAC-Pkg-55to65kBtuh-17p0seer-wPreEcono | DEER | Standard | None |  |  | None |  | FALSE |  | FALSE | Com | Any | HVAC | SpaceCool | dxAC_equip | pkgSEER | dxAC-Com-Pkg-55to65kBTUh-SEER-17.0 | HVAC-airAC | Com SEER-Rated Pkg AC, 18-65 kBTU/h; pre-2001: SEER = 9.7 (EER = 9.21), one-speed fan, w/Econo; post-2001: SEER = 13 (EER = 11.06), one-speed fan, w/Econo; 2014: SEER = 14 (EER = 11.75), two-speed fan, w/Econo | Commercial SEER-rated Packaged Air Conditioners, Size Range: 55 - 65 kBTU/h, SEER = 14 (EER = 11.7), EIR = 0.249, Fan W/CFM = 0.29, two-speed fan, with Econo | Commercial SEER-rated Packaged Air Conditioners, Size Range: 55 - 65 kBTU/h, SEER = 17 (EER = 13.3), EIR = 0.223, Fan W/CFM = 0.27, two-speed fan, with Econo |  | dxAC-Com-Pkg-55to65kBTUh-SEER-14.0 | dxAC-Com-Pkg-55to65kBTUh-SEER-17.0 | Available |  | FALSE | FALSE | June 2017 DEER Update | ErRobNc | dxAC-Com-Pkg-55to65kBTUh-SEER-14.0 | HVAC-airAC |  | DEER1517 | 2017-01-01 |  | InEA_same |  |  |  |  | Standard | Measure EnergyImpacts corrected for June 2017 DEER Update and pre-existing technology updated | 6
826 | NE-HVAC-airAC-Pkg-55to65kBtuh-18p0seer | Commercial SEER-rated Packaged Air Conditioners, Size Range: 55 - 65 kBTU/h, SEER = 18 (EER = 14), EIR = 0.209, Fan W/CFM = 0.27, two-speed fan, with Econo (Pre-existing vintages do not include Economizer) | DEER2017 | D17 v2 |  | NE-HVAC-airAC-Pkg-55to65kBtuh-18p0seer | DEER | Standard | None |  |  | None |  | FALSE |  | FALSE | Com | Any | HVAC | SpaceCool | dxAC_equip | pkgSEER | dxAC-Com-Pkg-55to65kBTUh-SEER-18.0 | HVAC-airAC | Com SEER-Rated Pkg AC, 18-65 kBTU/h; pre-2001: SEER = 9.7 (EER = 9.21), one-speed fan, no Econo; post-2001: SEER = 13 (EER = 11.06), one-speed fan, no Econo; 2014: SEER = 14 (EER = 11.75), two-speed fan, w/Econo | Commercial SEER-rated Packaged Air Conditioners, Size Range: 55 - 65 kBTU/h, SEER = 14 (EER = 11.7), EIR = 0.249, Fan W/CFM = 0.29, two-speed fan, with Econo | Commercial SEER-rated Packaged Air Conditioners, Size Range: 55 - 65 kBTU/h, SEER = 18 (EER = 14), EIR = 0.209, Fan W/CFM = 0.27, two-speed fan, with Econo |  | dxAC-Com-Pkg-55to65kBTUh-SEER-14.0 | dxAC-Com-Pkg-55to65kBTUh-SEER-18.0 | Available |  | FALSE | FALSE | June 2017 DEER Update | ErRobNc | dxAC-Com-Pkg-55to65kBTUh-SEER-14.0 | HVAC-airAC |  | DEER1517 | 2017-01-01 |  | InEA_same |  |  |  |  | Standard | Measure EnergyImpacts corrected for June 2017 DEER Update and pre-existing technology updated | 7
830 | NE-HVAC-airAC-Pkg-55to65kBtuh-18p0seer-wPreEcono | Commercial SEER-rated Packaged Air Conditioners, Size Range: 55 - 65 kBTU/h, SEER = 18 (EER = 14), EIR = 0.209, Fan W/CFM = 0.27, two-speed fan, with Econo (Pre-existing vintages include Economizer) | DEER2017 | D17 v2 |  | NE-HVAC-airAC-Pkg-55to65kBtuh-18p0seer-wPreEcono | DEER | Standard | None |  |  | None |  | FALSE |  | FALSE | Com | Any | HVAC | SpaceCool | dxAC_equip | pkgSEER | dxAC-Com-Pkg-55to65kBTUh-SEER-18.0 | HVAC-airAC | Com SEER-Rated Pkg AC, 18-65 kBTU/h; pre-2001: SEER = 9.7 (EER = 9.21), one-speed fan, w/Econo; post-2001: SEER = 13 (EER = 11.06), one-speed fan, w/Econo; 2014: SEER = 14 (EER = 11.75), two-speed fan, w/Econo | Commercial SEER-rated Packaged Air Conditioners, Size Range: 55 - 65 kBTU/h, SEER = 14 (EER = 11.7), EIR = 0.249, Fan W/CFM = 0.29, two-speed fan, with Econo | Commercial SEER-rated Packaged Air Conditioners, Size Range: 55 - 65 kBTU/h, SEER = 18 (EER = 14), EIR = 0.209, Fan W/CFM = 0.27, two-speed fan, with Econo |  | dxAC-Com-Pkg-55to65kBTUh-SEER-14.0 | dxAC-Com-Pkg-55to65kBTUh-SEER-18.0 | Available |  | FALSE | FALSE | June 2017 DEER Update | ErRobNc | dxAC-Com-Pkg-55to65kBTUh-SEER-14.0 | HVAC-airAC |  | DEER1517 | 2017-01-01 |  | InEA_same |  |  |  |  | Standard | Measure EnergyImpacts corrected for June 2017 DEER Update and pre-existing technology updated | 8
819 | NE-HVAC-airAC-Pkg-lt55kBtuh-15p0seer | Commercial SEER-rated Packaged Air Conditioners, Size Range: 18 - 55 kBTU/h, SEER = 15 (EER = 12.9), EIR = 0.234, Fan W/CFM = 0.25, one-speed fan, without Econo | DEER2017 | D17 v2 |  | NE-HVAC-airAC-Pkg-lt55kBtuh-15p0seer | DEER | Standard | None |  |  | None |  | FALSE |  | FALSE | Com | Any | HVAC | SpaceCool | dxAC_equip | pkgSEER | dxAC-Com-Pkg-lt55kBTUh-SEER-15.0 | HVAC-airAC | Com SEER-Rated Pkg AC, 18-65 kBTU/h; pre-2001: SEER = 9.7 (EER = 9.21), one-speed fan, no Econo; post-2001: SEER = 13 (EER = 11.06), one-speed fan, no Econo; 2014: SEER = 14 (EER = 12.04), one-speed fan, no Econo | Commercial SEER-rated Packaged Air Conditioners, Size Range: 18 - 55 kBTU/h, SEER = 14 (EER = 12), EIR = 0.246, Fan W/CFM = 0.29, one-speed fan, without Econo | Commercial SEER-rated Packaged Air Conditioners, Size Range: 18 - 55 kBTU/h, SEER = 15 (EER = 12.9), EIR = 0.234, Fan W/CFM = 0.25, one-speed fan, without Econo |  | dxAC-Com-Pkg-lt55kBTUh-SEER-14.0 | dxAC-Com-Pkg-lt55kBTUh-SEER-15.0 | Available |  | FALSE | FALSE | June 2017 DEER Update | ErRobNc | dxAC-Com-Pkg-lt55kBTUh-SEER-14.0 | HVAC-airAC |  | DEER1517 | 2017-01-01 |  | InEA_same |  |  |  |  | Standard | Measure EnergyImpacts corrected for June 2017 DEER Update and pre-existing technology updated | 9
820 | NE-HVAC-airAC-Pkg-lt55kBtuh-16p0seer | Commercial SEER-rated Packaged Air Conditioners, Size Range: 18 - 55 kBTU/h, SEER = 16 (EER = 12.5), EIR = 0.238, Fan W/CFM = 0.27, two-speed fan, without Econo | DEER2017 | D17 v2 |  | NE-HVAC-airAC-Pkg-lt55kBtuh-16p0seer | DEER | Standard | None |  |  | None |  | FALSE |  | FALSE | Com | Any | HVAC | SpaceCool | dxAC_equip | pkgSEER | dxAC-Com-Pkg-lt55kBTUh-SEER-16.0 | HVAC-airAC | Com SEER-Rated Pkg AC, 18-65 kBTU/h; pre-2001: SEER = 9.7 (EER = 9.21), one-speed fan, no Econo; post-2001: SEER = 13 (EER = 11.06), one-speed fan, no Econo; 2014: SEER = 14 (EER = 12.04), one-speed fan, no Econo | Commercial SEER-rated Packaged Air Conditioners, Size Range: 18 - 55 kBTU/h, SEER = 14 (EER = 12), EIR = 0.246, Fan W/CFM = 0.29, one-speed fan, without Econo | Commercial SEER-rated Packaged Air Conditioners, Size Range: 18 - 55 kBTU/h, SEER = 16 (EER = 12.5), EIR = 0.238, Fan W/CFM = 0.27, two-speed fan, without Econo |  | dxAC-Com-Pkg-lt55kBTUh-SEER-14.0 | dxAC-Com-Pkg-lt55kBTUh-SEER-16.0 | Available |  | FALSE | FALSE | June 2017 DEER Update | ErRobNc | dxAC-Com-Pkg-lt55kBTUh-SEER-14.0 | HVAC-airAC |  | DEER1517 | 2017-01-01 |  | InEA_same |  |  |  |  | Standard | Measure EnergyImpacts corrected for June 2017 DEER Update and pre-existing technology updated | 10
821 | NE-HVAC-airAC-Pkg-lt55kBtuh-17p0seer | Commercial SEER-rated Packaged Air Conditioners, Size Range: 18 - 55 kBTU/h, SEER = 17 (EER = 13.3), EIR = 0.223, Fan W/CFM = 0.27, two-speed fan, without Econo | DEER2017 | D17 v2 |  | NE-HVAC-airAC-Pkg-lt55kBtuh-17p0seer | DEER | Standard | None |  |  | None |  | FALSE |  | FALSE | Com | Any | HVAC | SpaceCool | dxAC_equip | pkgSEER | dxAC-Com-Pkg-lt55kBTUh-SEER-17.0 | HVAC-airAC | Com SEER-Rated Pkg AC, 18-65 kBTU/h; pre-2001: SEER = 9.7 (EER = 9.21), one-speed fan, no Econo; post-2001: SEER = 13 (EER = 11.06), one-speed fan, no Econo; 2014: SEER = 14 (EER = 12.04), one-speed fan, no Econo | Commercial SEER-rated Packaged Air Conditioners, Size Range: 18 - 55 kBTU/h, SEER = 14 (EER = 12), EIR = 0.246, Fan W/CFM = 0.29, one-speed fan, without Econo | Commercial SEER-rated Packaged Air Conditioners, Size Range: 18 - 55 kBTU/h, SEER = 17 (EER = 13.3), EIR = 0.223, Fan W/CFM = 0.27, two-speed fan, without Econo |  | dxAC-Com-Pkg-lt55kBTUh-SEER-14.0 | dxAC-Com-Pkg-lt55kBTUh-SEER-17.0 | Available |  | FALSE | FALSE | June 2017 DEER Update | ErRobNc | dxAC-Com-Pkg-lt55kBTUh-SEER-14.0 | HVAC-airAC |  | DEER1517 | 2017-01-01 |  | InEA_same |  |  |  |  | Standard | Measure EnergyImpacts corrected for June 2017 DEER Update and pre-existing technology updated | 11
822 | NE-HVAC-airAC-Pkg-lt55kBtuh-18p0seer | Commercial SEER-rated Packaged Air Conditioners, Size Range: 18 - 55 kBTU/h, SEER = 18 (EER = 14), EIR = 0.209, Fan W/CFM = 0.27, two-speed fan, without Econo | DEER2017 | D17 v2 |  | NE-HVAC-airAC-Pkg-lt55kBtuh-18p0seer | DEER | Standard | None |  |  | None |  | FALSE |  | FALSE | Com | Any | HVAC | SpaceCool | dxAC_equip | pkgSEER | dxAC-Com-Pkg-lt55kBTUh-SEER-18.0 | HVAC-airAC | Com SEER-Rated Pkg AC, 18-65 kBTU/h; pre-2001: SEER = 9.7 (EER = 9.21), one-speed fan, no Econo; post-2001: SEER = 13 (EER = 11.06), one-speed fan, no Econo; 2014: SEER = 14 (EER = 12.04), one-speed fan, no Econo | Commercial SEER-rated Packaged Air Conditioners, Size Range: 18 - 55 kBTU/h, SEER = 14 (EER = 12), EIR = 0.246, Fan W/CFM = 0.29, one-speed fan, without Econo | Commercial SEER-rated Packaged Air Conditioners, Size Range: 18 - 55 kBTU/h, SEER = 18 (EER = 14), EIR = 0.209, Fan W/CFM = 0.27, two-speed fan, without Econo |  | dxAC-Com-Pkg-lt55kBTUh-SEER-14.0 | dxAC-Com-Pkg-lt55kBTUh-SEER-18.0 | Available |  | FALSE | FALSE | June 2017 DEER Update | ErRobNc | dxAC-Com-Pkg-lt55kBTUh-SEER-14.0 | HVAC-airAC |  | DEER1517 | 2017-01-01 |  | InEA_same |  |  |  |  | Standard | Measure EnergyImpacts corrected for June 2017 DEER Update and pre-existing technology updated | 12
835 | NE-HVAC-airAC-Split-45to55kBtuh-15p0seer | Commercial SEER-rated split Air Conditioners, Size Range: 45 - 55 kBTU/h, SEER = 15 (EER = 12.8), EIR = 0.232, Fan W/CFM = 0.25, one-speed fan, without Econo | DEER2017 | D17 v2 |  | NE-HVAC-airAC-Split-45to55kBtuh-15p0seer | DEER | Standard | None |  |  | None |  | FALSE |  | FALSE | Com | Any | HVAC | SpaceCool | dxAC_equip | spltSEER | dxAC-Com-Split-45to55kBTUh-SEER-15.0 | HVAC-airAC | Commercial SEER-rated split Air Conditioners, 18-65 kBTU/h; pre-2001: SEER = 10 (EER = 8.52), one-speed fan, no Econo; post-2001: SEER = 13 (EER = 11.08), one-speed fan, no Econo; 2014: SEER = 14 (EER = 11.82), one-speed fan, no Econo | Commercial SEER-rated split Air Conditioners, Size Range: 45 - 55 kBTU/h, SEER = 14 (EER = 11.8), EIR = 0.247, Fan W/CFM = 0.29, one-speed fan, without Econo | Commercial SEER-rated split Air Conditioners, Size Range: 45 - 55 kBTU/h, SEER = 15 (EER = 12.8), EIR = 0.232, Fan W/CFM = 0.25, one-speed fan, without Econo |  | dxAC-Com-Split-45to55kBTUh-SEER-14.0 | dxAC-Com-Split-45to55kBTUh-SEER-15.0 | Available |  | FALSE | FALSE | June 2017 DEER Update | ErRobNc | dxAC-Com-Split-45to55kBTUh-SEER-14.0 | HVAC-airAC |  | DEER1517 | 2017-01-01 |  | InEA_same |  |  |  |  | Standard | Measure EnergyImpacts corrected for June 2017 DEER Update and pre-existing technology updated | 13
836 | NE-HVAC-airAC-Split-45to55kBtuh-16p0seer | Commercial SEER-rated split Air Conditioners, Size Range: 45 - 55 kBTU/h, SEER = 16 (EER = 12.5), EIR = 0.238, Fan W/CFM = 0.27, two-speed fan, without Econo | DEER2017 | D17 v2 |  | NE-HVAC-airAC-Split-45to55kBtuh-16p0seer | DEER | Standard | None |  |  | None |  | FALSE |  | FALSE | Com | Any | HVAC | SpaceCool | dxAC_equip | spltSEER | dxAC-Com-Split-45to55kBTUh-SEER-16.0 | HVAC-airAC | Commercial SEER-rated split Air Conditioners, 18-65 kBTU/h; pre-2001: SEER = 10 (EER = 8.52), one-speed fan, no Econo; post-2001: SEER = 13 (EER = 11.08), one-speed fan, no Econo; 2014: SEER = 14 (EER = 11.82), one-speed fan, no Econo | Commercial SEER-rated split Air Conditioners, Size Range: 45 - 55 kBTU/h, SEER = 14 (EER = 11.8), EIR = 0.247, Fan W/CFM = 0.29, one-speed fan, without Econo | Commercial SEER-rated split Air Conditioners, Size Range: 45 - 55 kBTU/h, SEER = 16 (EER = 12.5), EIR = 0.238, Fan W/CFM = 0.27, two-speed fan, without Econo |  | dxAC-Com-Split-45to55kBTUh-SEER-14.0 | dxAC-Com-Split-45to55kBTUh-SEER-16.0 | Available |  | FALSE | FALSE | June 2017 DEER Update | ErRobNc | dxAC-Com-Split-45to55kBTUh-SEER-14.0 | HVAC-airAC |  | DEER1517 | 2017-01-01 |  | InEA_same |  |  |  |  | Standard | Measure EnergyImpacts corrected for June 2017 DEER Update and pre-existing technology updated | 14
837 | NE-HVAC-airAC-Split-45to55kBtuh-17p0seer | Commercial SEER-rated split Air Conditioners, Size Range: 45 - 55 kBTU/h, SEER = 17 (EER = 13.3), EIR = 0.223, Fan W/CFM = 0.27, two-speed fan, without Econo | DEER2017 | D17 v2 |  | NE-HVAC-airAC-Split-45to55kBtuh-17p0seer | DEER | Standard | None |  |  | None |  | FALSE |  | FALSE | Com | Any | HVAC | SpaceCool | dxAC_equip | spltSEER | dxAC-Com-Split-45to55kBTUh-SEER-17.0 | HVAC-airAC | Commercial SEER-rated split Air Conditioners, 18-65 kBTU/h; pre-2001: SEER = 10 (EER = 8.52), one-speed fan, no Econo; post-2001: SEER = 13 (EER = 11.08), one-speed fan, no Econo; 2014: SEER = 14 (EER = 11.82), one-speed fan, no Econo | Commercial SEER-rated split Air Conditioners, Size Range: 45 - 55 kBTU/h, SEER = 14 (EER = 11.8), EIR = 0.247, Fan W/CFM = 0.29, one-speed fan, without Econo | Commercial SEER-rated split Air Conditioners, Size Range: 45 - 55 kBTU/h, SEER = 17 (EER = 13.3), EIR = 0.223, Fan W/CFM = 0.27, two-speed fan, without Econo |  | dxAC-Com-Split-45to55kBTUh-SEER-14.0 | dxAC-Com-Split-45to55kBTUh-SEER-17.0 | Available |  | FALSE | FALSE | June 2017 DEER Update | ErRobNc | dxAC-Com-Split-45to55kBTUh-SEER-14.0 | HVAC-airAC |  | DEER1517 | 2017-01-01 |  | InEA_same |  |  |  |  | Standard | Measure EnergyImpacts corrected for June 2017 DEER Update and pre-existing technology updated | 15
838 | NE-HVAC-airAC-Split-45to55kBtuh-18p0seer | Commercial SEER-rated split Air Conditioners, Size Range: 45 - 55 kBTU/h, SEER = 18 (EER = 14), EIR = 0.209, Fan W/CFM = 0.27, two-speed fan, without Econo | DEER2017 | D17 v2 |  | NE-HVAC-airAC-Split-45to55kBtuh-18p0seer | DEER | Standard | None |  |  | None |  | FALSE |  | FALSE | Com | Any | HVAC | SpaceCool | dxAC_equip | spltSEER | dxAC-Com-Split-45to55kBTUh-SEER-18.0 | HVAC-airAC | Commercial SEER-rated split Air Conditioners, 18-65 kBTU/h; pre-2001: SEER = 10 (EER = 8.52), one-speed fan, no Econo; post-2001: SEER = 13 (EER = 11.08), one-speed fan, no Econo; 2014: SEER = 14 (EER = 11.82), one-speed fan, no Econo | Commercial SEER-rated split Air Conditioners, Size Range: 45 - 55 kBTU/h, SEER = 14 (EER = 11.8), EIR = 0.247, Fan W/CFM = 0.29, one-speed fan, without Econo | Commercial SEER-rated split Air Conditioners, Size Range: 45 - 55 kBTU/h, SEER = 18 (EER = 14), EIR = 0.209, Fan W/CFM = 0.27, two-speed fan, without Econo |  | dxAC-Com-Split-45to55kBTUh-SEER-14.0 | dxAC-Com-Split-45to55kBTUh-SEER-18.0 | Available |  | FALSE | FALSE | June 2017 DEER Update | ErRobNc | dxAC-Com-Split-45to55kBTUh-SEER-14.0 | HVAC-airAC |  | DEER1517 | 2017-01-01 |  | InEA_same |  |  |  |  | Standard | Measure EnergyImpacts corrected for June 2017 DEER Update and pre-existing technology updated | 16
839 | NE-HVAC-airAC-Split-55to65kBtuh-15p0seer | Commercial SEER-rated split Air Conditioners, Size Range: 55 - 65 kBTU/h, SEER = 15 (EER = 12.6), EIR = 0.236, Fan W/CFM = 0.25, two-speed fan, with Econo (Pre-existing vintages do not include Economizer) | DEER2017 | D17 v2 |  | NE-HVAC-airAC-Split-55to65kBtuh-15p0seer | DEER | Standard | None |  |  | None |  | FALSE |  | FALSE | Com | Any | HVAC | SpaceCool | dxAC_equip | spltSEER | dxAC-Com-Split-55to65kBTUh-SEER-15.0 | HVAC-airAC | Commercial SEER-rated split Air Conditioners, 18-65 kBTU/h; pre-2001: SEER = 10 (EER = 8.52), one-speed fan, no Econo; post-2001: SEER = 13 (EER = 11.08), one-speed fan, no Econo; 2014: SEER = 14 (EER = 11.75), two-speed fan, w/Econo | Commercial SEER-rated split Air Conditioners, Size Range: 55 - 65 kBTU/h, SEER = 14 (EER = 11.7), EIR = 0.249, Fan W/CFM = 0.29, two-speed fan, with Econo | Commercial SEER-rated split Air Conditioners, Size Range: 55 - 65 kBTU/h, SEER = 15 (EER = 12.6), EIR = 0.236, Fan W/CFM = 0.25, two-speed fan, with Econo |  | dxAC-Com-Split-55to65kBTUh-SEER-14.0 | dxAC-Com-Split-55to65kBTUh-SEER-15.0 | Available |  | FALSE | FALSE | June 2017 DEER Update | ErRobNc | dxAC-Com-Split-55to65kBTUh-SEER-14.0 | HVAC-airAC |  | DEER1517 | 2017-01-01 |  | InEA_same |  |  |  |  | Standard | Measure EnergyImpacts corrected for June 2017 DEER Update and pre-existing technology updated | 17
843 | NE-HVAC-airAC-Split-55to65kBtuh-15p0seer-wPreEcono | Commercial SEER-rated split Air Conditioners, Size Range: 55 - 65 kBTU/h, SEER = 15 (EER = 12.6), EIR = 0.236, Fan W/CFM = 0.25, two-speed fan, with Econo (Pre-existing vintages include Economizer) | DEER2017 | D17 v2 |  | NE-HVAC-airAC-Split-55to65kBtuh-15p0seer-wPreEcono | DEER | Standard | None |  |  | None |  | FALSE |  | FALSE | Com | Any | HVAC | SpaceCool | dxAC_equip | spltSEER | dxAC-Com-Split-55to65kBTUh-SEER-15.0 | HVAC-airAC | Commercial SEER-rated split Air Conditioners, 18-65 kBTU/h; pre-2001: SEER = 10 (EER = 8.52), one-speed fan, w/Econo; post-2001: SEER = 13 (EER = 11.08), one-speed fan, w/Econo; 2014: SEER = 14 (EER = 11.75), two-speed fan, w/Econo | Commercial SEER-rated split Air Conditioners, Size Range: 55 - 65 kBTU/h, SEER = 14 (EER = 11.7), EIR = 0.249, Fan W/CFM = 0.29, two-speed fan, with Econo | Commercial SEER-rated split Air Conditioners, Size Range: 55 - 65 kBTU/h, SEER = 15 (EER = 12.6), EIR = 0.236, Fan W/CFM = 0.25, two-speed fan, with Econo |  | dxAC-Com-Split-55to65kBTUh-SEER-14.0 | dxAC-Com-Split-55to65kBTUh-SEER-15.0 | Available |  | FALSE | FALSE | June 2017 DEER Update | ErRobNc | dxAC-Com-Split-55to65kBTUh-SEER-14.0 | HVAC-airAC |  | DEER1517 | 2017-01-01 |  | InEA_same |  |  |  |  | Standard | Measure EnergyImpacts corrected for June 2017 DEER Update and pre-existing technology updated | 18
840 | NE-HVAC-airAC-Split-55to65kBtuh-16p0seer | Commercial SEER-rated split Air Conditioners, Size Range: 55 - 65 kBTU/h, SEER = 16 (EER = 12.5), EIR = 0.238, Fan W/CFM = 0.27, two-speed fan, with Econo (Pre-existing vintages do not include Economizer) | DEER2017 | D17 v2 |  | NE-HVAC-airAC-Split-55to65kBtuh-16p0seer | DEER | Standard | None |  |  | None |  | FALSE |  | FALSE | Com | Any | HVAC | SpaceCool | dxAC_equip | spltSEER | dxAC-Com-Split-55to65kBTUh-SEER-16.0 | HVAC-airAC | Commercial SEER-rated split Air Conditioners, 18-65 kBTU/h; pre-2001: SEER = 10 (EER = 8.52), one-speed fan, no Econo; post-2001: SEER = 13 (EER = 11.08), one-speed fan, no Econo; 2014: SEER = 14 (EER = 11.75), two-speed fan, w/Econo | Commercial SEER-rated split Air Conditioners, Size Range: 55 - 65 kBTU/h, SEER = 14 (EER = 11.7), EIR = 0.249, Fan W/CFM = 0.29, two-speed fan, with Econo | Commercial SEER-rated split Air Conditioners, Size Range: 55 - 65 kBTU/h, SEER = 16 (EER = 12.5), EIR = 0.238, Fan W/CFM = 0.27, two-speed fan, with Econo |  | dxAC-Com-Split-55to65kBTUh-SEER-14.0 | dxAC-Com-Split-55to65kBTUh-SEER-16.0 | Available |  | FALSE | FALSE | June 2017 DEER Update | ErRobNc | dxAC-Com-Split-55to65kBTUh-SEER-14.0 | HVAC-airAC |  | DEER1517 | 2017-01-01 |  | InEA_same |  |  |  |  | Standard | Measure EnergyImpacts corrected for June 2017 DEER Update and pre-existing technology updated | 19
844 | NE-HVAC-airAC-Split-55to65kBtuh-16p0seer-wPreEcono | Commercial SEER-rated split Air Conditioners, Size Range: 55 - 65 kBTU/h, SEER = 16 (EER = 12.5), EIR = 0.238, Fan W/CFM = 0.27, two-speed fan, with Econo (Pre-existing vintages include Economizer) | DEER2017 | D17 v2 |  | NE-HVAC-airAC-Split-55to65kBtuh-16p0seer-wPreEcono | DEER | Standard | None |  |  | None |  | FALSE |  | FALSE | Com | Any | HVAC | SpaceCool | dxAC_equip | spltSEER | dxAC-Com-Split-55to65kBTUh-SEER-16.0 | HVAC-airAC | Commercial SEER-rated split Air Conditioners, 18-65 kBTU/h; pre-2001: SEER = 10 (EER = 8.52), one-speed fan, w/Econo; post-2001: SEER = 13 (EER = 11.08), one-speed fan, w/Econo; 2014: SEER = 14 (EER = 11.75), two-speed fan, w/Econo | Commercial SEER-rated split Air Conditioners, Size Range: 55 - 65 kBTU/h, SEER = 14 (EER = 11.7), EIR = 0.249, Fan W/CFM = 0.29, two-speed fan, with Econo | Commercial SEER-rated split Air Conditioners, Size Range: 55 - 65 kBTU/h, SEER = 16 (EER = 12.5), EIR = 0.238, Fan W/CFM = 0.27, two-speed fan, with Econo |  | dxAC-Com-Split-55to65kBTUh-SEER-14.0 | dxAC-Com-Split-55to65kBTUh-SEER-16.0 | Available |  | FALSE | FALSE | June 2017 DEER Update | ErRobNc | dxAC-Com-Split-55to65kBTUh-SEER-14.0 | HVAC-airAC |  | DEER1517 | 2017-01-01 |  | InEA_same |  |  |  |  | Standard | Measure EnergyImpacts corrected for June 2017 DEER Update and pre-existing technology updated | 20
841 | NE-HVAC-airAC-Split-55to65kBtuh-17p0seer | Commercial SEER-rated split Air Conditioners, Size Range: 55 - 65 kBTU/h, SEER = 17 (EER = 13.3), EIR = 0.223, Fan W/CFM = 0.27, two-speed fan, with Econo (Pre-existing vintages do not include Economizer) | DEER2017 | D17 v2 |  | NE-HVAC-airAC-Split-55to65kBtuh-17p0seer | DEER | Standard | None |  |  | None |  | FALSE |  | FALSE | Com | Any | HVAC | SpaceCool | dxAC_equip | spltSEER | dxAC-Com-Split-55to65kBTUh-SEER-17.0 | HVAC-airAC | Commercial SEER-rated split Air Conditioners, 18-65 kBTU/h; pre-2001: SEER = 10 (EER = 8.52), one-speed fan, no Econo; post-2001: SEER = 13 (EER = 11.08), one-speed fan, no Econo; 2014: SEER = 14 (EER = 11.75), two-speed fan, w/Econo | Commercial SEER-rated split Air Conditioners, Size Range: 55 - 65 kBTU/h, SEER = 14 (EER = 11.7), EIR = 0.249, Fan W/CFM = 0.29, two-speed fan, with Econo | Commercial SEER-rated split Air Conditioners, Size Range: 55 - 65 kBTU/h, SEER = 17 (EER = 13.3), EIR = 0.223, Fan W/CFM = 0.27, two-speed fan, with Econo |  | dxAC-Com-Split-55to65kBTUh-SEER-14.0 | dxAC-Com-Split-55to65kBTUh-SEER-17.0 | Available |  | FALSE | FALSE | June 2017 DEER Update | ErRobNc | dxAC-Com-Split-55to65kBTUh-SEER-14.0 | HVAC-airAC |  | DEER1517 | 2017-01-01 |  | InEA_same |  |  |  |  | Standard | Measure EnergyImpacts corrected for June 2017 DEER Update and pre-existing technology updated | 21
845 | NE-HVAC-airAC-Split-55to65kBtuh-17p0seer-wPreEcono | Commercial SEER-rated split Air Conditioners, Size Range: 55 - 65 kBTU/h, SEER = 17 (EER = 13.3), EIR = 0.223, Fan W/CFM = 0.27, two-speed fan, with Econo (Pre-existing vintages include Economizer) | DEER2017 | D17 v2 |  | NE-HVAC-airAC-Split-55to65kBtuh-17p0seer-wPreEcono | DEER | Standard | None |  |  | None |  | FALSE |  | FALSE | Com | Any | HVAC | SpaceCool | dxAC_equip | spltSEER | dxAC-Com-Split-55to65kBTUh-SEER-17.0 | HVAC-airAC | Commercial SEER-rated split Air Conditioners, 18-65 kBTU/h; pre-2001: SEER = 10 (EER = 8.52), one-speed fan, w/Econo; post-2001: SEER = 13 (EER = 11.08), one-speed fan, w/Econo; 2014: SEER = 14 (EER = 11.75), two-speed fan, w/Econo | Commercial SEER-rated split Air Conditioners, Size Range: 55 - 65 kBTU/h, SEER = 14 (EER = 11.7), EIR = 0.249, Fan W/CFM = 0.29, two-speed fan, with Econo | Commercial SEER-rated split Air Conditioners, Size Range: 55 - 65 kBTU/h, SEER = 17 (EER = 13.3), EIR = 0.223, Fan W/CFM = 0.27, two-speed fan, with Econo |  | dxAC-Com-Split-55to65kBTUh-SEER-14.0 | dxAC-Com-Split-55to65kBTUh-SEER-17.0 | Available |  | FALSE | FALSE | June 2017 DEER Update | ErRobNc | dxAC-Com-Split-55to65kBTUh-SEER-14.0 | HVAC-airAC |  | DEER1517 | 2017-01-01 |  | InEA_same |  |  |  |  | Standard | Measure EnergyImpacts corrected for June 2017 DEER Update and pre-existing technology updated | 22
842 | NE-HVAC-airAC-Split-55to65kBtuh-18p0seer | Commercial SEER-rated split Air Conditioners, Size Range: 55 - 65 kBTU/h, SEER = 18 (EER = 14), EIR = 0.209, Fan W/CFM = 0.27, two-speed fan, with Econo (Pre-existing vintages do not include Economizer) | DEER2017 | D17 v2 |  | NE-HVAC-airAC-Split-55to65kBtuh-18p0seer | DEER | Standard | None |  |  | None |  | FALSE |  | FALSE | Com | Any | HVAC | SpaceCool | dxAC_equip | spltSEER | dxAC-Com-Split-55to65kBTUh-SEER-18.0 | HVAC-airAC | Commercial SEER-rated split Air Conditioners, 18-65 kBTU/h; pre-2001: SEER = 10 (EER = 8.52), one-speed fan, no Econo; post-2001: SEER = 13 (EER = 11.08), one-speed fan, no Econo; 2014: SEER = 14 (EER = 11.75), two-speed fan, w/Econo | Commercial SEER-rated split Air Conditioners, Size Range: 55 - 65 kBTU/h, SEER = 14 (EER = 11.7), EIR = 0.249, Fan W/CFM = 0.29, two-speed fan, with Econo | Commercial SEER-rated split Air Conditioners, Size Range: 55 - 65 kBTU/h, SEER = 18 (EER = 14), EIR = 0.209, Fan W/CFM = 0.27, two-speed fan, with Econo |  | dxAC-Com-Split-55to65kBTUh-SEER-14.0 | dxAC-Com-Split-55to65kBTUh-SEER-18.0 | Available |  | FALSE | FALSE | June 2017 DEER Update | ErRobNc | dxAC-Com-Split-55to65kBTUh-SEER-14.0 | HVAC-airAC |  | DEER1517 | 2017-01-01 |  | InEA_same |  |  |  |  | Standard | Measure EnergyImpacts corrected for June 2017 DEER Update and pre-existing technology updated | 23
846 | NE-HVAC-airAC-Split-55to65kBtuh-18p0seer-wPreEcono | Commercial SEER-rated split Air Conditioners, Size Range: 55 - 65 kBTU/h, SEER = 18 (EER = 14), EIR = 0.209, Fan W/CFM = 0.27, two-speed fan, with Econo (Pre-existing vintages include Economizer) | DEER2017 | D17 v2 |  | NE-HVAC-airAC-Split-55to65kBtuh-18p0seer-wPreEcono | DEER | Standard | None |  |  | None |  | FALSE |  | FALSE | Com | Any | HVAC | SpaceCool | dxAC_equip | spltSEER | dxAC-Com-Split-55to65kBTUh-SEER-18.0 | HVAC-airAC | Commercial SEER-rated split Air Conditioners, 18-65 kBTU/h; pre-2001: SEER = 10 (EER = 8.52), one-speed fan, w/Econo; post-2001: SEER = 13 (EER = 11.08), one-speed fan, w/Econo; 2014: SEER = 14 (EER = 11.75), two-speed fan, w/Econo | Commercial SEER-rated split Air Conditioners, Size Range: 55 - 65 kBTU/h, SEER = 14 (EER = 11.7), EIR = 0.249, Fan W/CFM = 0.29, two-speed fan, with Econo | Commercial SEER-rated split Air Conditioners, Size Range: 55 - 65 kBTU/h, SEER = 18 (EER = 14), EIR = 0.209, Fan W/CFM = 0.27, two-speed fan, with Econo |  | dxAC-Com-Split-55to65kBTUh-SEER-14.0 | dxAC-Com-Split-55to65kBTUh-SEER-18.0 | Available |  | FALSE | FALSE | June 2017 DEER Update | ErRobNc | dxAC-Com-Split-55to65kBTUh-SEER-14.0 | HVAC-airAC |  | DEER1517 | 2017-01-01 |  | InEA_same |  |  |  |  | Standard | Measure EnergyImpacts corrected for June 2017 DEER Update and pre-existing technology updated | 24
831 | NE-HVAC-airAC-Split-lt45kBtuh-15p0seer | Commercial SEER-rated split Air Conditioners, Size Range: 18 - 45 kBTU/h, SEER = 15 (EER = 12.8), EIR = 0.232, Fan W/CFM = 0.25, one-speed fan, without Econo | DEER2017 | D17 v2 |  | NE-HVAC-airAC-Split-lt45kBtuh-15p0seer | DEER | Standard | None |  |  | None |  | FALSE |  | FALSE | Com | Any | HVAC | SpaceCool | dxAC_equip | spltSEER | dxAC-Com-Split-lt45kBTUh-SEER-15.0 | HVAC-airAC | Commercial SEER-rated split Air Conditioners, 18-65 kBTU/h; pre-2001: SEER = 10 (EER = 8.52), one-speed fan, no Econo; post-2001: SEER = 13 (EER = 11.08), one-speed fan, no Econo; 2014: SEER = 14 (EER = 12.17), one-speed fan, no Econo | Commercial SEER-rated split Air Conditioners, Size Range: 18 - 45 kBTU/h, SEER = 14 (EER = 12.2), EIR = 0.239, Fan W/CFM = 0.29, one-speed fan, without Econo | Commercial SEER-rated split Air Conditioners, Size Range: 18 - 45 kBTU/h, SEER = 15 (EER = 12.8), EIR = 0.232, Fan W/CFM = 0.25, one-speed fan, without Econo |  | dxAC-Com-Split-lt45kBTUh-SEER-14.0 | dxAC-Com-Split-lt45kBTUh-SEER-15.0 | Available |  | FALSE | FALSE | June 2017 DEER Update | ErRobNc | dxAC-Com-Split-lt45kBTUh-SEER-14.0 | HVAC-airAC |  | DEER1517 | 2017-01-01 |  | InEA_same |  |  |  |  | Standard | Measure EnergyImpacts corrected for June 2017 DEER Update and pre-existing technology updated | 25
832 | NE-HVAC-airAC-Split-lt45kBtuh-16p0seer | Commercial SEER-rated split Air Conditioners, Size Range: 18 - 45 kBTU/h, SEER = 16 (EER = 12.5), EIR = 0.238, Fan W/CFM = 0.27, two-speed fan, without Econo | DEER2017 | D17 v2 |  | NE-HVAC-airAC-Split-lt45kBtuh-16p0seer | DEER | Standard | None |  |  | None |  | FALSE |  | FALSE | Com | Any | HVAC | SpaceCool | dxAC_equip | spltSEER | dxAC-Com-Split-lt45kBTUh-SEER-16.0 | HVAC-airAC | Commercial SEER-rated split Air Conditioners, 18-65 kBTU/h; pre-2001: SEER = 10 (EER = 8.52), one-speed fan, no Econo; post-2001: SEER = 13 (EER = 11.08), one-speed fan, no Econo; 2014: SEER = 14 (EER = 12.17), one-speed fan, no Econo | Commercial SEER-rated split Air Conditioners, Size Range: 18 - 45 kBTU/h, SEER = 14 (EER = 12.2), EIR = 0.239, Fan W/CFM = 0.29, one-speed fan, without Econo | Commercial SEER-rated split Air Conditioners, Size Range: 18 - 45 kBTU/h, SEER = 16 (EER = 12.5), EIR = 0.238, Fan W/CFM = 0.27, two-speed fan, without Econo |  | dxAC-Com-Split-lt45kBTUh-SEER-14.0 | dxAC-Com-Split-lt45kBTUh-SEER-16.0 | Available |  | FALSE | FALSE | June 2017 DEER Update | ErRobNc | dxAC-Com-Split-lt45kBTUh-SEER-14.0 | HVAC-airAC |  | DEER1517 | 2017-01-01 |  | InEA_same |  |  |  |  | Standard | Measure EnergyImpacts corrected for June 2017 DEER Update and pre-existing technology updated | 26
833 | NE-HVAC-airAC-Split-lt45kBtuh-17p0seer | Commercial SEER-rated split Air Conditioners, Size Range: 18 - 45 kBTU/h, SEER = 17 (EER = 13.3), EIR = 0.223, Fan W/CFM = 0.27, two-speed fan, without Econo | DEER2017 | D17 v2 |  | NE-HVAC-airAC-Split-lt45kBtuh-17p0seer | DEER | Standard | None |  |  | None |  | FALSE |  | FALSE | Com | Any | HVAC | SpaceCool | dxAC_equip | spltSEER | dxAC-Com-Split-lt45kBTUh-SEER-17.0 | HVAC-airAC | Commercial SEER-rated split Air Conditioners, 18-65 kBTU/h; pre-2001: SEER = 10 (EER = 8.52), one-speed fan, no Econo; post-2001: SEER = 13 (EER = 11.08), one-speed fan, no Econo; 2014: SEER = 14 (EER = 12.17), one-speed fan, no Econo | Commercial SEER-rated split Air Conditioners, Size Range: 18 - 45 kBTU/h, SEER = 14 (EER = 12.2), EIR = 0.239, Fan W/CFM = 0.29, one-speed fan, without Econo | Commercial SEER-rated split Air Conditioners, Size Range: 18 - 45 kBTU/h, SEER = 17 (EER = 13.3), EIR = 0.223, Fan W/CFM = 0.27, two-speed fan, without Econo |  | dxAC-Com-Split-lt45kBTUh-SEER-14.0 | dxAC-Com-Split-lt45kBTUh-SEER-17.0 | Available |  | FALSE | FALSE | June 2017 DEER Update | ErRobNc | dxAC-Com-Split-lt45kBTUh-SEER-14.0 | HVAC-airAC |  | DEER1517 | 2017-01-01 |  | InEA_same |  |  |  |  | Standard | Measure EnergyImpacts corrected for June 2017 DEER Update and pre-existing technology updated | 27
834 | NE-HVAC-airAC-Split-lt45kBtuh-18p0seer | Commercial SEER-rated split Air Conditioners, Size Range: 18 - 45 kBTU/h, SEER = 18 (EER = 14), EIR = 0.209, Fan W/CFM = 0.27, two-speed fan, without Econo | DEER2017 | D17 v2 |  | NE-HVAC-airAC-Split-lt45kBtuh-18p0seer | DEER | Standard | None |  |  | None |  | FALSE |  | FALSE | Com | Any | HVAC | SpaceCool | dxAC_equip | spltSEER | dxAC-Com-Split-lt45kBTUh-SEER-18.0 | HVAC-airAC | Commercial SEER-rated split Air Conditioners, 18-65 kBTU/h; pre-2001: SEER = 10 (EER = 8.52), one-speed fan, no Econo; post-2001: SEER = 13 (EER = 11.08), one-speed fan, no Econo; 2014: SEER = 14 (EER = 12.17), one-speed fan, no Econo | Commercial SEER-rated split Air Conditioners, Size Range: 18 - 45 kBTU/h, SEER = 14 (EER = 12.2), EIR = 0.239, Fan W/CFM = 0.29, one-speed fan, without Econo | Commercial SEER-rated split Air Conditioners, Size Range: 18 - 45 kBTU/h, SEER = 18 (EER = 14), EIR = 0.209, Fan W/CFM = 0.27, two-speed fan, without Econo |  | dxAC-Com-Split-lt45kBTUh-SEER-14.0 | dxAC-Com-Split-lt45kBTUh-SEER-18.0 | Available |  | FALSE | FALSE | June 2017 DEER Update | ErRobNc | dxAC-Com-Split-lt45kBTUh-SEER-14.0 | HVAC-airAC |  | DEER1517 | 2017-01-01 |  | InEA_same |  |  |  |  | Standard | Measure EnergyImpacts corrected for June 2017 DEER Update and pre-existing technology updated | 28
870 | NE-HVAC-airHP-Pkg-55to65kBtuh-15p0seer-8p2hspf | Commercial SEER-rated Packaged Heat Pumps, Size Range: 55 - 65 kBTU/h, SEER = 15 (HSPF = 8.2), EIR = 0.256, Fan W/CFM = 0.25, two-speed fan, with Econo | DEER2017 | D17 v2 |  | NE-HVAC-airHP-Pkg-55to65kBtuh-15p0seer-8p2hspf | DEER | Standard | None |  |  | None |  | FALSE |  | FALSE | Com | Any | HVAC | HeatCool | dxHP_equip | pkgSEER | dxHP-Com-Pkg-55to65kBTUh-SEER-15.0 | HVAC-airHP | Com SEER-Rated Pkg HP, 18-65 kBTU/h; pre-2001: SEER = 10 (HSPF = 7.1), one-speed fan, no Econo; post-2001: SEER = 13 (HSPF = 8.2), one-speed fan, no Econo; 2014: SEER = 14 (HSPF = 8), two-speed fan, w/Econo | Commercial SEER-rated Packaged Heat Pumps, Size Range: 55 - 65 kBTU/h, SEER = 14 (HSPF = 8.0), EIR = 0.27, Fan W/CFM = 0.29, two-speed fan, with Econo | Commercial SEER-rated Packaged Heat Pumps, Size Range: 55 - 65 kBTU/h, SEER = 15 (HSPF = 8.2), EIR = 0.256, Fan W/CFM = 0.25, two-speed fan, with Econo |  | dxHP-Com-Pkg-55to65kBTUh-SEER-14.0 | dxHP-Com-Pkg-55to65kBTUh-SEER-15.0 | Available |  | FALSE | FALSE | June 2017 DEER Update | ErRobNc | dxHP-Com-Pkg-55to65kBTUh-SEER-14.0 | HVAC-airHP |  | DEER1517 | 2017-01-01 |  | InEA_same |  |  |  |  | Standard | Measure EnergyImpacts corrected for June 2017 DEER Update | #N/A
873 | NE-HVAC-airHP-Pkg-55to65kBtuh-15p0seer-8p2hspf-wPreEcono | Commercial SEER-rated Packaged Heat Pumps, Size Range: 55 - 65 kBTU/h, SEER = 15 (HSPF = 8.2), EIR = 0.256, Fan W/CFM = 0.25, two-speed fan, with Econo | DEER2017 | D17 v2 |  | NE-HVAC-airHP-Pkg-55to65kBtuh-15p0seer-8p2hspf-wPreEcono | DEER | Standard | None |  |  | None |  | FALSE |  | FALSE | Com | Any | HVAC | HeatCool | dxHP_equip | pkgSEER | dxHP-Com-Pkg-55to65kBTUh-SEER-15.0 | HVAC-airHP | Com SEER-Rated Pkg HP, 18-65 kBTU/h; pre-2001: SEER = 10 (HSPF = 7.1), one-speed fan, w/Econo; post-2001: SEER = 13 (HSPF = 8.2), one-speed fan, w/Econo; 2014: SEER = 14 (HSPF = 8), two-speed fan, w/Econo | Commercial SEER-rated Packaged Heat Pumps, Size Range: 55 - 65 kBTU/h, SEER = 14 (HSPF = 8.0), EIR = 0.27, Fan W/CFM = 0.29, two-speed fan, with Econo | Commercial SEER-rated Packaged Heat Pumps, Size Range: 55 - 65 kBTU/h, SEER = 15 (HSPF = 8.2), EIR = 0.256, Fan W/CFM = 0.25, two-speed fan, with Econo |  | dxHP-Com-Pkg-55to65kBTUh-SEER-14.0 | dxHP-Com-Pkg-55to65kBTUh-SEER-15.0 | Available |  | FALSE | FALSE | June 2017 DEER Update | ErRobNc | dxHP-Com-Pkg-55to65kBTUh-SEER-14.0 | HVAC-airHP |  | DEER1517 | 2017-01-01 |  | InEA_same |  |  |  |  | Standard | Measure EnergyImpacts corrected for June 2017 DEER Update | #N/A
871 | NE-HVAC-airHP-Pkg-55to65kBtuh-16p0seer-8p5hspf | Commercial SEER-rated Packaged Heat Pumps, Size Range: 55 - 65 kBTU/h, SEER = 16 (HSPF = 8.5), EIR = 0.238, Fan W/CFM = 0.27, two-speed fan, with Econo | DEER2017 | D17 v2 |  | NE-HVAC-airHP-Pkg-55to65kBtuh-16p0seer-8p5hspf | DEER | Standard | None |  |  | None |  | FALSE |  | FALSE | Com | Any | HVAC | HeatCool | dxHP_equip | pkgSEER | dxHP-Com-Pkg-55to65kBTUh-SEER-16.0 | HVAC-airHP | Com SEER-Rated Pkg HP, 18-65 kBTU/h; pre-2001: SEER = 10 (HSPF = 7.1), one-speed fan, no Econo; post-2001: SEER = 13 (HSPF = 8.2), one-speed fan, no Econo; 2014: SEER = 14 (HSPF = 8), two-speed fan, w/Econo | Commercial SEER-rated Packaged Heat Pumps, Size Range: 55 - 65 kBTU/h, SEER = 14 (HSPF = 8.0), EIR = 0.27, Fan W/CFM = 0.29, two-speed fan, with Econo | Commercial SEER-rated Packaged Heat Pumps, Size Range: 55 - 65 kBTU/h, SEER = 16 (HSPF = 8.5), EIR = 0.238, Fan W/CFM = 0.27, two-speed fan, with Econo |  | dxHP-Com-Pkg-55to65kBTUh-SEER-14.0 | dxHP-Com-Pkg-55to65kBTUh-SEER-16.0 | Available |  | FALSE | FALSE | June 2017 DEER Update | ErRobNc | dxHP-Com-Pkg-55to65kBTUh-SEER-14.0 | HVAC-airHP |  | DEER1517 | 2017-01-01 |  | InEA_same |  |  |  |  | Standard | Measure EnergyImpacts corrected for June 2017 DEER Update | #N/A
874 | NE-HVAC-airHP-Pkg-55to65kBtuh-16p0seer-8p5hspf-wPreEcono | Commercial SEER-rated Packaged Heat Pumps, Size Range: 55 - 65 kBTU/h, SEER = 16 (HSPF = 8.5), EIR = 0.238, Fan W/CFM = 0.27, two-speed fan, with Econo | DEER2017 | D17 v2 |  | NE-HVAC-airHP-Pkg-55to65kBtuh-16p0seer-8p5hspf-wPreEcono | DEER | Standard | None |  |  | None |  | FALSE |  | FALSE | Com | Any | HVAC | HeatCool | dxHP_equip | pkgSEER | dxHP-Com-Pkg-55to65kBTUh-SEER-16.0 | HVAC-airHP | Com SEER-Rated Pkg HP, 18-65 kBTU/h; pre-2001: SEER = 10 (HSPF = 7.1), one-speed fan, w/Econo; post-2001: SEER = 13 (HSPF = 8.2), one-speed fan, w/Econo; 2014: SEER = 14 (HSPF = 8), two-speed fan, w/Econo | Commercial SEER-rated Packaged Heat Pumps, Size Range: 55 - 65 kBTU/h, SEER = 14 (HSPF = 8.0), EIR = 0.27, Fan W/CFM = 0.29, two-speed fan, with Econo | Commercial SEER-rated Packaged Heat Pumps, Size Range: 55 - 65 kBTU/h, SEER = 16 (HSPF = 8.5), EIR = 0.238, Fan W/CFM = 0.27, two-speed fan, with Econo |  | dxHP-Com-Pkg-55to65kBTUh-SEER-14.0 | dxHP-Com-Pkg-55to65kBTUh-SEER-16.0 | Available |  | FALSE | FALSE | June 2017 DEER Update | ErRobNc | dxHP-Com-Pkg-55to65kBTUh-SEER-14.0 | HVAC-airHP |  | DEER1517 | 2017-01-01 |  | InEA_same |  |  |  |  | Standard | Measure EnergyImpacts corrected for June 2017 DEER Update | #N/A
872 | NE-HVAC-airHP-Pkg-55to65kBtuh-17p0seer-9p0hspf | Commercial SEER-rated Packaged Heat Pumps, Size Range: 55 - 65 kBTU/h, SEER = 17 (HSPF = 9.0), EIR = 0.223, Fan W/CFM = 0.27, two-speed fan, with Econo | DEER2017 | D17 v2 |  | NE-HVAC-airHP-Pkg-55to65kBtuh-17p0seer-9p0hspf | DEER | Standard | None |  |  | None |  | FALSE |  | FALSE | Com | Any | HVAC | HeatCool | dxHP_equip | pkgSEER | dxHP-Com-Pkg-55to65kBTUh-SEER-17.0 | HVAC-airHP | Com SEER-Rated Pkg HP, 18-65 kBTU/h; pre-2001: SEER = 10 (HSPF = 7.1), one-speed fan, no Econo; post-2001: SEER = 13 (HSPF = 8.2), one-speed fan, no Econo; 2014: SEER = 14 (HSPF = 8), two-speed fan, w/Econo | Commercial SEER-rated Packaged Heat Pumps, Size Range: 55 - 65 kBTU/h, SEER = 14 (HSPF = 8.0), EIR = 0.27, Fan W/CFM = 0.29, two-speed fan, with Econo | Commercial SEER-rated Packaged Heat Pumps, Size Range: 55 - 65 kBTU/h, SEER = 17 (HSPF = 9.0), EIR = 0.223, Fan W/CFM = 0.27, two-speed fan, with Econo |  | dxHP-Com-Pkg-55to65kBTUh-SEER-14.0 | dxHP-Com-Pkg-55to65kBTUh-SEER-17.0 | Available |  | FALSE | FALSE | June 2017 DEER Update | ErRobNc | dxHP-Com-Pkg-55to65kBTUh-SEER-14.0 | HVAC-airHP |  | DEER1517 | 2017-01-01 |  | InEA_same |  |  |  |  | Standard | Measure EnergyImpacts corrected for June 2017 DEER Update | #N/A
875 | NE-HVAC-airHP-Pkg-55to65kBtuh-17p0seer-9p0hspf-wPreEcono | Commercial SEER-rated Packaged Heat Pumps, Size Range: 55 - 65 kBTU/h, SEER = 17 (HSPF = 9.0), EIR = 0.223, Fan W/CFM = 0.27, two-speed fan, with Econo | DEER2017 | D17 v2 |  | NE-HVAC-airHP-Pkg-55to65kBtuh-17p0seer-9p0hspf-wPreEcono | DEER | Standard | None |  |  | None |  | FALSE |  | FALSE | Com | Any | HVAC | HeatCool | dxHP_equip | pkgSEER | dxHP-Com-Pkg-55to65kBTUh-SEER-17.0 | HVAC-airHP | Com SEER-Rated Pkg HP, 18-65 kBTU/h; pre-2001: SEER = 10 (HSPF = 7.1), one-speed fan, w/Econo; post-2001: SEER = 13 (HSPF = 8.2), one-speed fan, w/Econo; 2014: SEER = 14 (HSPF = 8), two-speed fan, w/Econo | Commercial SEER-rated Packaged Heat Pumps, Size Range: 55 - 65 kBTU/h, SEER = 14 (HSPF = 8.0), EIR = 0.27, Fan W/CFM = 0.29, two-speed fan, with Econo | Commercial SEER-rated Packaged Heat Pumps, Size Range: 55 - 65 kBTU/h, SEER = 17 (HSPF = 9.0), EIR = 0.223, Fan W/CFM = 0.27, two-speed fan, with Econo |  | dxHP-Com-Pkg-55to65kBTUh-SEER-14.0 | dxHP-Com-Pkg-55to65kBTUh-SEER-17.0 | Available |  | FALSE | FALSE | June 2017 DEER Update | ErRobNc | dxHP-Com-Pkg-55to65kBTUh-SEER-14.0 | HVAC-airHP |  | DEER1517 | 2017-01-01 |  | InEA_same |  |  |  |  | Standard | Measure EnergyImpacts corrected for June 2017 DEER Update | #N/A
867 | NE-HVAC-airHP-Pkg-lt55kBtuh-15p0seer-8p2hspf | Commercial SEER-rated Packaged Heat Pumps, Size Range: 18 - 65 kBTU/h, SEER = 15 (HSPF = 8.2), EIR = 0.226, Fan W/CFM = 0.29, one-speed fan, without Econo | DEER2017 | D17 v2 |  | NE-HVAC-airHP-Pkg-lt55kBtuh-15p0seer-8p2hspf | DEER | Standard | None |  |  | None |  | FALSE |  | FALSE | Com | Any | HVAC | HeatCool | dxHP_equip | pkgSEER | dxHP-Com-Pkg-lt55kBTUh-SEER-15.0 | HVAC-airHP | Com SEER-Rated Pkg HP, 18-65 kBTU/h; pre-2001: SEER = 10 (HSPF = 7.1), one-speed fan, no Econo; post-2001: SEER = 13 (HSPF = 8.2), one-speed fan, no Econo; 2014: SEER = 14 (HSPF = 8), one-speed fan, no Econo | Commercial SEER-rated Packaged Heat Pumps, Size Range: 18 - 55 kBTU/h, SEER = 14 (HSPF = 8.0), EIR = 0.245, Fan W/CFM = 0.29, one-speed fan, without Econo | Commercial SEER-rated Packaged Heat Pumps, Size Range: 18 - 65 kBTU/h, SEER = 15 (HSPF = 8.2), EIR = 0.226, Fan W/CFM = 0.29, one-speed fan, without Econo |  | dxHP-Com-Pkg-lt55kBTUh-SEER-14.0 | dxHP-Com-Pkg-lt55kBTUh-SEER-15.0 | Available |  | FALSE | FALSE | June 2017 DEER Update | ErRobNc | dxHP-Com-Pkg-lt55kBTUh-SEER-14.0 | HVAC-airHP |  | DEER1517 | 2017-01-01 |  | InEA_same |  |  |  |  | Standard | Measure EnergyImpacts corrected for June 2017 DEER Update | #N/A
868 | NE-HVAC-airHP-Pkg-lt55kBtuh-16p0seer-8p5hspf | Commercial SEER-rated Packaged Heat Pumps, Size Range: 18 - 65 kBTU/h, SEER = 16 (HSPF = 8.5), EIR = 0.238, Fan W/CFM = 0.27, two-speed fan, without Econo | DEER2017 | D17 v2 |  | NE-HVAC-airHP-Pkg-lt55kBtuh-16p0seer-8p5hspf | DEER | Standard | None |  |  | None |  | FALSE |  | FALSE | Com | Any | HVAC | HeatCool | dxHP_equip | pkgSEER | dxHP-Com-Pkg-lt55kBTUh-SEER-16.0 | HVAC-airHP | Com SEER-Rated Pkg HP, 18-65 kBTU/h; pre-2001: SEER = 10 (HSPF = 7.1), one-speed fan, no Econo; post-2001: SEER = 13 (HSPF = 8.2), one-speed fan, no Econo; 2014: SEER = 14 (HSPF = 8), one-speed fan, no Econo | Commercial SEER-rated Packaged Heat Pumps, Size Range: 18 - 55 kBTU/h, SEER = 14 (HSPF = 8.0), EIR = 0.245, Fan W/CFM = 0.29, one-speed fan, without Econo | Commercial SEER-rated Packaged Heat Pumps, Size Range: 18 - 65 kBTU/h, SEER = 16 (HSPF = 8.5), EIR = 0.238, Fan W/CFM = 0.27, two-speed fan, without Econo |  | dxHP-Com-Pkg-lt55kBTUh-SEER-14.0 | dxHP-Com-Pkg-lt55kBTUh-SEER-16.0 | Available |  | FALSE | FALSE | June 2017 DEER Update | ErRobNc | dxHP-Com-Pkg-lt55kBTUh-SEER-14.0 | HVAC-airHP |  | DEER1517 | 2017-01-01 |  | InEA_same |  |  |  |  | Standard | Measure EnergyImpacts corrected for June 2017 DEER Update | #N/A
869 | NE-HVAC-airHP-Pkg-lt55kBtuh-17p0seer-9p0hspf | Commercial SEER-rated Packaged Heat Pumps, Size Range: 18 - 65 kBTU/h, SEER = 17 (HSPF = 9.0), EIR = 0.223, Fan W/CFM = 0.27, two-speed fan, without Econo | DEER2017 | D17 v2 |  | NE-HVAC-airHP-Pkg-lt55kBtuh-17p0seer-9p0hspf | DEER | Standard | None |  |  | None |  | FALSE |  | FALSE | Com | Any | HVAC | HeatCool | dxHP_equip | pkgSEER | dxHP-Com-Pkg-lt55kBTUh-SEER-17.0 | HVAC-airHP | Com SEER-Rated Pkg HP, 18-65 kBTU/h; pre-2001: SEER = 10 (HSPF = 7.1), one-speed fan, no Econo; post-2001: SEER = 13 (HSPF = 8.2), one-speed fan, no Econo; 2014: SEER = 14 (HSPF = 8), one-speed fan, no Econo | Commercial SEER-rated Packaged Heat Pumps, Size Range: 18 - 55 kBTU/h, SEER = 14 (HSPF = 8.0), EIR = 0.245, Fan W/CFM = 0.29, one-speed fan, without Econo | Commercial SEER-rated Packaged Heat Pumps, Size Range: 18 - 65 kBTU/h, SEER = 17 (HSPF = 9.0), EIR = 0.223, Fan W/CFM = 0.27, two-speed fan, without Econo |  | dxHP-Com-Pkg-lt55kBTUh-SEER-14.0 | dxHP-Com-Pkg-lt55kBTUh-SEER-17.0 | Available |  | FALSE | FALSE | June 2017 DEER Update | ErRobNc | dxHP-Com-Pkg-lt55kBTUh-SEER-14.0 | HVAC-airHP |  | DEER1517 | 2017-01-01 |  | InEA_same |  |  |  |  | Standard | Measure EnergyImpacts corrected for June 2017 DEER Update | #N/A
880 | NE-HVAC-airHP-Split-55to65kBtuh-15p0seer-8p7hspf | Commercial SEER-rated Split Heat Pumps, Size Range: 55 - 65 kBTU/h, SEER = 15 (HSPF = 8.7), EIR = 0.256, Fan W/CFM = 0.25, two-speed fan, with Econo | DEER2017 | D17 v2 |  | NE-HVAC-airHP-Split-55to65kBtuh-15p0seer-8p7hspf | DEER | Standard | None |  |  | None |  | FALSE |  | FALSE | Com | Any | HVAC | HeatCool | dxHP_equip | spltSEER | dxHP-Com-Split-55to65kBTUh-SEER-15.0 | HVAC-airHP | Com SEER-Rated Split HP, 18-65 kBTU/h; pre-2001: SEER = 10 (HSPF = 7.1), one-speed fan, no Econo; post-2001: SEER = 13 (HSPF = 8.2), one-speed fan, no Econo; 2014: SEER = 14 (HSPF = 8.2), two-speed fan, w/Econo | Commercial SEER-rated Split Heat Pumps, Size Range: 55 - 65 kBTU/h, SEER = 14 (HSPF = 8.2), EIR = 0.27, Fan W/CFM = 0.29, two-speed fan, with Econo | Commercial SEER-rated Split Heat Pumps, Size Range: 55 - 65 kBTU/h, SEER = 15 (HSPF = 8.7), EIR = 0.256, Fan W/CFM = 0.25, two-speed fan, with Econo |  | dxHP-Com-Split-55to65kBTUh-SEER-14.0 | dxHP-Com-Split-55to65kBTUh-SEER-15.0 | Available |  | FALSE | FALSE | June 2017 DEER Update | ErRobNc | dxHP-Com-Split-55to65kBTUh-SEER-14.0 | HVAC-airHP |  | DEER1517 | 2017-01-01 |  | InEA_same |  |  |  |  | Standard | Measure EnergyImpacts corrected for June 2017 DEER Update | #N/A
884 | NE-HVAC-airHP-Split-55to65kBtuh-15p0seer-8p7hspf-wPreEcono | Commercial SEER-rated Split Heat Pumps, Size Range: 55 - 65 kBTU/h, SEER = 15 (HSPF = 8.7), EIR = 0.256, Fan W/CFM = 0.25, two-speed fan, with Econo | DEER2017 | D17 v2 |  | NE-HVAC-airHP-Split-55to65kBtuh-15p0seer-8p7hspf-wPreEcono | DEER | Standard | None |  |  | None |  | FALSE |  | FALSE | Com | Any | HVAC | HeatCool | dxHP_equip | spltSEER | dxHP-Com-Split-55to65kBTUh-SEER-15.0 | HVAC-airHP | Com SEER-Rated Split HP, 18-65 kBTU/h; pre-2001: SEER = 10 (HSPF = 7.1), one-speed fan, w/Econo; post-2001: SEER = 13 (HSPF = 8.2), one-speed fan, w/Econo; 2014: SEER = 14 (HSPF = 8.2), two-speed fan, w/Econo | Commercial SEER-rated Split Heat Pumps, Size Range: 55 - 65 kBTU/h, SEER = 14 (HSPF = 8.2), EIR = 0.27, Fan W/CFM = 0.29, two-speed fan, with Econo | Commercial SEER-rated Split Heat Pumps, Size Range: 55 - 65 kBTU/h, SEER = 15 (HSPF = 8.7), EIR = 0.256, Fan W/CFM = 0.25, two-speed fan, with Econo |  | dxHP-Com-Split-55to65kBTUh-SEER-14.0 | dxHP-Com-Split-55to65kBTUh-SEER-15.0 | Available |  | FALSE | FALSE | June 2017 DEER Update | ErRobNc | dxHP-Com-Split-55to65kBTUh-SEER-14.0 | HVAC-airHP |  | DEER1517 | 2017-01-01 |  | InEA_same |  |  |  |  | Standard | Measure EnergyImpacts corrected for June 2017 DEER Update | #N/A
881 | NE-HVAC-airHP-Split-55to65kBtuh-16p0seer-9p0hspf | Commercial SEER-rated Split Heat Pumps, Size Range: 55 - 65 kBTU/h, SEER = 16 (HSPF = 9.0), EIR = 0.238, Fan W/CFM = 0.27, two-speed fan, with Econo | DEER2017 | D17 v2 |  | NE-HVAC-airHP-Split-55to65kBtuh-16p0seer-9p0hspf | DEER | Standard | None |  |  | None |  | FALSE |  | FALSE | Com | Any | HVAC | HeatCool | dxHP_equip | spltSEER | dxHP-Com-Split-55to65kBTUh-SEER-16.0 | HVAC-airHP | Com SEER-Rated Split HP, 18-65 kBTU/h; pre-2001: SEER = 10 (HSPF = 7.1), one-speed fan, no Econo; post-2001: SEER = 13 (HSPF = 8.2), one-speed fan, no Econo; 2014: SEER = 14 (HSPF = 8.2), two-speed fan, w/Econo | Commercial SEER-rated Split Heat Pumps, Size Range: 55 - 65 kBTU/h, SEER = 14 (HSPF = 8.2), EIR = 0.27, Fan W/CFM = 0.29, two-speed fan, with Econo | Commercial SEER-rated Split Heat Pumps, Size Range: 55 - 65 kBTU/h, SEER = 16 (HSPF = 9.0), EIR = 0.238, Fan W/CFM = 0.27, two-speed fan, with Econo |  | dxHP-Com-Split-55to65kBTUh-SEER-14.0 | dxHP-Com-Split-55to65kBTUh-SEER-16.0 | Available |  | FALSE | FALSE | June 2017 DEER Update | ErRobNc | dxHP-Com-Split-55to65kBTUh-SEER-14.0 | HVAC-airHP |  | DEER1517 | 2017-01-01 |  | InEA_same |  |  |  |  | Standard | Measure EnergyImpacts corrected for June 2017 DEER Update | #N/A
885 | NE-HVAC-airHP-Split-55to65kBtuh-16p0seer-9p0hspf-wPreEcono | Commercial SEER-rated Split Heat Pumps, Size Range: 55 - 65 kBTU/h, SEER = 16 (HSPF = 9.0), EIR = 0.238, Fan W/CFM = 0.27, two-speed fan, with Econo | DEER2017 | D17 v2 |  | NE-HVAC-airHP-Split-55to65kBtuh-16p0seer-9p0hspf-wPreEcono | DEER | Standard | None |  |  | None |  | FALSE |  | FALSE | Com | Any | HVAC | HeatCool | dxHP_equip | spltSEER | dxHP-Com-Split-55to65kBTUh-SEER-16.0 | HVAC-airHP | Com SEER-Rated Split HP, 18-65 kBTU/h; pre-2001: SEER = 10 (HSPF = 7.1), one-speed fan, w/Econo; post-2001: SEER = 13 (HSPF = 8.2), one-speed fan, w/Econo; 2014: SEER = 14 (HSPF = 8.2), two-speed fan, w/Econo | Commercial SEER-rated Split Heat Pumps, Size Range: 55 - 65 kBTU/h, SEER = 14 (HSPF = 8.2), EIR = 0.27, Fan W/CFM = 0.29, two-speed fan, with Econo | Commercial SEER-rated Split Heat Pumps, Size Range: 55 - 65 kBTU/h, SEER = 16 (HSPF = 9.0), EIR = 0.238, Fan W/CFM = 0.27, two-speed fan, with Econo |  | dxHP-Com-Split-55to65kBTUh-SEER-14.0 | dxHP-Com-Split-55to65kBTUh-SEER-16.0 | Available |  | FALSE | FALSE | June 2017 DEER Update | ErRobNc | dxHP-Com-Split-55to65kBTUh-SEER-14.0 | HVAC-airHP |  | DEER1517 | 2017-01-01 |  | InEA_same |  |  |  |  | Standard | Measure EnergyImpacts corrected for June 2017 DEER Update | #N/A
882 | NE-HVAC-airHP-Split-55to65kBtuh-17p0seer-9p4hspf | Commercial SEER-rated Split Heat Pumps, Size Range: 55 - 65 kBTU/h, SEER = 17 (HSPF = 9.4), EIR = 0.223, Fan W/CFM = 0.27, two-speed fan, with Econo | DEER2017 | D17 v2 |  | NE-HVAC-airHP-Split-55to65kBtuh-17p0seer-9p4hspf | DEER | Standard | None |  |  | None |  | FALSE |  | FALSE | Com | Any | HVAC | HeatCool | dxHP_equip | spltSEER | dxHP-Com-Split-55to65kBTUh-SEER-17.0 | HVAC-airHP | Com SEER-Rated Split HP, 18-65 kBTU/h; pre-2001: SEER = 10 (HSPF = 7.1), one-speed fan, no Econo; post-2001: SEER = 13 (HSPF = 8.2), one-speed fan, no Econo; 2014: SEER = 14 (HSPF = 8.2), two-speed fan, w/Econo | Commercial SEER-rated Split Heat Pumps, Size Range: 55 - 65 kBTU/h, SEER = 14 (HSPF = 8.2), EIR = 0.27, Fan W/CFM = 0.29, two-speed fan, with Econo | Commercial SEER-rated Split Heat Pumps, Size Range: 55 - 65 kBTU/h, SEER = 17 (HSPF = 9.4), EIR = 0.223, Fan W/CFM = 0.27, two-speed fan, with Econo |  | dxHP-Com-Split-55to65kBTUh-SEER-14.0 | dxHP-Com-Split-55to65kBTUh-SEER-17.0 | Available |  | FALSE | FALSE | June 2017 DEER Update | ErRobNc | dxHP-Com-Split-55to65kBTUh-SEER-14.0 | HVAC-airHP |  | DEER1517 | 2017-01-01 |  | InEA_same |  |  |  |  | Standard | Measure EnergyImpacts corrected for June 2017 DEER Update | #N/A
886 | NE-HVAC-airHP-Split-55to65kBtuh-17p0seer-9p4hspf-wPreEcono | Commercial SEER-rated Split Heat Pumps, Size Range: 55 - 65 kBTU/h, SEER = 17 (HSPF = 9.4), EIR = 0.223, Fan W/CFM = 0.27, two-speed fan, with Econo | DEER2017 | D17 v2 |  | NE-HVAC-airHP-Split-55to65kBtuh-17p0seer-9p4hspf-wPreEcono | DEER | Standard | None |  |  | None |  | FALSE |  | FALSE | Com | Any | HVAC | HeatCool | dxHP_equip | spltSEER | dxHP-Com-Split-55to65kBTUh-SEER-17.0 | HVAC-airHP | Com SEER-Rated Split HP, 18-65 kBTU/h; pre-2001: SEER = 10 (HSPF = 7.1), one-speed fan, w/Econo; post-2001: SEER = 13 (HSPF = 8.2), one-speed fan, w/Econo; 2014: SEER = 14 (HSPF = 8.2), two-speed fan, w/Econo | Commercial SEER-rated Split Heat Pumps, Size Range: 55 - 65 kBTU/h, SEER = 14 (HSPF = 8.2), EIR = 0.27, Fan W/CFM = 0.29, two-speed fan, with Econo | Commercial SEER-rated Split Heat Pumps, Size Range: 55 - 65 kBTU/h, SEER = 17 (HSPF = 9.4), EIR = 0.223, Fan W/CFM = 0.27, two-speed fan, with Econo |  | dxHP-Com-Split-55to65kBTUh-SEER-14.0 | dxHP-Com-Split-55to65kBTUh-SEER-17.0 | Available |  | FALSE | FALSE | June 2017 DEER Update | ErRobNc | dxHP-Com-Split-55to65kBTUh-SEER-14.0 | HVAC-airHP |  | DEER1517 | 2017-01-01 |  | InEA_same |  |  |  |  | Standard | Measure EnergyImpacts corrected for June 2017 DEER Update | #N/A
883 | NE-HVAC-airHP-Split-55to65kBtuh-18p0seer-9p7hspf | Commercial SEER-rated Split Heat Pumps, Size Range: 55 - 65 kBTU/h, SEER = 18 (HSPF = 9.7), EIR = 0.209, Fan W/CFM = 0.27, two-speed fan, with Econo | DEER2017 | D17 v2 |  | NE-HVAC-airHP-Split-55to65kBtuh-18p0seer-9p7hspf | DEER | Standard | None |  |  | None |  | FALSE |  | FALSE | Com | Any | HVAC | HeatCool | dxHP_equip | spltSEER | dxHP-Com-Split-55to65kBTUh-SEER-18.0 | HVAC-airHP | Com SEER-Rated Split HP, 18-65 kBTU/h; pre-2001: SEER = 10 (HSPF = 7.1), one-speed fan, no Econo; post-2001: SEER = 13 (HSPF = 8.2), one-speed fan, no Econo; 2014: SEER = 14 (HSPF = 8.2), two-speed fan, w/Econo | Commercial SEER-rated Split Heat Pumps, Size Range: 55 - 65 kBTU/h, SEER = 14 (HSPF = 8.2), EIR = 0.27, Fan W/CFM = 0.29, two-speed fan, with Econo | Commercial SEER-rated Split Heat Pumps, Size Range: 55 - 65 kBTU/h, SEER = 18 (HSPF = 9.7), EIR = 0.209, Fan W/CFM = 0.27, two-speed fan, with Econo |  | dxHP-Com-Split-55to65kBTUh-SEER-14.0 | dxHP-Com-Split-55to65kBTUh-SEER-18.0 | Available |  | FALSE | FALSE | June 2017 DEER Update | ErRobNc | dxHP-Com-Split-55to65kBTUh-SEER-14.0 | HVAC-airHP |  | DEER1517 | 2017-01-01 |  | InEA_same |  |  |  |  | Standard | Measure EnergyImpacts corrected for June 2017 DEER Update | #N/A
887 | NE-HVAC-airHP-Split-55to65kBtuh-18p0seer-9p7hspf-wPreEcono | Commercial SEER-rated Split Heat Pumps, Size Range: 55 - 65 kBTU/h, SEER = 18 (HSPF = 9.7), EIR = 0.209, Fan W/CFM = 0.27, two-speed fan, with Econo | DEER2017 | D17 v2 |  | NE-HVAC-airHP-Split-55to65kBtuh-18p0seer-9p7hspf-wPreEcono | DEER | Standard | None |  |  | None |  | FALSE |  | FALSE | Com | Any | HVAC | HeatCool | dxHP_equip | spltSEER | dxHP-Com-Split-55to65kBTUh-SEER-18.0 | HVAC-airHP | Com SEER-Rated Split HP, 18-65 kBTU/h; pre-2001: SEER = 10 (HSPF = 7.1), one-speed fan, w/Econo; post-2001: SEER = 13 (HSPF = 8.2), one-speed fan, w/Econo; 2014: SEER = 14 (HSPF = 8.2), two-speed fan, w/Econo | Commercial SEER-rated Split Heat Pumps, Size Range: 55 - 65 kBTU/h, SEER = 14 (HSPF = 8.2), EIR = 0.27, Fan W/CFM = 0.29, two-speed fan, with Econo | Commercial SEER-rated Split Heat Pumps, Size Range: 55 - 65 kBTU/h, SEER = 18 (HSPF = 9.7), EIR = 0.209, Fan W/CFM = 0.27, two-speed fan, with Econo |  | dxHP-Com-Split-55to65kBTUh-SEER-14.0 | dxHP-Com-Split-55to65kBTUh-SEER-18.0 | Available |  | FALSE | FALSE | June 2017 DEER Update | ErRobNc | dxHP-Com-Split-55to65kBTUh-SEER-14.0 | HVAC-airHP |  | DEER1517 | 2017-01-01 |  | InEA_same |  |  |  |  | Standard | Measure EnergyImpacts corrected for June 2017 DEER Update | #N/A
876 | NE-HVAC-airHP-Split-lt55kBtuh-15p0seer-8p7hspf | Commercial SEER-rated Split Heat Pumps, Size Range: 18 - 65 kBTU/h, SEER = 15 (HSPF = 8.7), EIR = 0.232, Fan W/CFM = 0.25, one-speed fan, without Econo | DEER2017 | D17 v2 |  | NE-HVAC-airHP-Split-lt55kBtuh-15p0seer-8p7hspf | DEER | Standard | None |  |  | None |  | FALSE |  | FALSE | Com | Any | HVAC | HeatCool | dxHP_equip | spltSEER | dxHP-Com-Split-lt55kBTUh-SEER-15.0 | HVAC-airHP | Com SEER-Rated Split HP, 18-65 kBTU/h; pre-2001: SEER = 10 (HSPF = 7.1), one-speed fan, no Econo; post-2001: SEER = 13 (HSPF = 8.2), one-speed fan, no Econo; 2014: SEER = 14 (HSPF = 8.2), one-speed fan, no Econo | Commercial SEER-rated Split Heat Pumps, Size Range: 18 - 55 kBTU/h, SEER = 14 (HSPF = 8.2), EIR = 0.245, Fan W/CFM = 0.29, one-speed fan, without Econo | Commercial SEER-rated Split Heat Pumps, Size Range: 18 - 65 kBTU/h, SEER = 15 (HSPF = 8.7), EIR = 0.232, Fan W/CFM = 0.25, one-speed fan, without Econo |  | dxHP-Com-Split-lt55kBTUh-SEER-14.0 | dxHP-Com-Split-lt55kBTUh-SEER-15.0 | Available |  | FALSE | FALSE | June 2017 DEER Update | ErRobNc | dxHP-Com-Split-lt55kBTUh-SEER-14.0 | HVAC-airHP |  | DEER1517 | 2017-01-01 |  | InEA_same |  |  |  |  | Standard | Measure EnergyImpacts corrected for June 2017 DEER Update | #N/A
877 | NE-HVAC-airHP-Split-lt55kBtuh-16p0seer-9p0hspf | Commercial SEER-rated Split Heat Pumps, Size Range: 18 - 65 kBTU/h, SEER = 16 (HSPF = 9.0), EIR = 0.238, Fan W/CFM = 0.27, two-speed fan, without Econo | DEER2017 | D17 v2 |  | NE-HVAC-airHP-Split-lt55kBtuh-16p0seer-9p0hspf | DEER | Standard | None |  |  | None |  | FALSE |  | FALSE | Com | Any | HVAC | HeatCool | dxHP_equip | spltSEER | dxHP-Com-Split-lt55kBTUh-SEER-16.0 | HVAC-airHP | Com SEER-Rated Split HP, 18-65 kBTU/h; pre-2001: SEER = 10 (HSPF = 7.1), one-speed fan, no Econo; post-2001: SEER = 13 (HSPF = 8.2), one-speed fan, no Econo; 2014: SEER = 14 (HSPF = 8.2), one-speed fan, no Econo | Commercial SEER-rated Split Heat Pumps, Size Range: 18 - 55 kBTU/h, SEER = 14 (HSPF = 8.2), EIR = 0.245, Fan W/CFM = 0.29, one-speed fan, without Econo | Commercial SEER-rated Split Heat Pumps, Size Range: 18 - 65 kBTU/h, SEER = 16 (HSPF = 9.0), EIR = 0.238, Fan W/CFM = 0.27, two-speed fan, without Econo |  | dxHP-Com-Split-lt55kBTUh-SEER-14.0 | dxHP-Com-Split-lt55kBTUh-SEER-16.0 | Available |  | FALSE | FALSE | June 2017 DEER Update | ErRobNc | dxHP-Com-Split-lt55kBTUh-SEER-14.0 | HVAC-airHP |  | DEER1517 | 2017-01-01 |  | InEA_same |  |  |  |  | Standard | Measure EnergyImpacts corrected for June 2017 DEER Update | #N/A
878 | NE-HVAC-airHP-Split-lt55kBtuh-17p0seer-9p4hspf | Commercial SEER-rated Split Heat Pumps, Size Range: 18 - 65 kBTU/h, SEER = 17 (HSPF = 9.4), EIR = 0.223, Fan W/CFM = 0.27, two-speed fan, without Econo | DEER2017 | D17 v2 |  | NE-HVAC-airHP-Split-lt55kBtuh-17p0seer-9p4hspf | DEER | Standard | None |  |  | None |  | FALSE |  | FALSE | Com | Any | HVAC | HeatCool | dxHP_equip | spltSEER | dxHP-Com-Split-lt55kBTUh-SEER-17.0 | HVAC-airHP | Com SEER-Rated Split HP, 18-65 kBTU/h; pre-2001: SEER = 10 (HSPF = 7.1), one-speed fan, no Econo; post-2001: SEER = 13 (HSPF = 8.2), one-speed fan, no Econo; 2014: SEER = 14 (HSPF = 8.2), one-speed fan, no Econo | Commercial SEER-rated Split Heat Pumps, Size Range: 18 - 55 kBTU/h, SEER = 14 (HSPF = 8.2), EIR = 0.245, Fan W/CFM = 0.29, one-speed fan, without Econo | Commercial SEER-rated Split Heat Pumps, Size Range: 18 - 65 kBTU/h, SEER = 17 (HSPF = 9.4), EIR = 0.223, Fan W/CFM = 0.27, two-speed fan, without Econo |  | dxHP-Com-Split-lt55kBTUh-SEER-14.0 | dxHP-Com-Split-lt55kBTUh-SEER-17.0 | Available |  | FALSE | FALSE | June 2017 DEER Update | ErRobNc | dxHP-Com-Split-lt55kBTUh-SEER-14.0 | HVAC-airHP |  | DEER1517 | 2017-01-01 |  | InEA_same |  |  |  |  | Standard | Measure EnergyImpacts corrected for June 2017 DEER Update | #N/A
879 | NE-HVAC-airHP-Split-lt55kBtuh-18p0seer-9p7hspf | Commercial SEER-rated Split Heat Pumps, Size Range: 18 - 65 kBTU/h, SEER = 18 (HSPF = 9.7), EIR = 0.209, Fan W/CFM = 0.27, two-speed fan, without Econo | DEER2017 | D17 v2 |  | NE-HVAC-airHP-Split-lt55kBtuh-18p0seer-9p7hspf | DEER | Standard | None |  |  | None |  | FALSE |  | FALSE | Com | Any | HVAC | HeatCool | dxHP_equip | spltSEER | dxHP-Com-Split-lt55kBTUh-SEER-18.0 | HVAC-airHP | Com SEER-Rated Split HP, 18-65 kBTU/h; pre-2001: SEER = 10 (HSPF = 7.1), one-speed fan, no Econo; post-2001: SEER = 13 (HSPF = 8.2), one-speed fan, no Econo; 2014: SEER = 14 (HSPF = 8.2), one-speed fan, no Econo | Commercial SEER-rated Split Heat Pumps, Size Range: 18 - 55 kBTU/h, SEER = 14 (HSPF = 8.2), EIR = 0.245, Fan W/CFM = 0.29, one-speed fan, without Econo | Commercial SEER-rated Split Heat Pumps, Size Range: 18 - 65 kBTU/h, SEER = 18 (HSPF = 9.7), EIR = 0.209, Fan W/CFM = 0.27, two-speed fan, without Econo |  | dxHP-Com-Split-lt55kBTUh-SEER-14.0 | dxHP-Com-Split-lt55kBTUh-SEER-18.0 | Available |  | FALSE | FALSE | June 2017 DEER Update | ErRobNc | dxHP-Com-Split-lt55kBTUh-SEER-14.0 | HVAC-airHP |  | DEER1517 | 2017-01-01 |  | InEA_same |  |  |  |  | Standard | Measure EnergyImpacts corrected for June 2017 DEER Update | #N/A
Note on B8: Paul Reeves: These measures are also getting a new pre-existing technology, defined on the next tab

## MeasureNewBase
Measure table records of all Measures being updated with new pre-existing technology efficiency levels
Measure Table (exante.Measure)
This file created on 6/4/2017 9:09:03 AM while connected to AmazonWS-RDS as sptviewer.
Program/Database Description: READI v.2.4.7 (Preliminary Ex Ante Review data) options: include Non-DEER and Proposed data; 1/1/2013 - 12/31/2025
Index | MeasureID | Description | Version | VersionSource | LastMod | EnergyImpactID | MeasImpactType | EnImpCalcType | ImpScaleBasis | StdScaleVal | PreScaleVal | ImpWeighting | WeightGroupID | ApplyIE | IETableName | TechBased | Sector | PA | UseCategory | UseSubCategory | TechGroup | TechType | MeasCostID | EUL_ID | PreDesc | StdDesc | MeasDesc | PreTechID | StdTechID | MeasTechID | Status | Comment | PreMultiTech | StdMultiTech | SourceDesc | SupportedAppType | StdCostID | RUL_ID | LegacyID | MeasQualifierGroup | StartDate | ExpiryDate | ReviewStatus | MeasID_SCE | MeasID_PGE | MeasID_SDG | MeasID_SCG | MeasType | ReviewComment
823 | NE-HVAC-airAC-Pkg-55to65kBtuh-15p0seer | Commercial SEER-rated Packaged Air Conditioners, Size Range: 55 - 65 kBTU/h, SEER = 15 (EER = 12.6), EIR = 0.236, Fan W/CFM = 0.25, two-speed fan, with Econo (Pre-existing vintages do not include Economizer) | DEER2017 | D17 v2 | 2688 | NE-HVAC-airAC-Pkg-55to65kBtuh-15p0seer | DEER | Standard | None |  |  | None |  | FALSE |  | FALSE | Com | Any | HVAC | SpaceCool | dxAC_equip | pkgSEER | dxAC-Com-Pkg-55to65kBTUh-SEER-15.0 | HVAC-airAC | Com SEER-Rated Pkg AC, 18-65 kBTU/h; pre-2001: SEER = 11.6, one-speed fan, no Econo; post-2001: SEER = 13 (EER = 11.06), one-speed fan, no Econo; 2014: SEER = 14 (EER = 11.75), two-speed fan, w/Econo | Commercial SEER-rated Packaged Air Conditioners, Size Range: 55 - 65 kBTU/h, SEER = 14 (EER = 11.7), EIR = 0.249, Fan W/CFM = 0.29, two-speed fan, with Econo | Commercial SEER-rated Packaged Air Conditioners, Size Range: 55 - 65 kBTU/h, SEER = 15 (EER = 12.6), EIR = 0.236, Fan W/CFM = 0.25, two-speed fan, with Econo |  | dxAC-Com-Pkg-55to65kBTUh-SEER-14.0 | dxAC-Com-Pkg-55to65kBTUh-SEER-15.0 | Available |  | FALSE | FALSE | June 2017 DEER Update | ErRobNc | dxAC-Com-Pkg-55to65kBTUh-SEER-14.0 | HVAC-airAC |  | None | 2017-01-01 |  | InEA_mod |  |  |  |  | Standard | Measure corrected and updated for DEER June 2017 Update including Baseline Adjustment | 1
827 | NE-HVAC-airAC-Pkg-55to65kBtuh-15p0seer-wPreEcono | Commercial SEER-rated Packaged Air Conditioners, Size Range: 55 - 65 kBTU/h, SEER = 15 (EER = 12.6), EIR = 0.236, Fan W/CFM = 0.25, two-speed fan, with Econo (Pre-existing vintages include Economizer) | DEER2017 | D17 v2 | 2688 | NE-HVAC-airAC-Pkg-55to65kBtuh-15p0seer-wPreEcono | DEER | Standard | None |  |  | None |  | FALSE |  | FALSE | Com | Any | HVAC | SpaceCool | dxAC_equip | pkgSEER | dxAC-Com-Pkg-55to65kBTUh-SEER-15.0 | HVAC-airAC | Com SEER-Rated Pkg AC, 18-65 kBTU/h; pre-2001: SEER = 11.6, one-speed fan, w/ Econo; post-2001: SEER = 13 (EER = 11.06), one-speed fan, w/Econo; 2014: SEER = 14 (EER = 11.75), two-speed fan, w/Econo | Commercial SEER-rated Packaged Air Conditioners, Size Range: 55 - 65 kBTU/h, SEER = 14 (EER = 11.7), EIR = 0.249, Fan W/CFM = 0.29, two-speed fan, with Econo | Commercial SEER-rated Packaged Air Conditioners, Size Range: 55 - 65 kBTU/h, SEER = 15 (EER = 12.6), EIR = 0.236, Fan W/CFM = 0.25, two-speed fan, with Econo |  | dxAC-Com-Pkg-55to65kBTUh-SEER-14.0 | dxAC-Com-Pkg-55to65kBTUh-SEER-15.0 | Available |  | FALSE | FALSE | June 2017 DEER Update | ErRobNc | dxAC-Com-Pkg-55to65kBTUh-SEER-14.0 | HVAC-airAC |  | None | 2017-01-01 |  | InEA_mod |  |  |  |  | Standard | Measure corrected and updated for DEER June 2017 Update including Baseline Adjustment | 2
824 | NE-HVAC-airAC-Pkg-55to65kBtuh-16p0seer | Commercial SEER-rated Packaged Air Conditioners, Size Range: 55 - 65 kBTU/h, SEER = 16 (EER = 12.5), EIR = 0.238, Fan W/CFM = 0.27, two-speed fan, with Econo (Pre-existing vintages do not include Economizer) | DEER2017 | D17 v2 | 2688 | NE-HVAC-airAC-Pkg-55to65kBtuh-16p0seer | DEER | Standard | None |  |  | None |  | FALSE |  | FALSE | Com | Any | HVAC | SpaceCool | dxAC_equip | pkgSEER | dxAC-Com-Pkg-55to65kBTUh-SEER-16.0 | HVAC-airAC | Com SEER-Rated Pkg AC, 18-65 kBTU/h; pre-2001: SEER = 11.6, one-speed fan, no Econo; post-2001: SEER = 13 (EER = 11.06), one-speed fan, no Econo; 2014: SEER = 14 (EER = 11.75), two-speed fan, w/Econo | Commercial SEER-rated Packaged Air Conditioners, Size Range: 55 - 65 kBTU/h, SEER = 14 (EER = 11.7), EIR = 0.249, Fan W/CFM = 0.29, two-speed fan, with Econo | Commercial SEER-rated Packaged Air Conditioners, Size Range: 55 - 65 kBTU/h, SEER = 16 (EER = 12.5), EIR = 0.238, Fan W/CFM = 0.27, two-speed fan, with Econo |  | dxAC-Com-Pkg-55to65kBTUh-SEER-14.0 | dxAC-Com-Pkg-55to65kBTUh-SEER-16.0 | Available |  | FALSE | FALSE | June 2017 DEER Update | ErRobNc | dxAC-Com-Pkg-55to65kBTUh-SEER-14.0 | HVAC-airAC |  | None | 2017-01-01 |  | InEA_mod |  |  |  |  | Standard | Measure corrected and updated for DEER June 2017 Update including Baseline Adjustment | 3
828 | NE-HVAC-airAC-Pkg-55to65kBtuh-16p0seer-wPreEcono | Commercial SEER-rated Packaged Air Conditioners, Size Range: 55 - 65 kBTU/h, SEER = 16 (EER = 12.5), EIR = 0.238, Fan W/CFM = 0.27, two-speed fan, with Econo (Pre-existing vintages include Economizer) | DEER2017 | D17 v2 | 2688 | NE-HVAC-airAC-Pkg-55to65kBtuh-16p0seer-wPreEcono | DEER | Standard | None |  |  | None |  | FALSE |  | FALSE | Com | Any | HVAC | SpaceCool | dxAC_equip | pkgSEER | dxAC-Com-Pkg-55to65kBTUh-SEER-16.0 | HVAC-airAC | Com SEER-Rated Pkg AC, 18-65 kBTU/h; pre-2001: SEER = 11.6, one-speed fan, w/ Econo; post-2001: SEER = 13 (EER = 11.06), one-speed fan, w/Econo; 2014: SEER = 14 (EER = 11.75), two-speed fan, w/Econo | Commercial SEER-rated Packaged Air Conditioners, Size Range: 55 - 65 kBTU/h, SEER = 14 (EER = 11.7), EIR = 0.249, Fan W/CFM = 0.29, two-speed fan, with Econo | Commercial SEER-rated Packaged Air Conditioners, Size Range: 55 - 65 kBTU/h, SEER = 16 (EER = 12.5), EIR = 0.238, Fan W/CFM = 0.27, two-speed fan, with Econo |  | dxAC-Com-Pkg-55to65kBTUh-SEER-14.0 | dxAC-Com-Pkg-55to65kBTUh-SEER-16.0 | Available |  | FALSE | FALSE | June 2017 DEER Update | ErRobNc | dxAC-Com-Pkg-55to65kBTUh-SEER-14.0 | HVAC-airAC |  | None | 2017-01-01 |  | InEA_mod |  |  |  |  | Standard | Measure corrected and updated for DEER June 2017 Update including Baseline Adjustment | 4
825 | NE-HVAC-airAC-Pkg-55to65kBtuh-17p0seer | Commercial SEER-rated Packaged Air Conditioners, Size Range: 55 - 65 kBTU/h, SEER = 17 (EER = 13.3), EIR = 0.223, Fan W/CFM = 0.27, two-speed fan, with Econo (Pre-existing vintages do not include Economizer) | DEER2017 | D17 v2 | 2688 | NE-HVAC-airAC-Pkg-55to65kBtuh-17p0seer | DEER | Standard | None |  |  | None |  | FALSE |  | FALSE | Com | Any | HVAC | SpaceCool | dxAC_equip | pkgSEER | dxAC-Com-Pkg-55to65kBTUh-SEER-17.0 | HVAC-airAC | Com SEER-Rated Pkg AC, 18-65 kBTU/h; pre-2001: SEER = 11.6, one-speed fan, no Econo; post-2001: SEER = 13 (EER = 11.06), one-speed fan, no Econo; 2014: SEER = 14 (EER = 11.75), two-speed fan, w/Econo | Commercial SEER-rated Packaged Air Conditioners, Size Range: 55 - 65 kBTU/h, SEER = 14 (EER = 11.7), EIR = 0.249, Fan W/CFM = 0.29, two-speed fan, with Econo | Commercial SEER-rated Packaged Air Conditioners, Size Range: 55 - 65 kBTU/h, SEER = 17 (EER = 13.3), EIR = 0.223, Fan W/CFM = 0.27, two-speed fan, with Econo |  | dxAC-Com-Pkg-55to65kBTUh-SEER-14.0 | dxAC-Com-Pkg-55to65kBTUh-SEER-17.0 | Available |  | FALSE | FALSE | June 2017 DEER Update | ErRobNc | dxAC-Com-Pkg-55to65kBTUh-SEER-14.0 | HVAC-airAC |  | None | 2017-01-01 |  | InEA_mod |  |  |  |  | Standard | Measure corrected and updated for DEER June 2017 Update including Baseline Adjustment | 5
829 | NE-HVAC-airAC-Pkg-55to65kBtuh-17p0seer-wPreEcono | Commercial SEER-rated Packaged Air Conditioners, Size Range: 55 - 65 kBTU/h, SEER = 17 (EER = 13.3), EIR = 0.223, Fan W/CFM = 0.27, two-speed fan, with Econo (Pre-existing vintages include Economizer) | DEER2017 | D17 v2 | 2688 | NE-HVAC-airAC-Pkg-55to65kBtuh-17p0seer-wPreEcono | DEER | Standard | None |  |  | None |  | FALSE |  | FALSE | Com | Any | HVAC | SpaceCool | dxAC_equip | pkgSEER | dxAC-Com-Pkg-55to65kBTUh-SEER-17.0 | HVAC-airAC | Com SEER-Rated Pkg AC, 18-65 kBTU/h; pre-2001: SEER = 11.6, one-speed fan, w/ Econo; post-2001: SEER = 13 (EER = 11.06), one-speed fan, w/Econo; 2014: SEER = 14 (EER = 11.75), two-speed fan, w/Econo | Commercial SEER-rated Packaged Air Conditioners, Size Range: 55 - 65 kBTU/h, SEER = 14 (EER = 11.7), EIR = 0.249, Fan W/CFM = 0.29, two-speed fan, with Econo | Commercial SEER-rated Packaged Air Conditioners, Size Range: 55 - 65 kBTU/h, SEER = 17 (EER = 13.3), EIR = 0.223, Fan W/CFM = 0.27, two-speed fan, with Econo |  | dxAC-Com-Pkg-55to65kBTUh-SEER-14.0 | dxAC-Com-Pkg-55to65kBTUh-SEER-17.0 | Available |  | FALSE | FALSE | June 2017 DEER Update | ErRobNc | dxAC-Com-Pkg-55to65kBTUh-SEER-14.0 | HVAC-airAC |  | None | 2017-01-01 |  | InEA_mod |  |  |  |  | Standard | Measure corrected and updated for DEER June 2017 Update including Baseline Adjustment | 6
826 | NE-HVAC-airAC-Pkg-55to65kBtuh-18p0seer | Commercial SEER-rated Packaged Air Conditioners, Size Range: 55 - 65 kBTU/h, SEER = 18 (EER = 14), EIR = 0.209, Fan W/CFM = 0.27, two-speed fan, with Econo (Pre-existing vintages do not include Economizer) | DEER2017 | D17 v2 | 2688 | NE-HVAC-airAC-Pkg-55to65kBtuh-18p0seer | DEER | Standard | None |  |  | None |  | FALSE |  | FALSE | Com | Any | HVAC | SpaceCool | dxAC_equip | pkgSEER | dxAC-Com-Pkg-55to65kBTUh-SEER-18.0 | HVAC-airAC | Com SEER-Rated Pkg AC, 18-65 kBTU/h; pre-2001: SEER = 11.6, one-speed fan, no Econo; post-2001: SEER = 13 (EER = 11.06), one-speed fan, no Econo; 2014: SEER = 14 (EER = 11.75), two-speed fan, w/Econo | Commercial SEER-rated Packaged Air Conditioners, Size Range: 55 - 65 kBTU/h, SEER = 14 (EER = 11.7), EIR = 0.249, Fan W/CFM = 0.29, two-speed fan, with Econo | Commercial SEER-rated Packaged Air Conditioners, Size Range: 55 - 65 kBTU/h, SEER = 18 (EER = 14), EIR = 0.209, Fan W/CFM = 0.27, two-speed fan, with Econo |  | dxAC-Com-Pkg-55to65kBTUh-SEER-14.0 | dxAC-Com-Pkg-55to65kBTUh-SEER-18.0 | Available |  | FALSE | FALSE | June 2017 DEER Update | ErRobNc | dxAC-Com-Pkg-55to65kBTUh-SEER-14.0 | HVAC-airAC |  | None | 2017-01-01 |  | InEA_mod |  |  |  |  | Standard | Measure corrected and updated for DEER June 2017 Update including Baseline Adjustment | 7
830 | NE-HVAC-airAC-Pkg-55to65kBtuh-18p0seer-wPreEcono | Commercial SEER-rated Packaged Air Conditioners, Size Range: 55 - 65 kBTU/h, SEER = 18 (EER = 14), EIR = 0.209, Fan W/CFM = 0.27, two-speed fan, with Econo (Pre-existing vintages include Economizer) | DEER2017 | D17 v2 | 2688 | NE-HVAC-airAC-Pkg-55to65kBtuh-18p0seer-wPreEcono | DEER | Standard | None |  |  | None |  | FALSE |  | FALSE | Com | Any | HVAC | SpaceCool | dxAC_equip | pkgSEER | dxAC-Com-Pkg-55to65kBTUh-SEER-18.0 | HVAC-airAC | Com SEER-Rated Pkg AC, 18-65 kBTU/h; pre-2001: SEER = 11.6, one-speed fan, w/ Econo; post-2001: SEER = 13 (EER = 11.06), one-speed fan, w/Econo; 2014: SEER = 14 (EER = 11.75), two-speed fan, w/Econo | Commercial SEER-rated Packaged Air Conditioners, Size Range: 55 - 65 kBTU/h, SEER = 14 (EER = 11.7), EIR = 0.249, Fan W/CFM = 0.29, two-speed fan, with Econo | Commercial SEER-rated Packaged Air Conditioners, Size Range: 55 - 65 kBTU/h, SEER = 18 (EER = 14), EIR = 0.209, Fan W/CFM = 0.27, two-speed fan, with Econo |  | dxAC-Com-Pkg-55to65kBTUh-SEER-14.0 | dxAC-Com-Pkg-55to65kBTUh-SEER-18.0 | Available |  | FALSE | FALSE | June 2017 DEER Update | ErRobNc | dxAC-Com-Pkg-55to65kBTUh-SEER-14.0 | HVAC-airAC |  | None | 2017-01-01 |  | InEA_mod |  |  |  |  | Standard | Measure corrected and updated for DEER June 2017 Update including Baseline Adjustment | 8
819 | NE-HVAC-airAC-Pkg-lt55kBtuh-15p0seer | Commercial SEER-rated Packaged Air Conditioners, Size Range: 18 - 55 kBTU/h, SEER = 15 (EER = 12.9), EIR = 0.234, Fan W/CFM = 0.25, one-speed fan, without Econo | DEER2017 | D17 v2 | 2688 | NE-HVAC-airAC-Pkg-lt55kBtuh-15p0seer | DEER | Standard | None |  |  | None |  | FALSE |  | FALSE | Com | Any | HVAC | SpaceCool | dxAC_equip | pkgSEER | dxAC-Com-Pkg-lt55kBTUh-SEER-15.0 | HVAC-airAC | Com SEER-Rated Pkg AC, 18-65 kBTU/h; pre-2001: SEER = 11.6, one-speed fan, no Econo; post-2001: SEER = 13 (EER = 11.06), one-speed fan, no Econo; 2014: SEER = 14 (EER = 12.04), one-speed fan, no Econo | Commercial SEER-rated Packaged Air Conditioners, Size Range: 18 - 55 kBTU/h, SEER = 14 (EER = 12), EIR = 0.246, Fan W/CFM = 0.29, one-speed fan, without Econo | Commercial SEER-rated Packaged Air Conditioners, Size Range: 18 - 55 kBTU/h, SEER = 15 (EER = 12.9), EIR = 0.234, Fan W/CFM = 0.25, one-speed fan, without Econo |  | dxAC-Com-Pkg-lt55kBTUh-SEER-14.0 | dxAC-Com-Pkg-lt55kBTUh-SEER-15.0 | Available |  | FALSE | FALSE | June 2017 DEER Update | ErRobNc | dxAC-Com-Pkg-lt55kBTUh-SEER-14.0 | HVAC-airAC |  | None | 2017-01-01 |  | InEA_mod |  |  |  |  | Standard | Measure corrected and updated for DEER June 2017 Update including Baseline Adjustment | 9
820 | NE-HVAC-airAC-Pkg-lt55kBtuh-16p0seer | Commercial SEER-rated Packaged Air Conditioners, Size Range: 18 - 55 kBTU/h, SEER = 16 (EER = 12.5), EIR = 0.238, Fan W/CFM = 0.27, two-speed fan, without Econo | DEER2017 | D17 v2 | 2688 | NE-HVAC-airAC-Pkg-lt55kBtuh-16p0seer | DEER | Standard | None |  |  | None |  | FALSE |  | FALSE | Com | Any | HVAC | SpaceCool | dxAC_equip | pkgSEER | dxAC-Com-Pkg-lt55kBTUh-SEER-16.0 | HVAC-airAC | Com SEER-Rated Pkg AC, 18-65 kBTU/h; pre-2001: SEER = 11.6, one-speed fan, no Econo; post-2001: SEER = 13 (EER = 11.06), one-speed fan, no Econo; 2014: SEER = 14 (EER = 12.04), one-speed fan, no Econo | Commercial SEER-rated Packaged Air Conditioners, Size Range: 18 - 55 kBTU/h, SEER = 14 (EER = 12), EIR = 0.246, Fan W/CFM = 0.29, one-speed fan, without Econo | Commercial SEER-rated Packaged Air Conditioners, Size Range: 18 - 55 kBTU/h, SEER = 16 (EER = 12.5), EIR = 0.238, Fan W/CFM = 0.27, two-speed fan, without Econo |  | dxAC-Com-Pkg-lt55kBTUh-SEER-14.0 | dxAC-Com-Pkg-lt55kBTUh-SEER-16.0 | Available |  | FALSE | FALSE | June 2017 DEER Update | ErRobNc | dxAC-Com-Pkg-lt55kBTUh-SEER-14.0 | HVAC-airAC |  | None | 2017-01-01 |  | InEA_mod |  |  |  |  | Standard | Measure corrected and updated for DEER June 2017 Update including Baseline Adjustment | 10
821 | NE-HVAC-airAC-Pkg-lt55kBtuh-17p0seer | Commercial SEER-rated Packaged Air Conditioners, Size Range: 18 - 55 kBTU/h, SEER = 17 (EER = 13.3), EIR = 0.223, Fan W/CFM = 0.27, two-speed fan, without Econo | DEER2017 | D17 v2 | 2688 | NE-HVAC-airAC-Pkg-lt55kBtuh-17p0seer | DEER | Standard | None |  |  | None |  | FALSE |  | FALSE | Com | Any | HVAC | SpaceCool | dxAC_equip | pkgSEER | dxAC-Com-Pkg-lt55kBTUh-SEER-17.0 | HVAC-airAC | Com SEER-Rated Pkg AC, 18-65 kBTU/h; pre-2001: SEER = 11.6, one-speed fan, no Econo; post-2001: SEER = 13 (EER = 11.06), one-speed fan, no Econo; 2014: SEER = 14 (EER = 12.04), one-speed fan, no Econo | Commercial SEER-rated Packaged Air Conditioners, Size Range: 18 - 55 kBTU/h, SEER = 14 (EER = 12), EIR = 0.246, Fan W/CFM = 0.29, one-speed fan, without Econo | Commercial SEER-rated Packaged Air Conditioners, Size Range: 18 - 55 kBTU/h, SEER = 17 (EER = 13.3), EIR = 0.223, Fan W/CFM = 0.27, two-speed fan, without Econo |  | dxAC-Com-Pkg-lt55kBTUh-SEER-14.0 | dxAC-Com-Pkg-lt55kBTUh-SEER-17.0 | Available |  | FALSE | FALSE | June 2017 DEER Update | ErRobNc | dxAC-Com-Pkg-lt55kBTUh-SEER-14.0 | HVAC-airAC |  | None | 2017-01-01 |  | InEA_mod |  |  |  |  | Standard | Measure corrected and updated for DEER June 2017 Update including Baseline Adjustment | 11
822 | NE-HVAC-airAC-Pkg-lt55kBtuh-18p0seer | Commercial SEER-rated Packaged Air Conditioners, Size Range: 18 - 55 kBTU/h, SEER = 18 (EER = 14), EIR = 0.209, Fan W/CFM = 0.27, two-speed fan, without Econo | DEER2017 | D17 v2 | 2688 | NE-HVAC-airAC-Pkg-lt55kBtuh-18p0seer | DEER | Standard | None |  |  | None |  | FALSE |  | FALSE | Com | Any | HVAC | SpaceCool | dxAC_equip | pkgSEER | dxAC-Com-Pkg-lt55kBTUh-SEER-18.0 | HVAC-airAC | Com SEER-Rated Pkg AC, 18-65 kBTU/h; pre-2001: SEER = 11.6, one-speed fan, no Econo; post-2001: SEER = 13 (EER = 11.06), one-speed fan, no Econo; 2014: SEER = 14 (EER = 12.04), one-speed fan, no Econo | Commercial SEER-rated Packaged Air Conditioners, Size Range: 18 - 55 kBTU/h, SEER = 14 (EER = 12), EIR = 0.246, Fan W/CFM = 0.29, one-speed fan, without Econo | Commercial SEER-rated Packaged Air Conditioners, Size Range: 18 - 55 kBTU/h, SEER = 18 (EER = 14), EIR = 0.209, Fan W/CFM = 0.27, two-speed fan, without Econo |  | dxAC-Com-Pkg-lt55kBTUh-SEER-14.0 | dxAC-Com-Pkg-lt55kBTUh-SEER-18.0 | Available |  | FALSE | FALSE | June 2017 DEER Update | ErRobNc | dxAC-Com-Pkg-lt55kBTUh-SEER-14.0 | HVAC-airAC |  | None | 2017-01-01 |  | InEA_mod |  |  |  |  | Standard | Measure corrected and updated for DEER June 2017 Update including Baseline Adjustment | 12
835 | NE-HVAC-airAC-Split-45to55kBtuh-15p0seer | Commercial SEER-rated split Air Conditioners, Size Range: 45 - 55 kBTU/h, SEER = 15 (EER = 12.8), EIR = 0.232, Fan W/CFM = 0.25, one-speed fan, without Econo | DEER2017 | D17 v2 | 2688 | NE-HVAC-airAC-Split-45to55kBtuh-15p0seer | DEER | Standard | None |  |  | None |  | FALSE |  | FALSE | Com | Any | HVAC | SpaceCool | dxAC_equip | spltSEER | dxAC-Com-Split-45to55kBTUh-SEER-15.0 | HVAC-airAC | Commercial SEER-rated split Air Conditioners, 18-65 kBTU/h; pre-2001: SEER = 11.5, one-speed fan, no Econo; post-2001: SEER = 13 (EER = 11.08), one-speed fan, no Econo; 2014: SEER = 14 (EER = 11.82), one-speed fan, no Econo | Commercial SEER-rated split Air Conditioners, Size Range: 45 - 55 kBTU/h, SEER = 14 (EER = 11.8), EIR = 0.247, Fan W/CFM = 0.29, one-speed fan, without Econo | Commercial SEER-rated split Air Conditioners, Size Range: 45 - 55 kBTU/h, SEER = 15 (EER = 12.8), EIR = 0.232, Fan W/CFM = 0.25, one-speed fan, without Econo |  | dxAC-Com-Split-45to55kBTUh-SEER-14.0 | dxAC-Com-Split-45to55kBTUh-SEER-15.0 | Available |  | FALSE | FALSE | June 2017 DEER Update | ErRobNc | dxAC-Com-Split-45to55kBTUh-SEER-14.0 | HVAC-airAC |  | None | 2017-01-01 |  | InEA_mod |  |  |  |  | Standard | Measure corrected and updated for DEER June 2017 Update including Baseline Adjustment | 13
836 | NE-HVAC-airAC-Split-45to55kBtuh-16p0seer | Commercial SEER-rated split Air Conditioners, Size Range: 45 - 55 kBTU/h, SEER = 16 (EER = 12.5), EIR = 0.238, Fan W/CFM = 0.27, two-speed fan, without Econo | DEER2017 | D17 v2 | 2688 | NE-HVAC-airAC-Split-45to55kBtuh-16p0seer | DEER | Standard | None |  |  | None |  | FALSE |  | FALSE | Com | Any | HVAC | SpaceCool | dxAC_equip | spltSEER | dxAC-Com-Split-45to55kBTUh-SEER-16.0 | HVAC-airAC | Commercial SEER-rated split Air Conditioners, 18-65 kBTU/h; pre-2001: SEER = 11.5, one-speed fan, no Econo; post-2001: SEER = 13 (EER = 11.08), one-speed fan, no Econo; 2014: SEER = 14 (EER = 11.82), one-speed fan, no Econo | Commercial SEER-rated split Air Conditioners, Size Range: 45 - 55 kBTU/h, SEER = 14 (EER = 11.8), EIR = 0.247, Fan W/CFM = 0.29, one-speed fan, without Econo | Commercial SEER-rated split Air Conditioners, Size Range: 45 - 55 kBTU/h, SEER = 16 (EER = 12.5), EIR = 0.238, Fan W/CFM = 0.27, two-speed fan, without Econo |  | dxAC-Com-Split-45to55kBTUh-SEER-14.0 | dxAC-Com-Split-45to55kBTUh-SEER-16.0 | Available |  | FALSE | FALSE | June 2017 DEER Update | ErRobNc | dxAC-Com-Split-45to55kBTUh-SEER-14.0 | HVAC-airAC |  | None | 2017-01-01 |  | InEA_mod |  |  |  |  | Standard | Measure corrected and updated for DEER June 2017 Update including Baseline Adjustment | 14
837 | NE-HVAC-airAC-Split-45to55kBtuh-17p0seer | Commercial SEER-rated split Air Conditioners, Size Range: 45 - 55 kBTU/h, SEER = 17 (EER = 13.3), EIR = 0.223, Fan W/CFM = 0.27, two-speed fan, without Econo | DEER2017 | D17 v2 | 2688 | NE-HVAC-airAC-Split-45to55kBtuh-17p0seer | DEER | Standard | None |  |  | None |  | FALSE |  | FALSE | Com | Any | HVAC | SpaceCool | dxAC_equip | spltSEER | dxAC-Com-Split-45to55kBTUh-SEER-17.0 | HVAC-airAC | Commercial SEER-rated split Air Conditioners, 18-65 kBTU/h; pre-2001: SEER = 11.5, one-speed fan, no Econo; post-2001: SEER = 13 (EER = 11.08), one-speed fan, no Econo; 2014: SEER = 14 (EER = 11.82), one-speed fan, no Econo | Commercial SEER-rated split Air Conditioners, Size Range: 45 - 55 kBTU/h, SEER = 14 (EER = 11.8), EIR = 0.247, Fan W/CFM = 0.29, one-speed fan, without Econo | Commercial SEER-rated split Air Conditioners, Size Range: 45 - 55 kBTU/h, SEER = 17 (EER = 13.3), EIR = 0.223, Fan W/CFM = 0.27, two-speed fan, without Econo |  | dxAC-Com-Split-45to55kBTUh-SEER-14.0 | dxAC-Com-Split-45to55kBTUh-SEER-17.0 | Available |  | FALSE | FALSE | June 2017 DEER Update | ErRobNc | dxAC-Com-Split-45to55kBTUh-SEER-14.0 | HVAC-airAC |  | None | 2017-01-01 |  | InEA_mod |  |  |  |  | Standard | Measure corrected and updated for DEER June 2017 Update including Baseline Adjustment | 15
838 | NE-HVAC-airAC-Split-45to55kBtuh-18p0seer | Commercial SEER-rated split Air Conditioners, Size Range: 45 - 55 kBTU/h, SEER = 18 (EER = 14), EIR = 0.209, Fan W/CFM = 0.27, two-speed fan, without Econo | DEER2017 | D17 v2 | 2688 | NE-HVAC-airAC-Split-45to55kBtuh-18p0seer | DEER | Standard | None |  |  | None |  | FALSE |  | FALSE | Com | Any | HVAC | SpaceCool | dxAC_equip | spltSEER | dxAC-Com-Split-45to55kBTUh-SEER-18.0 | HVAC-airAC | Commercial SEER-rated split Air Conditioners, 18-65 kBTU/h; pre-2001: SEER = 11.5, one-speed fan, no Econo; post-2001: SEER = 13 (EER = 11.08), one-speed fan, no Econo; 2014: SEER = 14 (EER = 11.82), one-speed fan, no Econo | Commercial SEER-rated split Air Conditioners, Size Range: 45 - 55 kBTU/h, SEER = 14 (EER = 11.8), EIR = 0.247, Fan W/CFM = 0.29, one-speed fan, without Econo | Commercial SEER-rated split Air Conditioners, Size Range: 45 - 55 kBTU/h, SEER = 18 (EER = 14), EIR = 0.209, Fan W/CFM = 0.27, two-speed fan, without Econo |  | dxAC-Com-Split-45to55kBTUh-SEER-14.0 | dxAC-Com-Split-45to55kBTUh-SEER-18.0 | Available |  | FALSE | FALSE | June 2017 DEER Update | ErRobNc | dxAC-Com-Split-45to55kBTUh-SEER-14.0 | HVAC-airAC |  | None | 2017-01-01 |  | InEA_mod |  |  |  |  | Standard | Measure corrected and updated for DEER June 2017 Update including Baseline Adjustment | 16
839 | NE-HVAC-airAC-Split-55to65kBtuh-15p0seer | Commercial SEER-rated split Air Conditioners, Size Range: 55 - 65 kBTU/h, SEER = 15 (EER = 12.6), EIR = 0.236, Fan W/CFM = 0.25, two-speed fan, with Econo (Pre-existing vintages do not include Economizer) | DEER2017 | D17 v2 | 2688 | NE-HVAC-airAC-Split-55to65kBtuh-15p0seer | DEER | Standard | None |  |  | None |  | FALSE |  | FALSE | Com | Any | HVAC | SpaceCool | dxAC_equip | spltSEER | dxAC-Com-Split-55to65kBTUh-SEER-15.0 | HVAC-airAC | Commercial SEER-rated split Air Conditioners, 18-65 kBTU/h; pre-2001: SEER = 11.5, one-speed fan, no Econo; post-2001: SEER = 13 (EER = 11.08), one-speed fan, no Econo; 2014: SEER = 14 (EER = 11.75), two-speed fan, w/Econo | Commercial SEER-rated split Air Conditioners, Size Range: 55 - 65 kBTU/h, SEER = 14 (EER = 11.7), EIR = 0.249, Fan W/CFM = 0.29, two-speed fan, with Econo | Commercial SEER-rated split Air Conditioners, Size Range: 55 - 65 kBTU/h, SEER = 15 (EER = 12.6), EIR = 0.236, Fan W/CFM = 0.25, two-speed fan, with Econo |  | dxAC-Com-Split-55to65kBTUh-SEER-14.0 | dxAC-Com-Split-55to65kBTUh-SEER-15.0 | Available |  | FALSE | FALSE | June 2017 DEER Update | ErRobNc | dxAC-Com-Split-55to65kBTUh-SEER-14.0 | HVAC-airAC |  | None | 2017-01-01 |  | InEA_mod |  |  |  |  | Standard | Measure corrected and updated for DEER June 2017 Update including Baseline Adjustment | 17
843 | NE-HVAC-airAC-Split-55to65kBtuh-15p0seer-wPreEcono | Commercial SEER-rated split Air Conditioners, Size Range: 55 - 65 kBTU/h, SEER = 15 (EER = 12.6), EIR = 0.236, Fan W/CFM = 0.25, two-speed fan, with Econo (Pre-existing vintages include Economizer) | DEER2017 | D17 v2 | 2688 | NE-HVAC-airAC-Split-55to65kBtuh-15p0seer-wPreEcono | DEER | Standard | None |  |  | None |  | FALSE |  | FALSE | Com | Any | HVAC | SpaceCool | dxAC_equip | spltSEER | dxAC-Com-Split-55to65kBTUh-SEER-15.0 | HVAC-airAC | Commercial SEER-rated split Air Conditioners, 18-65 kBTU/h; pre-2001: SEER = 11.5, one-speed fan, w/Econo; post-2001: SEER = 13 (EER = 11.08), one-speed fan, w/Econo; 2014: SEER = 14 (EER = 11.75), two-speed fan, w/Econo | Commercial SEER-rated split Air Conditioners, Size Range: 55 - 65 kBTU/h, SEER = 14 (EER = 11.7), EIR = 0.249, Fan W/CFM = 0.29, two-speed fan, with Econo | Commercial SEER-rated split Air Conditioners, Size Range: 55 - 65 kBTU/h, SEER = 15 (EER = 12.6), EIR = 0.236, Fan W/CFM = 0.25, two-speed fan, with Econo |  | dxAC-Com-Split-55to65kBTUh-SEER-14.0 | dxAC-Com-Split-55to65kBTUh-SEER-15.0 | Available |  | FALSE | FALSE | June 2017 DEER Update | ErRobNc | dxAC-Com-Split-55to65kBTUh-SEER-14.0 | HVAC-airAC |  | None | 2017-01-01 |  | InEA_mod |  |  |  |  | Standard | Measure corrected and updated for DEER June 2017 Update including Baseline Adjustment | 18
840 | NE-HVAC-airAC-Split-55to65kBtuh-16p0seer | Commercial SEER-rated split Air Conditioners, Size Range: 55 - 65 kBTU/h, SEER = 16 (EER = 12.5), EIR = 0.238, Fan W/CFM = 0.27, two-speed fan, with Econo (Pre-existing vintages do not include Economizer) | DEER2017 | D17 v2 | 2688 | NE-HVAC-airAC-Split-55to65kBtuh-16p0seer | DEER | Standard | None |  |  | None |  | FALSE |  | FALSE | Com | Any | HVAC | SpaceCool | dxAC_equip | spltSEER | dxAC-Com-Split-55to65kBTUh-SEER-16.0 | HVAC-airAC | Commercial SEER-rated split Air Conditioners, 18-65 kBTU/h; pre-2001: SEER = 11.5, one-speed fan, no Econo; post-2001: SEER = 13 (EER = 11.08), one-speed fan, no Econo; 2014: SEER = 14 (EER = 11.75), two-speed fan, w/Econo | Commercial SEER-rated split Air Conditioners, Size Range: 55 - 65 kBTU/h, SEER = 14 (EER = 11.7), EIR = 0.249, Fan W/CFM = 0.29, two-speed fan, with Econo | Commercial SEER-rated split Air Conditioners, Size Range: 55 - 65 kBTU/h, SEER = 16 (EER = 12.5), EIR = 0.238, Fan W/CFM = 0.27, two-speed fan, with Econo |  | dxAC-Com-Split-55to65kBTUh-SEER-14.0 | dxAC-Com-Split-55to65kBTUh-SEER-16.0 | Available |  | FALSE | FALSE | June 2017 DEER Update | ErRobNc | dxAC-Com-Split-55to65kBTUh-SEER-14.0 | HVAC-airAC |  | None | 2017-01-01 |  | InEA_mod |  |  |  |  | Standard | Measure corrected and updated for DEER June 2017 Update including Baseline Adjustment | 19
844 | NE-HVAC-airAC-Split-55to65kBtuh-16p0seer-wPreEcono | Commercial SEER-rated split Air Conditioners, Size Range: 55 - 65 kBTU/h, SEER = 16 (EER = 12.5), EIR = 0.238, Fan W/CFM = 0.27, two-speed fan, with Econo (Pre-existing vintages include Economizer) | DEER2017 | D17 v2 | 2688 | NE-HVAC-airAC-Split-55to65kBtuh-16p0seer-wPreEcono | DEER | Standard | None |  |  | None |  | FALSE |  | FALSE | Com | Any | HVAC | SpaceCool | dxAC_equip | spltSEER | dxAC-Com-Split-55to65kBTUh-SEER-16.0 | HVAC-airAC | Commercial SEER-rated split Air Conditioners, 18-65 kBTU/h; pre-2001: SEER = 11.5, one-speed fan, w/Econo; post-2001: SEER = 13 (EER = 11.08), one-speed fan, w/Econo; 2014: SEER = 14 (EER = 11.75), two-speed fan, w/Econo | Commercial SEER-rated split Air Conditioners, Size Range: 55 - 65 kBTU/h, SEER = 14 (EER = 11.7), EIR = 0.249, Fan W/CFM = 0.29, two-speed fan, with Econo | Commercial SEER-rated split Air Conditioners, Size Range: 55 - 65 kBTU/h, SEER = 16 (EER = 12.5), EIR = 0.238, Fan W/CFM = 0.27, two-speed fan, with Econo |  | dxAC-Com-Split-55to65kBTUh-SEER-14.0 | dxAC-Com-Split-55to65kBTUh-SEER-16.0 | Available |  | FALSE | FALSE | June 2017 DEER Update | ErRobNc | dxAC-Com-Split-55to65kBTUh-SEER-14.0 | HVAC-airAC |  | None | 2017-01-01 |  | InEA_mod |  |  |  |  | Standard | Measure corrected and updated for DEER June 2017 Update including Baseline Adjustment | 20
841 | NE-HVAC-airAC-Split-55to65kBtuh-17p0seer | Commercial SEER-rated split Air Conditioners, Size Range: 55 - 65 kBTU/h, SEER = 17 (EER = 13.3), EIR = 0.223, Fan W/CFM = 0.27, two-speed fan, with Econo (Pre-existing vintages do not include Economizer) | DEER2017 | D17 v2 | 2688 | NE-HVAC-airAC-Split-55to65kBtuh-17p0seer | DEER | Standard | None |  |  | None |  | FALSE |  | FALSE | Com | Any | HVAC | SpaceCool | dxAC_equip | spltSEER | dxAC-Com-Split-55to65kBTUh-SEER-17.0 | HVAC-airAC | Commercial SEER-rated split Air Conditioners, 18-65 kBTU/h; pre-2001: SEER = 11.5, one-speed fan, no Econo; post-2001: SEER = 13 (EER = 11.08), one-speed fan, no Econo; 2014: SEER = 14 (EER = 11.75), two-speed fan, w/Econo | Commercial SEER-rated split Air Conditioners, Size Range: 55 - 65 kBTU/h, SEER = 14 (EER = 11.7), EIR = 0.249, Fan W/CFM = 0.29, two-speed fan, with Econo | Commercial SEER-rated split Air Conditioners, Size Range: 55 - 65 kBTU/h, SEER = 17 (EER = 13.3), EIR = 0.223, Fan W/CFM = 0.27, two-speed fan, with Econo |  | dxAC-Com-Split-55to65kBTUh-SEER-14.0 | dxAC-Com-Split-55to65kBTUh-SEER-17.0 | Available |  | FALSE | FALSE | June 2017 DEER Update | ErRobNc | dxAC-Com-Split-55to65kBTUh-SEER-14.0 | HVAC-airAC |  | None | 2017-01-01 |  | InEA_mod |  |  |  |  | Standard | Measure corrected and updated for DEER June 2017 Update including Baseline Adjustment | 21
845 | NE-HVAC-airAC-Split-55to65kBtuh-17p0seer-wPreEcono | Commercial SEER-rated split Air Conditioners, Size Range: 55 - 65 kBTU/h, SEER = 17 (EER = 13.3), EIR = 0.223, Fan W/CFM = 0.27, two-speed fan, with Econo (Pre-existing vintages include Economizer) | DEER2017 | D17 v2 | 2688 | NE-HVAC-airAC-Split-55to65kBtuh-17p0seer-wPreEcono | DEER | Standard | None |  |  | None |  | FALSE |  | FALSE | Com | Any | HVAC | SpaceCool | dxAC_equip | spltSEER | dxAC-Com-Split-55to65kBTUh-SEER-17.0 | HVAC-airAC | Commercial SEER-rated split Air Conditioners, 18-65 kBTU/h; pre-2001: SEER = 11.5, one-speed fan, w/Econo; post-2001: SEER = 13 (EER = 11.08), one-speed fan, w/Econo; 2014: SEER = 14 (EER = 11.75), two-speed fan, w/Econo | Commercial SEER-rated split Air Conditioners, Size Range: 55 - 65 kBTU/h, SEER = 14 (EER = 11.7), EIR = 0.249, Fan W/CFM = 0.29, two-speed fan, with Econo | Commercial SEER-rated split Air Conditioners, Size Range: 55 - 65 kBTU/h, SEER = 17 (EER = 13.3), EIR = 0.223, Fan W/CFM = 0.27, two-speed fan, with Econo |  | dxAC-Com-Split-55to65kBTUh-SEER-14.0 | dxAC-Com-Split-55to65kBTUh-SEER-17.0 | Available |  | FALSE | FALSE | June 2017 DEER Update | ErRobNc | dxAC-Com-Split-55to65kBTUh-SEER-14.0 | HVAC-airAC |  | None | 2017-01-01 |  | InEA_mod |  |  |  |  | Standard | Measure corrected and updated for DEER June 2017 Update including Baseline Adjustment | 22
842 | NE-HVAC-airAC-Split-55to65kBtuh-18p0seer | Commercial SEER-rated split Air Conditioners, Size Range: 55 - 65 kBTU/h, SEER = 18 (EER = 14), EIR = 0.209, Fan W/CFM = 0.27, two-speed fan, with Econo (Pre-existing vintages do not include Economizer) | DEER2017 | D17 v2 | 2688 | NE-HVAC-airAC-Split-55to65kBtuh-18p0seer | DEER | Standard | None |  |  | None |  | FALSE |  | FALSE | Com | Any | HVAC | SpaceCool | dxAC_equip | spltSEER | dxAC-Com-Split-55to65kBTUh-SEER-18.0 | HVAC-airAC | Commercial SEER-rated split Air Conditioners, 18-65 kBTU/h; pre-2001: SEER = 11.5, one-speed fan, no Econo; post-2001: SEER = 13 (EER = 11.08), one-speed fan, no Econo; 2014: SEER = 14 (EER = 11.75), two-speed fan, w/Econo | Commercial SEER-rated split Air Conditioners, Size Range: 55 - 65 kBTU/h, SEER = 14 (EER = 11.7), EIR = 0.249, Fan W/CFM = 0.29, two-speed fan, with Econo | Commercial SEER-rated split Air Conditioners, Size Range: 55 - 65 kBTU/h, SEER = 18 (EER = 14), EIR = 0.209, Fan W/CFM = 0.27, two-speed fan, with Econo |  | dxAC-Com-Split-55to65kBTUh-SEER-14.0 | dxAC-Com-Split-55to65kBTUh-SEER-18.0 | Available |  | FALSE | FALSE | June 2017 DEER Update | ErRobNc | dxAC-Com-Split-55to65kBTUh-SEER-14.0 | HVAC-airAC |  | None | 2017-01-01 |  | InEA_mod |  |  |  |  | Standard | Measure corrected and updated for DEER June 2017 Update including Baseline Adjustment | 23
846 | NE-HVAC-airAC-Split-55to65kBtuh-18p0seer-wPreEcono | Commercial SEER-rated split Air Conditioners, Size Range: 55 - 65 kBTU/h, SEER = 18 (EER = 14), EIR = 0.209, Fan W/CFM = 0.27, two-speed fan, with Econo (Pre-existing vintages include Economizer) | DEER2017 | D17 v2 | 2688 | NE-HVAC-airAC-Split-55to65kBtuh-18p0seer-wPreEcono | DEER | Standard | None |  |  | None |  | FALSE |  | FALSE | Com | Any | HVAC | SpaceCool | dxAC_equip | spltSEER | dxAC-Com-Split-55to65kBTUh-SEER-18.0 | HVAC-airAC | Commercial SEER-rated split Air Conditioners, 18-65 kBTU/h; pre-2001: SEER = 11.5, one-speed fan, w/Econo; post-2001: SEER = 13 (EER = 11.08), one-speed fan, w/Econo; 2014: SEER = 14 (EER = 11.75), two-speed fan, w/Econo | Commercial SEER-rated split Air Conditioners, Size Range: 55 - 65 kBTU/h, SEER = 14 (EER = 11.7), EIR = 0.249, Fan W/CFM = 0.29, two-speed fan, with Econo | Commercial SEER-rated split Air Conditioners, Size Range: 55 - 65 kBTU/h, SEER = 18 (EER = 14), EIR = 0.209, Fan W/CFM = 0.27, two-speed fan, with Econo |  | dxAC-Com-Split-55to65kBTUh-SEER-14.0 | dxAC-Com-Split-55to65kBTUh-SEER-18.0 | Available |  | FALSE | FALSE | June 2017 DEER Update | ErRobNc | dxAC-Com-Split-55to65kBTUh-SEER-14.0 | HVAC-airAC |  | None | 2017-01-01 |  | InEA_mod |  |  |  |  | Standard | Measure corrected and updated for DEER June 2017 Update including Baseline Adjustment | 24
831 | NE-HVAC-airAC-Split-lt45kBtuh-15p0seer | Commercial SEER-rated split Air Conditioners, Size Range: 18 - 45 kBTU/h, SEER = 15 (EER = 12.8), EIR = 0.232, Fan W/CFM = 0.25, one-speed fan, without Econo | DEER2017 | D17 v2 | 2688 | NE-HVAC-airAC-Split-lt45kBtuh-15p0seer | DEER | Standard | None |  |  | None |  | FALSE |  | FALSE | Com | Any | HVAC | SpaceCool | dxAC_equip | spltSEER | dxAC-Com-Split-lt45kBTUh-SEER-15.0 | HVAC-airAC | Commercial SEER-rated split Air Conditioners, 18-65 kBTU/h; pre-2001: SEER = 11.5, one-speed fan, no Econo; post-2001: SEER = 13 (EER = 11.08), one-speed fan, no Econo; 2014: SEER = 14 (EER = 12.17), one-speed fan, no Econo | Commercial SEER-rated split Air Conditioners, Size Range: 18 - 45 kBTU/h, SEER = 14 (EER = 12.2), EIR = 0.239, Fan W/CFM = 0.29, one-speed fan, without Econo | Commercial SEER-rated split Air Conditioners, Size Range: 18 - 45 kBTU/h, SEER = 15 (EER = 12.8), EIR = 0.232, Fan W/CFM = 0.25, one-speed fan, without Econo |  | dxAC-Com-Split-lt45kBTUh-SEER-14.0 | dxAC-Com-Split-lt45kBTUh-SEER-15.0 | Available |  | FALSE | FALSE | June 2017 DEER Update | ErRobNc | dxAC-Com-Split-lt45kBTUh-SEER-14.0 | HVAC-airAC |  | None | 2017-01-01 |  | InEA_mod |  |  |  |  | Standard | Measure corrected and updated for DEER June 2017 Update including Baseline Adjustment | 25
832 | NE-HVAC-airAC-Split-lt45kBtuh-16p0seer | Commercial SEER-rated split Air Conditioners, Size Range: 18 - 45 kBTU/h, SEER = 16 (EER = 12.5), EIR = 0.238, Fan W/CFM = 0.27, two-speed fan, without Econo | DEER2017 | D17 v2 | 2688 | NE-HVAC-airAC-Split-lt45kBtuh-16p0seer | DEER | Standard | None |  |  | None |  | FALSE |  | FALSE | Com | Any | HVAC | SpaceCool | dxAC_equip | spltSEER | dxAC-Com-Split-lt45kBTUh-SEER-16.0 | HVAC-airAC | Commercial SEER-rated split Air Conditioners, 18-65 kBTU/h; pre-2001: SEER = 11.5, one-speed fan, no Econo; post-2001: SEER = 13 (EER = 11.08), one-speed fan, no Econo; 2014: SEER = 14 (EER = 12.17), one-speed fan, no Econo | Commercial SEER-rated split Air Conditioners, Size Range: 18 - 45 kBTU/h, SEER = 14 (EER = 12.2), EIR = 0.239, Fan W/CFM = 0.29, one-speed fan, without Econo | Commercial SEER-rated split Air Conditioners, Size Range: 18 - 45 kBTU/h, SEER = 16 (EER = 12.5), EIR = 0.238, Fan W/CFM = 0.27, two-speed fan, without Econo |  | dxAC-Com-Split-lt45kBTUh-SEER-14.0 | dxAC-Com-Split-lt45kBTUh-SEER-16.0 | Available |  | FALSE | FALSE | June 2017 DEER Update | ErRobNc | dxAC-Com-Split-lt45kBTUh-SEER-14.0 | HVAC-airAC |  | None | 2017-01-01 |  | InEA_mod |  |  |  |  | Standard | Measure corrected and updated for DEER June 2017 Update including Baseline Adjustment | 26
833 | NE-HVAC-airAC-Split-lt45kBtuh-17p0seer | Commercial SEER-rated split Air Conditioners, Size Range: 18 - 45 kBTU/h, SEER = 17 (EER = 13.3), EIR = 0.223, Fan W/CFM = 0.27, two-speed fan, without Econo | DEER2017 | D17 v2 | 2688 | NE-HVAC-airAC-Split-lt45kBtuh-17p0seer | DEER | Standard | None |  |  | None |  | FALSE |  | FALSE | Com | Any | HVAC | SpaceCool | dxAC_equip | spltSEER | dxAC-Com-Split-lt45kBTUh-SEER-17.0 | HVAC-airAC | Commercial SEER-rated split Air Conditioners, 18-65 kBTU/h; pre-2001: SEER = 11.5, one-speed fan, no Econo; post-2001: SEER = 13 (EER = 11.08), one-speed fan, no Econo; 2014: SEER = 14 (EER = 12.17), one-speed fan, no Econo | Commercial SEER-rated split Air Conditioners, Size Range: 18 - 45 kBTU/h, SEER = 14 (EER = 12.2), EIR = 0.239, Fan W/CFM = 0.29, one-speed fan, without Econo | Commercial SEER-rated split Air Conditioners, Size Range: 18 - 45 kBTU/h, SEER = 17 (EER = 13.3), EIR = 0.223, Fan W/CFM = 0.27, two-speed fan, without Econo |  | dxAC-Com-Split-lt45kBTUh-SEER-14.0 | dxAC-Com-Split-lt45kBTUh-SEER-17.0 | Available |  | FALSE | FALSE | June 2017 DEER Update | ErRobNc | dxAC-Com-Split-lt45kBTUh-SEER-14.0 | HVAC-airAC |  | None | 2017-01-01 |  | InEA_mod |  |  |  |  | Standard | Measure corrected and updated for DEER June 2017 Update including Baseline Adjustment | 27
834 | NE-HVAC-airAC-Split-lt45kBtuh-18p0seer | Commercial SEER-rated split Air Conditioners, Size Range: 18 - 45 kBTU/h, SEER = 18 (EER = 14), EIR = 0.209, Fan W/CFM = 0.27, two-speed fan, without Econo | DEER2017 | D17 v2 | 2688 | NE-HVAC-airAC-Split-lt45kBtuh-18p0seer | DEER | Standard | None |  |  | None |  | FALSE |  | FALSE | Com | Any | HVAC | SpaceCool | dxAC_equip | spltSEER | dxAC-Com-Split-lt45kBTUh-SEER-18.0 | HVAC-airAC | Commercial SEER-rated split Air Conditioners, 18-65 kBTU/h; pre-2001: SEER = 11.5, one-speed fan, no Econo; post-2001: SEER = 13 (EER = 11.08), one-speed fan, no Econo; 2014: SEER = 14 (EER = 12.17), one-speed fan, no Econo | Commercial SEER-rated split Air Conditioners, Size Range: 18 - 45 kBTU/h, SEER = 14 (EER = 12.2), EIR = 0.239, Fan W/CFM = 0.29, one-speed fan, without Econo | Commercial SEER-rated split Air Conditioners, Size Range: 18 - 45 kBTU/h, SEER = 18 (EER = 14), EIR = 0.209, Fan W/CFM = 0.27, two-speed fan, without Econo |  | dxAC-Com-Split-lt45kBTUh-SEER-14.0 | dxAC-Com-Split-lt45kBTUh-SEER-18.0 | Available |  | FALSE | FALSE | June 2017 DEER Update | ErRobNc | dxAC-Com-Split-lt45kBTUh-SEER-14.0 | HVAC-airAC |  | None | 2017-01-01 |  | InEA_mod |  |  |  |  | Standard | Measure corrected and updated for DEER June 2017 Update including Baseline Adjustment | 28
1 | NE-HVAC-airAC-SpltPkg-135to239kBtuh-11p5eer | EER-rated packaged Air Conditioner, Size Range: 135 - 240 kBTU/h, EER = 11.5, min IEER = 13, EIR = 0.255, Fan W/CFM = 0.41, two-speed fan, with Econo | DEER2017 | D17 v2 | 2688 | NE-HVAC-airAC-SpltPkg-135to239kBtuh-11p5eer | DEER | Standard | None |  |  | None |  | FALSE |  | FALSE | Com | Any | HVAC | SpaceCool | dxAC_equip | pkgEER | dxAC-Com-Pkg-135to240kBTUh-EER11.5-2Spd | HVAC-airAC | EER-Rated Pkg AC, 135-240 kBTU/h; Pre-2005: EER = 9.7, one-speed fan, w/Econo; 2006 - 2009: EER = 9.7, one-speed fan, w/Econo; 2010 - 2013: EER = 10.8, one-speed fan, w/Econo; 2014 - 2015: EER = 10.8, IEER = 12.2, two-speed fan, w/Econo | EER-rated packaged Air Conditioner, Size Range: 135 - 240 kBTU/h, EER = 10.8, IEER = 12.2, EIR = 0.274, Fan W/CFM = 0.41, two-speed fan, with Econo | EER-rated packaged Air Conditioner, Size Range: 135 - 240 kBTU/h, EER = 11.5, min IEER = 13, EIR = 0.255, Fan W/CFM = 0.41, two-speed fan, with Econo |  |  |  | Proposed |  | FALSE | FALSE | June 2017 DEER Update | ErRobNc | dxAC-Com-Pkg-135to240kBTUh-EER10.8-2Spd | HVAC-airAC |  | None | 2017-01-01 |  | InEA_mod |  |  |  |  | Standard | Measure updated for DEER June 2017 Update including Baseline Adjustment | #N/A
1 | NE-HVAC-airAC-SpltPkg-135to239kBtuh-12p0eer | EER-rated packaged Air Conditioner, Size Range: 135 - 240 kBTU/h, EER = 12, min IEER = 13.5, EIR = 0.243, Fan W/CFM = 0.41, two-speed fan, with Econo | DEER2017 | D17 v2 | 2688 | NE-HVAC-airAC-SpltPkg-135to239kBtuh-12p0eer | DEER | Standard | None |  |  | None |  | FALSE |  | FALSE | Com | Any | HVAC | SpaceCool | dxAC_equip | pkgEER | dxAC-Com-Pkg-135to240kBTUh-EER12.0-2Spd | HVAC-airAC | EER-Rated Pkg AC, 135-240 kBTU/h; Pre-2005: EER = 9.7, one-speed fan, w/Econo; 2006 - 2009: EER = 9.7, one-speed fan, w/Econo; 2010 - 2013: EER = 10.8, one-speed fan, w/Econo; 2014 - 2015: EER = 10.8, IEER = 12.2, two-speed fan, w/Econo | EER-rated packaged Air Conditioner, Size Range: 135 - 240 kBTU/h, EER = 10.8, IEER = 12.2, EIR = 0.274, Fan W/CFM = 0.41, two-speed fan, with Econo | EER-rated packaged Air Conditioner, Size Range: 135 - 240 kBTU/h, EER = 12, min IEER = 13.5, EIR = 0.243, Fan W/CFM = 0.41, two-speed fan, with Econo |  |  |  | Proposed |  | FALSE | FALSE | June 2017 DEER Update | ErRobNc | dxAC-Com-Pkg-135to240kBTUh-EER10.8-2Spd | HVAC-airAC |  | None | 2017-01-01 |  | InEA_mod |  |  |  |  | Standard | Measure updated for DEER June 2017 Update including Baseline Adjustment | #N/A
1 | NE-HVAC-airAC-SpltPkg-135to239kBtuh-12p5eer | EER-rated packaged Air Conditioner, Size Range: 135 - 240 kBTU/h, EER = 12.5, min IEER = 14, EIR = 0.231, Fan W/CFM = 0.41, two-speed fan, with Econo | DEER2017 | D17 v2 | 2688 | NE-HVAC-airAC-SpltPkg-135to239kBtuh-12p5eer | DEER | Standard | None |  |  | None |  | FALSE |  | FALSE | Com | Any | HVAC | SpaceCool | dxAC_equip | pkgEER | dxAC-Com-Pkg-135to240kBTUh-EER12.5-2Spd | HVAC-airAC | EER-Rated Pkg AC, 135-240 kBTU/h; Pre-2005: EER = 9.7, one-speed fan, w/Econo; 2006 - 2009: EER = 9.7, one-speed fan, w/Econo; 2010 - 2013: EER = 10.8, one-speed fan, w/Econo; 2014 - 2015: EER = 10.8, IEER = 12.2, two-speed fan, w/Econo | EER-rated packaged Air Conditioner, Size Range: 135 - 240 kBTU/h, EER = 10.8, IEER = 12.2, EIR = 0.274, Fan W/CFM = 0.41, two-speed fan, with Econo | EER-rated packaged Air Conditioner, Size Range: 135 - 240 kBTU/h, EER = 12.5, min IEER = 14, EIR = 0.231, Fan W/CFM = 0.41, two-speed fan, with Econo |  |  |  | Proposed |  | FALSE | FALSE | June 2017 DEER Update | ErRobNc | dxAC-Com-Pkg-135to240kBTUh-EER10.8-2Spd | HVAC-airAC |  | None | 2017-01-01 |  | InEA_mod |  |  |  |  | Standard | Measure updated for DEER June 2017 Update including Baseline Adjustment | #N/A
1719 | NE-HVAC-airAC-SpltPkg-240to759kBtuh-10p8eer_SZ | Single-Zone EER-rated packaged Air Conditioner, Size Range: 240 - 760 kBTU/h, EER = 10.8, min IEER = 12.2, EIR = 0.255, Fan W/CFM = 0.61, two-speed fan, with Econo | DEER2017 | D17 v2 | 2432 | NE-HVAC-airAC-SpltPkg-240to759kBtuh-10p8eer_SZ | DEER | Standard | None |  |  | None |  | FALSE |  | FALSE | Com | Any | HVAC | SpaceCool | dxAC_equip | pkgEER | dxAC-Com-Pkg-135to240kBTUh-EER12.5-2Spd | HVAC-airAC | EER-Rated Pkg AC, 240-760 kBTU/h; Pre-2005: EER = 9.8 (1 spd IEER = 9.8, 2 spd IEER = 11.1), one-speed fan, w/Econo; 2006 - 2009: EER = 9.8, one-speed fan, w/Econo; 2010 - 2013: EER = 9.8, one-speed fan, w/Econo; 2014 - 2015: EER = 9.8, IEER 11.4, two-speed fan, w/Econo | EER-rated packaged Air Conditioner, Size Range: 240 - 760 kBTU/h, EER = 9.8, IEER = 11.4, EIR = 0.286, Fan W/CFM = 0.61, two-speed fan, with Econo | EER-rated packaged Air Conditioner, Size Range: 240 - 760 kBTU/h, EER = 10.8, min IEER 12.2, EIR = 0.255, Fan W/CFM = 0.61, two-speed fan, with Econo |  |  |  | Proposed |  | FALSE | FALSE | June 2017 DEER Update | ErRobNc | dxAC-Com-Pkg-135to240kBTUh-EER10.8-2Spd | HVAC-airAC |  | None | 2017-01-01 |  | InEA_mod |  |  |  |  | Component | Measure updated for DEER June 2017 Update including Baseline Adjustment | #N/A
1719 | NE-HVAC-airAC-SpltPkg-240to759kBtuh-11p5eer_SZ | Single-Zone EER-rated packaged Air Conditioner, Size Range: 240 - 760 kBTU/h, EER = 11.5, min IEER = 12.7, EIR = 0.236, Fan W/CFM = 0.61, two-speed fan, with Econo | DEER2017 | D17 v2 | 2432 | NE-HVAC-airAC-SpltPkg-240to759kBtuh-11p5eer_SZ | DEER | Standard | None |  |  | None |  | FALSE |  | FALSE | Com | Any | HVAC | SpaceCool | dxAC_equip | pkgEER | dxAC-Com-Pkg-135to240kBTUh-EER12.5-2Spd | HVAC-airAC | EER-Rated Pkg AC, 240-760 kBTU/h; Pre-2005: EER = 9.8 (1 spd IEER = 9.8, 2 spd IEER = 11.1), one-speed fan, w/Econo; 2006 - 2009: EER = 9.8, one-speed fan, w/Econo; 2010 - 2013: EER = 9.8, one-speed fan, w/Econo; 2014 - 2015: EER = 9.8, IEER 11.4, two-speed fan, w/Econo | EER-rated packaged Air Conditioner, Size Range: 240 - 760 kBTU/h, EER = 9.8, IEER = 11.4, EIR = 0.286, Fan W/CFM = 0.61, two-speed fan, with Econo | EER-rated packaged Air Conditioner, Size Range: 240 - 760 kBTU/h, EER = 11.5, min IEER = 12.7, EIR = 0.236, Fan W/CFM = 0.61, two-speed fan, with Econo |  |  |  | Proposed |  | FALSE | FALSE | June 2017 DEER Update | ErRobNc | dxAC-Com-Pkg-135to240kBTUh-EER10.8-2Spd | HVAC-airAC |  | None | 2017-01-01 |  | InEA_mod |  |  |  |  | Component | Measure updated for DEER June 2017 Update including Baseline Adjustment | #N/A
1719 | NE-HVAC-airAC-SpltPkg-240to759kBtuh-12p5eer_SZ | Single-Zone EER-rated packaged Air Conditioner, Size Range: 240 - 760 kBTU/h, EER = 12.5, min IEER = 15.5, EIR = 0.213, Fan W/CFM = 0.61, two-speed fan, with Econo | DEER2017 | D17 v2 | 2432 | NE-HVAC-airAC-SpltPkg-240to759kBtuh-12p5eer_SZ | DEER | Standard | None |  |  | None |  | FALSE |  | FALSE | Com | Any | HVAC | SpaceCool | dxAC_equip | pkgEER | dxAC-Com-Pkg-135to240kBTUh-EER12.5-2Spd | HVAC-airAC | EER-Rated Pkg AC, 240-760 kBTU/h; Pre-2005: EER = 9.8 (1 spd IEER = 9.8, 2 spd IEER = 11.1), one-speed fan, w/Econo; 2006 - 2009: EER = 9.8, one-speed fan, w/Econo; 2010 - 2013: EER = 9.8, one-speed fan, w/Econo; 2014 - 2015: EER = 9.8, IEER 11.4, two-speed fan, w/Econo | EER-rated packaged Air Conditioner, Size Range: 240 - 760 kBTU/h, EER = 9.8, IEER = 11.4, EIR = 0.286, Fan W/CFM = 0.61, two-speed fan, with Econo | EER-rated packaged Air Conditioner, Size Range: 240 - 760 kBTU/h, EER = 12.5, min IEER = 15.5, EIR = 0.213, Fan W/CFM = 0.61, two-speed fan, with Econo |  |  |  | Proposed |  | FALSE | FALSE | June 2017 DEER Update | ErRobNc | dxAC-Com-Pkg-135to240kBTUh-EER10.8-2Spd | HVAC-airAC |  | None | 2017-01-01 |  | InEA_mod |  |  |  |  | Component | Measure updated for DEER June 2017 Update including Baseline Adjustment | #N/A
1719 | NE-HVAC-airAC-SpltPkg-240to759kBtuh-10p8eer_MZ | Multi-Zone EER-rated packaged Air Conditioner, Size Range: 240 - 760 kBTU/h, EER = 10.8, min IEER = 12.2, EIR = 0.255, Fan W/CFM = 0.61, two-speed fan, with Econo | DEER2017 | D17 v2 | 1280 | NE-HVAC-airAC-SpltPkg-240to759kBtuh-10p8eer_MZ | DEER | Standard | None |  |  | None |  | FALSE |  | FALSE | Com | Any | HVAC | SpaceCool | dxAC_equip | pkgEER | dxAC-Com-Pkg-135to240kBTUh-EER12.5-2Spd | HVAC-airAC | EER-Rated Pkg AC, 240-760 kBTU/h; Pre-2005: EER = 10.0 (IEER = 11.3), var-speed fan, w/Econo; 2006 - 2009: EER = 10.0, var-speed fan, w/Econo; 2010 - 2013: EER = 10.0, var-speed fan, w/Econo; 2014 - 2015: EER = 10.0, IEER 11.6, varspeed fan, w/Econo | EER-rated packaged Air Conditioner, Size Range: 240 - 760 kBTU/h, EER = 10.0 IEER = 11.4, EIR = 0.282, Fan W/CFM = 0.72, var-speed fan, with Econo | EER-rated packaged Air Conditioner, Size Range: 240 - 760 kBTU/h, EER = 10.8, min IEER 12.2, EIR = 0.255, Fan W/CFM = 0.61, var-speed fan, with Econo |  |  |  | Proposed |  | FALSE | FALSE | June 2017 DEER Update | ErRobNc | dxAC-Com-Pkg-135to240kBTUh-EER10.8-2Spd | HVAC-airAC |  | None | 2017-01-01 |  | InEA_mod |  |  |  |  | Component | Measure updated for DEER June 2017 Update including Baseline Adjustment | #N/A
1719 | NE-HVAC-airAC-SpltPkg-240to759kBtuh-11p5eer_MZ | Multi-Zone EER-rated packaged Air Conditioner, Size Range: 240 - 760 kBTU/h, EER = 11.5, min IEER = 12.7, EIR = 0.236, Fan W/CFM = 0.61, two-speed fan, with Econo | DEER2017 | D17 v2 | 1280 | NE-HVAC-airAC-SpltPkg-240to759kBtuh-11p5eer_MZ | DEER | Standard | None |  |  | None |  | FALSE |  | FALSE | Com | Any | HVAC | SpaceCool | dxAC_equip | pkgEER | dxAC-Com-Pkg-135to240kBTUh-EER12.5-2Spd | HVAC-airAC | EER-Rated Pkg AC, 240-760 kBTU/h; Pre-2005: EER = 10.0 (IEER = 11.3), var-speed fan, w/Econo; 2006 - 2009: EER = 10.0, var-speed fan, w/Econo; 2010 - 2013: EER = 10.0, var-speed fan, w/Econo; 2014 - 2015: EER = 10.0, IEER 11.6, varspeed fan, w/Econo | EER-rated packaged Air Conditioner, Size Range: 240 - 760 kBTU/h, EER = 10.0 IEER = 11.4, EIR = 0.282, Fan W/CFM = 0.72, var-speed fan, with Econo | EER-rated packaged Air Conditioner, Size Range: 240 - 760 kBTU/h, EER = 11.5, min IEER = 12.7, EIR = 0.236, Fan W/CFM = 0.61, var-speed fan, with Econo |  |  |  | Proposed |  | FALSE | FALSE | June 2017 DEER Update | ErRobNc | dxAC-Com-Pkg-135to240kBTUh-EER10.8-2Spd | HVAC-airAC |  | None | 2017-01-01 |  | InEA_mod |  |  |  |  | Component | Measure updated for DEER June 2017 Update including Baseline Adjustment | #N/A
1719 | NE-HVAC-airAC-SpltPkg-240to759kBtuh-12p5eer_MZ | Multi-Zone EER-rated packaged Air Conditioner, Size Range: 240 - 760 kBTU/h, EER = 12.5, min IEER = 15.5, EIR = 0.213, Fan W/CFM = 0.61, two-speed fan, with Econo | DEER2017 | D17 v2 | 1280 | NE-HVAC-airAC-SpltPkg-240to759kBtuh-12p5eer_MZ | DEER | Standard | None |  |  | None |  | FALSE |  | FALSE | Com | Any | HVAC | SpaceCool | dxAC_equip | pkgEER | dxAC-Com-Pkg-135to240kBTUh-EER12.5-2Spd | HVAC-airAC | EER-Rated Pkg AC, 240-760 kBTU/h; Pre-2005: EER = 10.0 (IEER = 11.3), var-speed fan, w/Econo; 2006 - 2009: EER = 10.0, var-speed fan, w/Econo; 2010 - 2013: EER = 10.0, var-speed fan, w/Econo; 2014 - 2015: EER = 10.0, IEER 11.6, varspeed fan, w/Econo | EER-rated packaged Air Conditioner, Size Range: 240 - 760 kBTU/h, EER = 10.0 IEER = 11.4, EIR = 0.282, Fan W/CFM = 0.72, var-speed fan, with Econo | EER-rated packaged Air Conditioner, Size Range: 240 - 760 kBTU/h, EER = 12.5, min IEER = 15.5, EIR = 0.213, Fan W/CFM = 0.61, var-speed fan, with Econo |  |  |  | Proposed |  | FALSE | FALSE | June 2017 DEER Update | ErRobNc | dxAC-Com-Pkg-135to240kBTUh-EER10.8-2Spd | HVAC-airAC |  | None | 2017-01-01 |  | InEA_mod |  |  |  |  | Component | Measure updated for DEER June 2017 Update including Baseline Adjustment | #N/A
1719 | NE-HVAC-airAC-SpltPkg-240to759kBtuh-10p8eer | EER-rated packaged Air Conditioner, Size Range: 240 - 760 kBTU/h, EER = 10.8, min IEER = 12.2, EIR = 0.255, Fan W/CFM = 0.61, two-speed fan, with Econo | DEER2017 | D17 v2 | 2428 | NE-HVAC-airAC-SpltPkg-240to759kBtuh-10p8eer | DEER | Standard | None |  |  | None |  | FALSE |  | FALSE | Com | Any | HVAC | SpaceCool | dxAC_equip | pkgEER | dxAC-Com-Pkg-240to760kBTUh-EER10.8-2Spd | HVAC-airAC | EER-Rated Pkg AC, 240-760 kBTU/h; Mix of Single-zone 9.8 EER (20%) and Multi-zone 10.0 EER (80%) system configurations | EER-rated packaged Air Conditioner, Size Range: 240 - 760 kBTU/h, Mix of Single-zone and Multi-zone system configurations | EER-rated packaged Air Conditioner, Size Range: 240 - 760 kBTU/h, EER = 10.8, Mix of Single-zone and Multi-zone system configurations |  |  |  | Proposed |  | FALSE | FALSE | June 2017 DEER Update | ErRobNc | dxAC-Com-Pkg-240to760kBTUh-EER9.8-2Spd | HVAC-airAC |  | None | 2017-01-01 |  | InEA_mod |  |  |  |  | Standard | Measure updated for DEER June 2017 Update including Baseline Adjustment | #N/A
1719 | NE-HVAC-airAC-SpltPkg-240to759kBtuh-11p5eer | EER-rated packaged Air Conditioner, Size Range: 240 - 760 kBTU/h, EER = 11.5, min IEER = 12.7, EIR = 0.236, Fan W/CFM = 0.61, two-speed fan, with Econo | DEER2017 | D17 v2 | 2432 | NE-HVAC-airAC-SpltPkg-240to759kBtuh-11p5eer | DEER | Standard | None |  |  | None |  | FALSE |  | FALSE | Com | Any | HVAC | SpaceCool | dxAC_equip | pkgEER | dxAC-Com-Pkg-240to760kBTUh-EER11.5-2Spd | HVAC-airAC | EER-Rated Pkg AC, 240-760 kBTU/h; Mix of Single-zone 9.8 EER (20%) and Multi-zone 10.0 EER (80%) system configurations | EER-rated packaged Air Conditioner, Size Range: 240 - 760 kBTU/h, Mix of Single-zone and Multi-zone system configurations | EER-rated packaged Air Conditioner, Size Range: 240 - 760 kBTU/h, EER = 11.5, Mix of Single-zone and Multi-zone system configurations |  |  |  | Proposed |  | FALSE | FALSE | June 2017 DEER Update | ErRobNc | dxAC-Com-Pkg-240to760kBTUh-EER9.8-2Spd | HVAC-airAC |  | None | 2017-01-01 |  | InEA_mod |  |  |  |  | Standard | Measure updated for DEER June 2017 Update including Baseline Adjustment | #N/A
1719 | NE-HVAC-airAC-SpltPkg-240to759kBtuh-12p5eer | EER-rated packaged Air Conditioner, Size Range: 240 - 760 kBTU/h, EER = 12.5, min IEER = 15.5, EIR = 0.213, Fan W/CFM = 0.61, two-speed fan, with Econo | DEER2017 | D17 v2 | 2432 | NE-HVAC-airAC-SpltPkg-240to759kBtuh-12p5eer | DEER | Standard | None |  |  | None |  | FALSE |  | FALSE | Com | Any | HVAC | SpaceCool | dxAC_equip | pkgEER | dxAC-Com-Pkg-240to760kBTUh-EER12.5-2Spd | HVAC-airAC | EER-Rated Pkg AC, 240-760 kBTU/h; Mix of Single-zone 9.8 EER (20%) and Multi-zone 10.0 EER (80%) system configurations | EER-rated packaged Air Conditioner, Size Range: 240 - 760 kBTU/h, Mix of Single-zone and Multi-zone system configurations | EER-rated packaged Air Conditioner, Size Range: 240 - 760 kBTU/h, EER = 12.5, Mix of Single-zone and Multi-zone system configurations |  |  |  | Proposed |  | FALSE | FALSE | June 2017 DEER Update | ErRobNc | dxAC-Com-Pkg-240to760kBTUh-EER9.8-2Spd | HVAC-airAC |  | None | 2017-01-01 |  | InEA_mod |  |  |  |  | Standard | Measure updated for DEER June 2017 Update including Baseline Adjustment | #N/A
1 | NE-HVAC-airAC-SpltPkg-65to134kBtuh-11p5eer-woutPreEcono | EER-rated packaged Air Conditioner, Size Range: 65 - 134 kBTU/h, EER = 11.5, min IEER = 13, EIR = 0.26, Fan W/CFM = 0.4, two-speed fan, with Econo (Pre-existing vintages do not include Economizer) | DEER2017 | D17 v2 | 2688 | NE-HVAC-airAC-SpltPkg-65to109kBtuh-11p5eer | DEER | Standard | None |  |  | None |  | FALSE |  | FALSE | Com | Any | HVAC | SpaceCool | dxAC_equip | pkgEER | dxAC-Com-Pkg-65to134kBtuh-EER11.5-2Spd | HVAC-airAC | EER-Rated Pkg AC, 65-134 kBTU/h; Pre-2005: EER = 10.0, one-speed fan, no Econo; 2006 - 2009: EER = 10.0, one-speed fan, no Econo; 2010 - 2013: EER = 11, one-speed fan, no Econo; 2014 - 2015: EER = 11, IEER 12.7, two-speed fan, w/Econo | EER-rated packaged Air Conditioner, Size Range: 65 - 134 kBTU/h, EER = 11, IEER = 12.7, EIR = 0.273, Fan W/CFM = 0.4, two-speed fan, with Econo | EER-rated packaged Air Conditioner, Size Range: 65 - 134 kBTU/h, EER = 11.5, min IEER = 13, EIR = 0.26, Fan W/CFM = 0.4, two-speed fan, with Econo |  |  |  | Proposed |  | FALSE | FALSE | June 2017 DEER Update | ErRobNc | dxAC-Com-Pkg-65to134kBtuh-EER11.0-2Spd | HVAC-airAC |  | None | 2017-01-01 |  | InEA_mod |  |  |  |  | Standard | Measure updated for DEER June 2017 Update including Baseline Adjustment | #N/A
1 | NE-HVAC-airAC-SpltPkg-65to134kBtuh-11p5eer-wPreEcono | EER-rated packaged Air Conditioner, Size Range: 65 - 134 kBTU/h, EER = 11.5, min IEER = 13, EIR = 0.26, Fan W/CFM = 0.4, two-speed fan, with Econo (Pre-existing vintages include Economizer) | DEER2017 | D17 v2 | 2687 | NE-HVAC-airAC-SpltPkg-65to109kBtuh-11p5eer-wPreEcono | DEER | Standard | None |  |  | None |  | FALSE |  | FALSE | Com | Any | HVAC | SpaceCool | dxAC_equip | pkgEER | dxAC-Com-Pkg-65to134kBtuh-EER11.5-2Spd | HVAC-airAC | EER-Rated Pkg AC, 65-134 kBTU/h; Pre-2005: EER = 10.0, one-speed fan, w/Econo; 2006 - 2009: EER = 10.0, one-speed fan, w/Econo; 2010 - 2013: EER = 11, one-speed fan, w/Econo; 2014 - 2015: EER = 11, IEER 12.7, two-speed fan, w/Econo | EER-rated packaged Air Conditioner, Size Range: 65 - 134 kBTU/h, EER = 11, IEER = 12.7, EIR = 0.273, Fan W/CFM = 0.4, two-speed fan, with Econo | EER-rated packaged Air Conditioner, Size Range: 65 - 134 kBTU/h, EER = 11.5, min IEER = 13, EIR = 0.26, Fan W/CFM = 0.4, two-speed fan, with Econo |  |  |  | Proposed |  | FALSE | FALSE | June 2017 DEER Update | ErRobNc | dxAC-Com-Pkg-65to134kBtuh-EER11.0-2Spd | HVAC-airAC |  | None | 2017-01-01 |  | InEA_mod |  |  |  |  | Standard | Measure updated for DEER June 2017 Update including Baseline Adjustment | #N/A
1 | NE-HVAC-airAC-SpltPkg-65to134kBtuh-12p0eer-woutPreEcono | EER-rated packaged Air Conditioner, Size Range: 65 - 134 kBTU/h, EER = 12, min IEER = 13.5 EIR = 0.247, Fan W/CFM = 0.4, two-speed fan, with Econo (Pre-existing vintages do not include Economizer) | DEER2017 | D17 v2 | 2688 | NE-HVAC-airAC-SpltPkg-65to109kBtuh-12p0eer | DEER | Standard | None |  |  | None |  | FALSE |  | FALSE | Com | Any | HVAC | SpaceCool | dxAC_equip | pkgEER | dxAC-Com-Pkg-65to134kBtuh-EER12.0-2Spd | HVAC-airAC | EER-Rated Pkg AC, 65-134 kBTU/h; Pre-2005: EER = 10.0, one-speed fan, no Econo; 2006 - 2009: EER = 10.0, one-speed fan, no Econo; 2010 - 2013: EER = 11, one-speed fan, no Econo; 2014 - 2015: EER = 11, IEER 12.7, two-speed fan, w/Econo | EER-rated packaged Air Conditioner, Size Range: 65 - 134 kBTU/h, EER = 11, IEER = 12.7, EIR = 0.273, Fan W/CFM = 0.4, two-speed fan, with Econo | EER-rated packaged Air Conditioner, Size Range: 65 - 134 kBTU/h, EER = 12, min IEER = 13.5 EIR = 0.247, Fan W/CFM = 0.4, two-speed fan, with Econo |  |  |  | Proposed |  | FALSE | FALSE | June 2017 DEER Update | ErRobNc | dxAC-Com-Pkg-65to134kBtuh-EER11.0-2Spd | HVAC-airAC |  | None | 2017-01-01 |  | InEA_mod |  |  |  |  | Standard | Measure updated for DEER June 2017 Update including Baseline Adjustment | #N/A
1 | NE-HVAC-airAC-SpltPkg-65to134kBtuh-12p0eer-wPreEcono | EER-rated packaged Air Conditioner, Size Range: 65 - 134 kBTU/h, EER = 12, min IEER = 13.5 EIR = 0.247, Fan W/CFM = 0.4, two-speed fan, with Econo (Pre-existing vintages include Economizer) | DEER2017 | D17 v2 | 2687 | NE-HVAC-airAC-SpltPkg-65to109kBtuh-12p0eer-wPreEcono | DEER | Standard | None |  |  | None |  | FALSE |  | FALSE | Com | Any | HVAC | SpaceCool | dxAC_equip | pkgEER | dxAC-Com-Pkg-65to134kBtuh-EER12.0-2Spd | HVAC-airAC | EER-Rated Pkg AC, 65-134 kBTU/h; Pre-2005: EER = 10.0, one-speed fan, w/Econo; 2006 - 2009: EER = 10.0, one-speed fan, w/Econo; 2010 - 2013: EER = 11, one-speed fan, w/Econo; 2014 - 2015: EER = 11, IEER 12.7, two-speed fan, w/Econo | EER-rated packaged Air Conditioner, Size Range: 65 - 134 kBTU/h, EER = 11, IEER = 12.7, EIR = 0.273, Fan W/CFM = 0.4, two-speed fan, with Econo | EER-rated packaged Air Conditioner, Size Range: 65 - 134 kBTU/h, EER = 12, min IEER = 13.5 EIR = 0.247, Fan W/CFM = 0.4, two-speed fan, with Econo |  |  |  | Proposed |  | FALSE | FALSE | June 2017 DEER Update | ErRobNc | dxAC-Com-Pkg-65to134kBtuh-EER11.0-2Spd | HVAC-airAC |  | None | 2017-01-01 |  | InEA_mod |  |  |  |  | Standard | Measure updated for DEER June 2017 Update including Baseline Adjustment | #N/A
1 | NE-HVAC-airAC-SpltPkg-65to134kBtuh-12p5eer-woutPreEcono | EER-rated packaged Air Conditioner, Size Range: 65 - 134 kBTU/h, EER = 12.5, min IEER = 14, EIR = 0.236, Fan W/CFM = 0.4, two-speed fan, with Econo (Pre-existing vintages do not include Economizer) | DEER2017 | D17 v2 | 2688 | NE-HVAC-airAC-SpltPkg-65to135kBtuh-12p5eer | DEER | CrossMeasWtd | None |  |  | None | airAC-SpltPkg-65to134kBtuh-12p5eer-woutPreEcono | FALSE |  | FALSE | Com | Any | HVAC | SpaceCool | dxAC_equip | pkgEER | dxAC-Com-Pkg-65to134kBtuh-EER12.5-2Spd | HVAC-airAC | EER-Rated Pkg AC, 65-134 kBTU/h; Pre-2005: EER = 10.0, one-speed fan, no Econo; 2006 - 2009: EER = 10.0, one-speed fan, no Econo; 2010 - 2013: EER = 11, one-speed fan, no Econo; 2014 - 2015: EER = 11, IEER 12.7, two-speed fan, w/Econo | EER-rated packaged Air Conditioner, Size Range: 65 - 134 kBTU/h, EER = 11, IEER = 12.7, EIR = 0.273, Fan W/CFM = 0.4, two-speed fan, with Econo | EER-rated packaged Air Conditioner, Size Range: 65 - 134 kBTU/h, EER = 12.5, min IEER = 14, EIR = 0.236, Fan W/CFM = 0.4, two-speed fan, with Econo |  |  |  | Proposed |  | FALSE | FALSE | June 2017 DEER Update | ErRobNc | dxAC-Com-Pkg-65to134kBtuh-EER11.0-2Spd | HVAC-airAC |  | None | 2017-01-01 |  | InEA_mod |  |  |  |  | Standard | Measure updated for DEER June 2017 Update including Baseline Adjustment | #N/A
1 | NE-HVAC-airAC-SpltPkg-65to134kBtuh-12p5eer-wPreEcono | EER-rated packaged Air Conditioner, Size Range: 65 - 134 kBTU/h, EER = 12.5, min IEER = 14, EIR = 0.236, Fan W/CFM = 0.4, two-speed fan, with Econo (Pre-existing vintages include Economizer) | DEER2017 | D17 v2 | 2687 | NE-HVAC-airAC-SpltPkg-65to135kBtuh-12p5eer-wPreEcono | DEER | CrossMeasWtd | None |  |  | None | airAC-SpltPkg-65to134kBtuh-12p5eer-wPreEcono | FALSE |  | FALSE | Com | Any | HVAC | SpaceCool | dxAC_equip | pkgEER | dxAC-Com-Pkg-65to134kBtuh-EER12.5-2Spd | HVAC-airAC | EER-Rated Pkg AC, 65-134 kBTU/h; Pre-2005: EER = 10.0, one-speed fan, w/Econo; 2006 - 2009: EER = 10.0, one-speed fan, w/Econo; 2010 - 2013: EER = 11, one-speed fan, w/Econo; 2014 - 2015: EER = 11, IEER 12.7, two-speed fan, w/Econo | EER-rated packaged Air Conditioner, Size Range: 65 - 134 kBTU/h, EER = 11, IEER = 12.7, EIR = 0.273, Fan W/CFM = 0.4, two-speed fan, with Econo | EER-rated packaged Air Conditioner, Size Range: 65 - 134 kBTU/h, EER = 12.5, min IEER = 14, EIR = 0.236, Fan W/CFM = 0.4, two-speed fan, with Econo |  |  |  | Proposed |  | FALSE | FALSE | June 2017 DEER Update | ErRobNc | dxAC-Com-Pkg-65to134kBtuh-EER11.0-2Spd | HVAC-airAC |  | None | 2017-01-01 |  | InEA_mod |  |  |  |  | Standard | Measure updated for DEER June 2017 Update including Baseline Adjustment | #N/A
1 | NE-HVAC-airAC-SpltPkg-65to134kBtuh-13p0eer-woutPreEcono | EER-rated packaged Air Conditioner, Size Range: 65 - 134 kBTU/h, EER = 13, min IEER = 15, EIR = 0.226, Fan W/CFM = 0.4, two-speed fan, with Econo (Pre-existing vintages do not include Economizer) | DEER2017 | D17 v2 | 2688 | NE-HVAC-airAC-SpltPkg-65to109kBtuh-13p0eer | DEER | Standard | None |  |  | None |  | FALSE |  | FALSE | Com | Any | HVAC | SpaceCool | dxAC_equip | pkgEER | dxAC-Com-Pkg-65to134kBtuh-EER13.0-2Spd | HVAC-airAC | EER-Rated Pkg AC, 65-134 kBTU/h; Pre-2005: EER = 10.0, one-speed fan, no Econo; 2006 - 2009: EER = 10.0, one-speed fan, no Econo; 2010 - 2013: EER = 11, one-speed fan, no Econo; 2014 - 2015: EER = 11, IEER 12.7, two-speed fan, w/Econo | EER-rated packaged Air Conditioner, Size Range: 65 - 134 kBTU/h, EER = 11, IEER = 12.7, EIR = 0.273, Fan W/CFM = 0.4, two-speed fan, with Econo | EER-rated packaged Air Conditioner, Size Range: 65 - 134 kBTU/h, EER = 13, min IEER = 15, EIR = 0.226, Fan W/CFM = 0.4, two-speed fan, with Econo |  |  |  | Proposed |  | FALSE | FALSE | June 2017 DEER Update | ErRobNc | dxAC-Com-Pkg-65to134kBtuh-EER11.0-2Spd | HVAC-airAC |  | None | 2017-01-01 |  | InEA_mod |  |  |  |  | Standard | Measure updated for DEER June 2017 Update including Baseline Adjustment | #N/A
1 | NE-HVAC-airAC-SpltPkg-65to134kBtuh-13p0eer-wPreEcono | EER-rated packaged Air Conditioner, Size Range: 65 - 134 kBTU/h, EER = 13, min IEER = 15, EIR = 0.226, Fan W/CFM = 0.4, two-speed fan, with Econo (Pre-existing vintages include Economizer) | DEER2017 | D17 v2 | 2687 | NE-HVAC-airAC-SpltPkg-65to109kBtuh-13p0eer-wPreEcono | DEER | Standard | None |  |  | None |  | FALSE |  | FALSE | Com | Any | HVAC | SpaceCool | dxAC_equip | pkgEER | dxAC-Com-Pkg-65to134kBtuh-EER13.0-2Spd | HVAC-airAC | EER-Rated Pkg AC, 65-134 kBTU/h; Pre-2005: EER = 10.0, one-speed fan, w/Econo; 2006 - 2009: EER = 10.0, one-speed fan, w/Econo; 2010 - 2013: EER = 11, one-speed fan, w/Econo; 2014 - 2015: EER = 11, IEER 12.7, two-speed fan, w/Econo | EER-rated packaged Air Conditioner, Size Range: 65 - 134 kBTU/h, EER = 11, IEER = 12.7, EIR = 0.273, Fan W/CFM = 0.4, two-speed fan, with Econo | EER-rated packaged Air Conditioner, Size Range: 65 - 134 kBTU/h, EER = 13, min IEER = 15, EIR = 0.226, Fan W/CFM = 0.4, two-speed fan, with Econo |  |  |  | Proposed |  | FALSE | FALSE | June 2017 DEER Update | ErRobNc | dxAC-Com-Pkg-65to134kBtuh-EER11.0-2Spd | HVAC-airAC |  | None | 2017-01-01 |  | InEA_mod |  |  |  |  | Standard | Measure updated for DEER June 2017 Update including Baseline Adjustment | #N/A
1 | NE-HVAC-airAC-SpltPkg-gte760kBtuh-10p2eer | EER-rated packaged Air Conditioner, Size Range: 760 - kBTU/h, EER = 10.2, min IEER = 11.6, EIR = 0.273, Fan W/CFM = 0.61, two-speed fan, with Econo | DEER2017 | D17 v2 | 1280 | NE-HVAC-airAC-SpltPkg-gte760kBtuh-10p2eer | DEER | Standard | None |  |  | None |  | FALSE |  | FALSE | Com | Any | HVAC | SpaceCool | dxAC_equip | pkgEER | dxAC-Com-Pkg-gte760kBTUh-EER10.2-2Spd | HVAC-airAC | EER-Rated Pkg AC, 760+ kBTU/h; Pre-2005: EER = 9.2, one-speed fan, w/Econo; 2006 - 2009: EER = 9.2, one-speed fan, w/Econo; 2010 - 2013: EER = 9.5, one-speed fan, w/Econo; 2014 - 2015: EER = 9.5, IEER = 11, two-speed fan, w/Econo | EER-rated packaged Air Conditioner, Size Range: 760 - kBTU/h, EER = 9.5, IEEER = 11, EIR = 0.297, Fan W/CFM = 0.61, two-speed fan, with Econo | EER-rated packaged Air Conditioner, Size Range: 760 - kBTU/h, EER = 10.2, min IEER = 11.6, EIR = 0.273, Fan W/CFM = 0.61, two-speed fan, with Econo |  |  |  | Proposed | Std and Meas Technologies vary by system configuration | FALSE | FALSE | June 2017 DEER Update | ErRobNc | dxAC-Com-Pkg-gte760kBTUh-EER9.5-2Spd | HVAC-airAC |  | None | 2017-01-01 |  | InEA_mod |  |  |  |  | Standard | Measure updated for DEER June 2017 Update including Baseline Adjustment | #N/A
1 | NE-HVAC-airAC-SpltPkg-gte760kBtuh-11p0eer | EER-rated packaged Air Conditioner, Size Range: 760 - kBTU/h, EER = 11, min IEER = 12.3, EIR = 0.249, Fan W/CFM = 0.61, two-speed fan, with Econo | DEER2017 | D17 v2 | 1280 | NE-HVAC-airAC-SpltPkg-gte760kBtuh-11p0eer | DEER | Standard | None |  |  | None |  | FALSE |  | FALSE | Com | Any | HVAC | SpaceCool | dxAC_equip | pkgEER | dxAC-Com-Pkg-gte760kBTUh-EER11.0-2Spd | HVAC-airAC | EER-Rated Pkg AC, 760+ kBTU/h; Pre-2005: EER = 9.2, one-speed fan, w/Econo; 2006 - 2009: EER = 9.2, one-speed fan, w/Econo; 2010 - 2013: EER = 9.5, one-speed fan, w/Econo; 2014 - 2015: EER = 9.5, IEER = 11, two-speed fan, w/Econo | EER-rated packaged Air Conditioner, Size Range: 760 - kBTU/h, EER = 9.5, IEEER = 11, EIR = 0.297, Fan W/CFM = 0.61, two-speed fan, with Econo | EER-rated packaged Air Conditioner, Size Range: 760 - kBTU/h, EER = 11, min IEER = 12.3, EIR = 0.249, Fan W/CFM = 0.61, two-speed fan, with Econo |  |  |  | Proposed | Std and Meas Technologies vary by system configuration | FALSE | FALSE | June 2017 DEER Update | ErRobNc | dxAC-Com-Pkg-gte760kBTUh-EER9.5-2Spd | HVAC-airAC |  | None | 2017-01-01 |  | InEA_mod |  |  |  |  | Standard | Measure updated for DEER June 2017 Update including Baseline Adjustment | #N/A
1 | NE-HVAC-airAC-SpltPkg-gte760kBtuh-12p0eer | EER-rated packaged Air Conditioner, Size Range: 760 - kBTU/h, EER = 12, min IEER = 13.8, EIR = 0.224, Fan W/CFM = 0.61, two-speed fan, with Econo | DEER2017 | D17 v2 | 1280 | NE-HVAC-airAC-SpltPkg-gte760kBtuh-12p0eer | DEER | Standard | None |  |  | None |  | FALSE |  | FALSE | Com | Any | HVAC | SpaceCool | dxAC_equip | pkgEER | dxAC-Com-Pkg-gte760kBTUh-EER12.0-2Spd | HVAC-airAC | EER-Rated Pkg AC, 760+ kBTU/h; Pre-2005: EER = 9.2, one-speed fan, w/Econo; 2006 - 2009: EER = 9.2, one-speed fan, w/Econo; 2010 - 2013: EER = 9.5, one-speed fan, w/Econo; 2014 - 2015: EER = 9.5, IEER = 11, two-speed fan, w/Econo | EER-rated packaged Air Conditioner, Size Range: 760 - kBTU/h, EER = 9.5, IEEER = 11, EIR = 0.297, Fan W/CFM = 0.61, two-speed fan, with Econo | EER-rated packaged Air Conditioner, Size Range: 760 - kBTU/h, EER = 12, min IEER = 13.8, EIR = 0.224, Fan W/CFM = 0.61, two-speed fan, with Econo |  |  |  | Proposed | Std and Meas Technologies vary by system configuration | FALSE | FALSE | June 2017 DEER Update | ErRobNc | dxAC-Com-Pkg-gte760kBTUh-EER9.5-2Spd | HVAC-airAC |  | None | 2017-01-01 |  | InEA_mod |  |  |  |  | Standard | Measure updated for DEER June 2017 Update including Baseline Adjustment | #N/A
Note on B39: Paul Reeves: new measures for this update, separating the multi-zone and single-zone systems
Note on B45: Paul Reeves: weighted measures based on the multi and single-zone system measures

## ScaledFactors
|  | Energy Efficiency Levels | [17 empty] | New Above Pre-Existing imapct = [Old Above Pre-Existing] * FracAP + [Above Code/Std] * (1 - FracAP)
|  | Case |  | Pre-Existing Case by Vintage | [7 empty] | Updated Pre-Existing Case by Vintage | [7 empty] | Fraction of Above Pre-existing Impacts (FracAP)
MeasureID | EnergyImpactID | Measure | Code/Std | 1975 | 1985 | 1996 | 2003 | 2007 | 2011 | 2014 | New | 1975 | 1985 | 1996 | 2003 | 2007 | 2011 | 2014 | New | 1975 | 1985 | 1996 | 2003 | 2007 | 2011 | 2014 | New
NE-HVAC-airAC-Pkg-55to65kBtuh-15p0seer | NE-HVAC-airAC-Pkg-55to65kBtuh-15p0seer | 15 | 14 | 9.7 | 9.7 | 9.7 | 13 | 13 | 13 | 14 | 14 | 11.6 | 11.6 | 11.6 | 13 | 13 | 13 | 14 | 14 | 55.81% | 55.81% | 55.81% | 100% | 100% | 100% | 100% | 100%
NE-HVAC-airAC-Pkg-55to65kBtuh-15p0seer-wPreEcono | NE-HVAC-airAC-Pkg-55to65kBtuh-15p0seer-wPreEcono | 15 | 14 | 9.7 | 9.7 | 9.7 | 13 | 13 | 13 | 14 | 14 | 11.6 | 11.6 | 11.6 | 13 | 13 | 13 | 14 | 14 | 55.81% | 55.81% | 55.81% | 100% | 100% | 100% | 100% | 100%
NE-HVAC-airAC-Pkg-55to65kBtuh-16p0seer | NE-HVAC-airAC-Pkg-55to65kBtuh-16p0seer | 16 | 14 | 9.7 | 9.7 | 9.7 | 13 | 13 | 13 | 14 | 14 | 11.6 | 11.6 | 11.6 | 13 | 13 | 13 | 14 | 14 | 55.81% | 55.81% | 55.81% | 100% | 100% | 100% | 100% | 100%
NE-HVAC-airAC-Pkg-55to65kBtuh-16p0seer-wPreEcono | NE-HVAC-airAC-Pkg-55to65kBtuh-16p0seer-wPreEcono | 16 | 14 | 9.7 | 9.7 | 9.7 | 13 | 13 | 13 | 14 | 14 | 11.6 | 11.6 | 11.6 | 13 | 13 | 13 | 14 | 14 | 55.81% | 55.81% | 55.81% | 100% | 100% | 100% | 100% | 100%
NE-HVAC-airAC-Pkg-55to65kBtuh-17p0seer | NE-HVAC-airAC-Pkg-55to65kBtuh-17p0seer | 17 | 14 | 9.7 | 9.7 | 9.7 | 13 | 13 | 13 | 14 | 14 | 11.6 | 11.6 | 11.6 | 13 | 13 | 13 | 14 | 14 | 55.81% | 55.81% | 55.81% | 100% | 100% | 100% | 100% | 100%
NE-HVAC-airAC-Pkg-55to65kBtuh-17p0seer-wPreEcono | NE-HVAC-airAC-Pkg-55to65kBtuh-17p0seer-wPreEcono | 17 | 14 | 9.7 | 9.7 | 9.7 | 13 | 13 | 13 | 14 | 14 | 11.6 | 11.6 | 11.6 | 13 | 13 | 13 | 14 | 14 | 55.81% | 55.81% | 55.81% | 100% | 100% | 100% | 100% | 100%
NE-HVAC-airAC-Pkg-55to65kBtuh-18p0seer | NE-HVAC-airAC-Pkg-55to65kBtuh-18p0seer | 18 | 14 | 9.7 | 9.7 | 9.7 | 13 | 13 | 13 | 14 | 14 | 11.6 | 11.6 | 11.6 | 13 | 13 | 13 | 14 | 14 | 55.81% | 55.81% | 55.81% | 100% | 100% | 100% | 100% | 100%
NE-HVAC-airAC-Pkg-55to65kBtuh-18p0seer-wPreEcono | NE-HVAC-airAC-Pkg-55to65kBtuh-18p0seer-wPreEcono | 18 | 14 | 9.7 | 9.7 | 9.7 | 13 | 13 | 13 | 14 | 14 | 11.6 | 11.6 | 11.6 | 13 | 13 | 13 | 14 | 14 | 55.81% | 55.81% | 55.81% | 100% | 100% | 100% | 100% | 100%
NE-HVAC-airAC-Pkg-lt55kBtuh-15p0seer | NE-HVAC-airAC-Pkg-lt55kBtuh-15p0seer | 15 | 14 | 9.7 | 9.7 | 9.7 | 13 | 13 | 13 | 14 | 14 | 11.6 | 11.6 | 11.6 | 13 | 13 | 13 | 14 | 14 | 55.81% | 55.81% | 55.81% | 100% | 100% | 100% | 100% | 100%
NE-HVAC-airAC-Pkg-lt55kBtuh-16p0seer | NE-HVAC-airAC-Pkg-lt55kBtuh-16p0seer | 16 | 14 | 9.7 | 9.7 | 9.7 | 13 | 13 | 13 | 14 | 14 | 11.6 | 11.6 | 11.6 | 13 | 13 | 13 | 14 | 14 | 55.81% | 55.81% | 55.81% | 100% | 100% | 100% | 100% | 100%
NE-HVAC-airAC-Pkg-lt55kBtuh-17p0seer | NE-HVAC-airAC-Pkg-lt55kBtuh-17p0seer | 17 | 14 | 9.7 | 9.7 | 9.7 | 13 | 13 | 13 | 14 | 14 | 11.6 | 11.6 | 11.6 | 13 | 13 | 13 | 14 | 14 | 55.81% | 55.81% | 55.81% | 100% | 100% | 100% | 100% | 100%
NE-HVAC-airAC-Pkg-lt55kBtuh-18p0seer | NE-HVAC-airAC-Pkg-lt55kBtuh-18p0seer | 18 | 14 | 9.7 | 9.7 | 9.7 | 13 | 13 | 13 | 14 | 14 | 11.6 | 11.6 | 11.6 | 13 | 13 | 13 | 14 | 14 | 55.81% | 55.81% | 55.81% | 100% | 100% | 100% | 100% | 100%
NE-HVAC-airAC-Split-45to55kBtuh-15p0seer | NE-HVAC-airAC-Split-45to55kBtuh-15p0seer | 15 | 14 | 10 | 10 | 10 | 13 | 13 | 13 | 14 | 14 | 11.5 | 11.5 | 11.5 | 13 | 13 | 13 | 14 | 14 | 62.5% | 62.5% | 62.5% | 100% | 100% | 100% | 100% | 100%
NE-HVAC-airAC-Split-45to55kBtuh-16p0seer | NE-HVAC-airAC-Split-45to55kBtuh-16p0seer | 16 | 14 | 10 | 10 | 10 | 13 | 13 | 13 | 14 | 14 | 11.5 | 11.5 | 11.5 | 13 | 13 | 13 | 14 | 14 | 62.5% | 62.5% | 62.5% | 100% | 100% | 100% | 100% | 100%
NE-HVAC-airAC-Split-45to55kBtuh-17p0seer | NE-HVAC-airAC-Split-45to55kBtuh-17p0seer | 17 | 14 | 10 | 10 | 10 | 13 | 13 | 13 | 14 | 14 | 11.5 | 11.5 | 11.5 | 13 | 13 | 13 | 14 | 14 | 62.5% | 62.5% | 62.5% | 100% | 100% | 100% | 100% | 100%
NE-HVAC-airAC-Split-45to55kBtuh-18p0seer | NE-HVAC-airAC-Split-45to55kBtuh-18p0seer | 18 | 14 | 10 | 10 | 10 | 13 | 13 | 13 | 14 | 14 | 11.5 | 11.5 | 11.5 | 13 | 13 | 13 | 14 | 14 | 62.5% | 62.5% | 62.5% | 100% | 100% | 100% | 100% | 100%
NE-HVAC-airAC-Split-55to65kBtuh-15p0seer | NE-HVAC-airAC-Split-55to65kBtuh-15p0seer | 15 | 14 | 10 | 10 | 10 | 13 | 13 | 13 | 14 | 14 | 11.5 | 11.5 | 11.5 | 13 | 13 | 13 | 14 | 14 | 62.5% | 62.5% | 62.5% | 100% | 100% | 100% | 100% | 100%
NE-HVAC-airAC-Split-55to65kBtuh-15p0seer-wPreEcono | NE-HVAC-airAC-Split-55to65kBtuh-15p0seer-wPreEcono | 15 | 14 | 10 | 10 | 10 | 13 | 13 | 13 | 14 | 14 | 11.5 | 11.5 | 11.5 | 13 | 13 | 13 | 14 | 14 | 62.5% | 62.5% | 62.5% | 100% | 100% | 100% | 100% | 100%
NE-HVAC-airAC-Split-55to65kBtuh-16p0seer | NE-HVAC-airAC-Split-55to65kBtuh-16p0seer | 16 | 14 | 10 | 10 | 10 | 13 | 13 | 13 | 14 | 14 | 11.5 | 11.5 | 11.5 | 13 | 13 | 13 | 14 | 14 | 62.5% | 62.5% | 62.5% | 100% | 100% | 100% | 100% | 100%
NE-HVAC-airAC-Split-55to65kBtuh-16p0seer-wPreEcono | NE-HVAC-airAC-Split-55to65kBtuh-16p0seer-wPreEcono | 16 | 14 | 10 | 10 | 10 | 13 | 13 | 13 | 14 | 14 | 11.5 | 11.5 | 11.5 | 13 | 13 | 13 | 14 | 14 | 62.5% | 62.5% | 62.5% | 100% | 100% | 100% | 100% | 100%
NE-HVAC-airAC-Split-55to65kBtuh-17p0seer | NE-HVAC-airAC-Split-55to65kBtuh-17p0seer | 17 | 14 | 10 | 10 | 10 | 13 | 13 | 13 | 14 | 14 | 11.5 | 11.5 | 11.5 | 13 | 13 | 13 | 14 | 14 | 62.5% | 62.5% | 62.5% | 100% | 100% | 100% | 100% | 100%
NE-HVAC-airAC-Split-55to65kBtuh-17p0seer-wPreEcono | NE-HVAC-airAC-Split-55to65kBtuh-17p0seer-wPreEcono | 17 | 14 | 10 | 10 | 10 | 13 | 13 | 13 | 14 | 14 | 11.5 | 11.5 | 11.5 | 13 | 13 | 13 | 14 | 14 | 62.5% | 62.5% | 62.5% | 100% | 100% | 100% | 100% | 100%
NE-HVAC-airAC-Split-55to65kBtuh-18p0seer | NE-HVAC-airAC-Split-55to65kBtuh-18p0seer | 18 | 14 | 10 | 10 | 10 | 13 | 13 | 13 | 14 | 14 | 11.5 | 11.5 | 11.5 | 13 | 13 | 13 | 14 | 14 | 62.5% | 62.5% | 62.5% | 100% | 100% | 100% | 100% | 100%
NE-HVAC-airAC-Split-55to65kBtuh-18p0seer-wPreEcono | NE-HVAC-airAC-Split-55to65kBtuh-18p0seer-wPreEcono | 18 | 14 | 10 | 10 | 10 | 13 | 13 | 13 | 14 | 14 | 11.5 | 11.5 | 11.5 | 13 | 13 | 13 | 14 | 14 | 62.5% | 62.5% | 62.5% | 100% | 100% | 100% | 100% | 100%
NE-HVAC-airAC-Split-lt45kBtuh-15p0seer | NE-HVAC-airAC-Split-lt45kBtuh-15p0seer | 15 | 14 | 10 | 10 | 10 | 13 | 13 | 13 | 14 | 14 | 11.5 | 11.5 | 11.5 | 13 | 13 | 13 | 14 | 14 | 62.5% | 62.5% | 62.5% | 100% | 100% | 100% | 100% | 100%
NE-HVAC-airAC-Split-lt45kBtuh-16p0seer | NE-HVAC-airAC-Split-lt45kBtuh-16p0seer | 16 | 14 | 10 | 10 | 10 | 13 | 13 | 13 | 14 | 14 | 11.5 | 11.5 | 11.5 | 13 | 13 | 13 | 14 | 14 | 62.5% | 62.5% | 62.5% | 100% | 100% | 100% | 100% | 100%
NE-HVAC-airAC-Split-lt45kBtuh-17p0seer | NE-HVAC-airAC-Split-lt45kBtuh-17p0seer | 17 | 14 | 10 | 10 | 10 | 13 | 13 | 13 | 14 | 14 | 11.5 | 11.5 | 11.5 | 13 | 13 | 13 | 14 | 14 | 62.5% | 62.5% | 62.5% | 100% | 100% | 100% | 100% | 100%
NE-HVAC-airAC-Split-lt45kBtuh-18p0seer | NE-HVAC-airAC-Split-lt45kBtuh-18p0seer | 18 | 14 | 10 | 10 | 10 | 13 | 13 | 13 | 14 | 14 | 11.5 | 11.5 | 11.5 | 13 | 13 | 13 | 14 | 14 | 62.5% | 62.5% | 62.5% | 100% | 100% | 100% | 100% | 100%
NE-HVAC-airAC-SpltPkg-135to239kBtuh-11p5eer | NE-HVAC-airAC-SpltPkg-135to239kBtuh-11p5eer | 11.5 | 10.8 | 9.5 | 9.5 | 9.5 | 9.5 | 9.5 | 10.8 | 10.8 | 10.8 | 9.7 | 9.7 | 9.7 | 9.7 | 9.7 | 10.8 | 10.8 | 10.8 | 84.62% | 84.62% | 84.62% | 84.62% | 84.62% | 100% | 100% | 100%
NE-HVAC-airAC-SpltPkg-135to239kBtuh-12p0eer | NE-HVAC-airAC-SpltPkg-135to239kBtuh-12p0eer | 12 | 10.8 | 9.5 | 9.5 | 9.5 | 9.5 | 9.5 | 10.8 | 10.8 | 10.8 | 9.7 | 9.7 | 9.7 | 9.7 | 9.7 | 10.8 | 10.8 | 10.8 | 84.62% | 84.62% | 84.62% | 84.62% | 84.62% | 100% | 100% | 100%
NE-HVAC-airAC-SpltPkg-135to239kBtuh-12p5eer | NE-HVAC-airAC-SpltPkg-135to239kBtuh-12p5eer | 12.5 | 10.8 | 9.5 | 9.5 | 9.5 | 9.5 | 9.5 | 10.8 | 10.8 | 10.8 | 9.7 | 9.7 | 9.7 | 9.7 | 9.7 | 10.8 | 10.8 | 10.8 | 84.62% | 84.62% | 84.62% | 84.62% | 84.62% | 100% | 100% | 100%
NE-HVAC-airAC-SpltPkg-240to759kBtuh-10p8eer_SZ | NE-HVAC-airAC-SpltPkg-240to759kBtuh-10p8eer_SZ | 10.8 | 9.8 | 9.3 | 9.3 | 9.3 | 9.3 | 9.3 | 9.8 | 9.8 | 9.8 | 9.8 | 9.8 | 9.8 | 9.8 | 9.8 | 9.8 | 9.8 | 9.8 | 0% | 0% | 0% | 0% | 0% | 100% | 100% | 100%
NE-HVAC-airAC-SpltPkg-240to759kBtuh-11p5eer_SZ | NE-HVAC-airAC-SpltPkg-240to759kBtuh-11p5eer_SZ | 11.5 | 9.8 | 9.3 | 9.3 | 9.3 | 9.3 | 9.3 | 9.8 | 9.8 | 9.8 | 9.8 | 9.8 | 9.8 | 9.8 | 9.8 | 9.8 | 9.8 | 9.8 | 0% | 0% | 0% | 0% | 0% | 100% | 100% | 100%
NE-HVAC-airAC-SpltPkg-240to759kBtuh-12p5eer_SZ | NE-HVAC-airAC-SpltPkg-240to759kBtuh-12p5eer_SZ | 12.5 | 9.8 | 9.3 | 9.3 | 9.3 | 9.3 | 9.3 | 9.8 | 9.8 | 9.8 | 9.8 | 9.8 | 9.8 | 9.8 | 9.8 | 9.8 | 9.8 | 9.8 | 0% | 0% | 0% | 0% | 0% | 100% | 100% | 100%
NE-HVAC-airAC-SpltPkg-240to759kBtuh-10p8eer_MZ | NE-HVAC-airAC-SpltPkg-240to759kBtuh-10p8eer_MZ | 11.5 | 10 | 9.5 | 9.5 | 9.5 | 9.5 | 9.5 | 10 | 10 | 10 | 10 | 10 | 10 | 10 | 10 | 10 | 10 | 10 | 0% | 0% | 0% | 0% | 0% | 100% | 100% | 100%
NE-HVAC-airAC-SpltPkg-240to759kBtuh-11p5eer_MZ | NE-HVAC-airAC-SpltPkg-240to759kBtuh-11p5eer_MZ | 12 | 10 | 9.5 | 9.5 | 9.5 | 9.5 | 9.5 | 10 | 10 | 10 | 10 | 10 | 10 | 10 | 10 | 10 | 10 | 10 | 0% | 0% | 0% | 0% | 0% | 100% | 100% | 100%
NE-HVAC-airAC-SpltPkg-240to759kBtuh-12p5eer_MZ | NE-HVAC-airAC-SpltPkg-240to759kBtuh-12p5eer_MZ | 12.5 | 10 | 9.5 | 9.5 | 9.5 | 9.5 | 9.5 | 10 | 10 | 10 | 10 | 10 | 10 | 10 | 10 | 10 | 10 | 10 | 0% | 0% | 0% | 0% | 0% | 100% | 100% | 100%
NE-HVAC-airAC-SpltPkg-65to134kBtuh-11p5eer-woutPreEcono | NE-HVAC-airAC-SpltPkg-65to109kBtuh-11p5eer | 11.5 | 11 | 10.1 | 10.1 | 10.1 | 10.1 | 10.1 | 11 | 11 | 11 | 10 | 10 | 10 | 10 | 10 | 11 | 11 | 11 | 111.1% | 111.1% | 111.1% | 111.1% | 111.1% | 100% | 100% | 100%
NE-HVAC-airAC-SpltPkg-65to134kBtuh-11p5eer-wPreEcono | NE-HVAC-airAC-SpltPkg-65to109kBtuh-11p5eer-wPreEcono | 11.5 | 11 | 10.1 | 10.1 | 10.1 | 10.1 | 10.1 | 11 | 11 | 11 | 10 | 10 | 10 | 10 | 10 | 11 | 11 | 11 | 111.1% | 111.1% | 111.1% | 111.1% | 111.1% | 100% | 100% | 100%
NE-HVAC-airAC-SpltPkg-65to134kBtuh-12p0eer-woutPreEcono | NE-HVAC-airAC-SpltPkg-65to109kBtuh-12p0eer | 12 | 11 | 10.1 | 10.1 | 10.1 | 10.1 | 10.1 | 11 | 11 | 11 | 10 | 10 | 10 | 10 | 10 | 11 | 11 | 11 | 111.1% | 111.1% | 111.1% | 111.1% | 111.1% | 100% | 100% | 100%
NE-HVAC-airAC-SpltPkg-65to134kBtuh-12p0eer-wPreEcono | NE-HVAC-airAC-SpltPkg-65to109kBtuh-12p0eer-wPreEcono | 12 | 11 | 10.1 | 10.1 | 10.1 | 10.1 | 10.1 | 11 | 11 | 11 | 10 | 10 | 10 | 10 | 10 | 11 | 11 | 11 | 111.1% | 111.1% | 111.1% | 111.1% | 111.1% | 100% | 100% | 100%
NE-HVAC-airAC-SpltPkg-65to134kBtuh-12p5eer-woutPreEcono | NE-HVAC-airAC-SpltPkg-65to135kBtuh-12p5eer | 12.5 | 11 | 10.1 | 10.1 | 10.1 | 10.1 | 10.1 | 11 | 11 | 11 | 10 | 10 | 10 | 10 | 10 | 11 | 11 | 11 | 111.1% | 111.1% | 111.1% | 111.1% | 111.1% | 100% | 100% | 100%
NE-HVAC-airAC-SpltPkg-65to134kBtuh-12p5eer-wPreEcono | NE-HVAC-airAC-SpltPkg-65to135kBtuh-12p5eer-wPreEcono | 12.5 | 11 | 10.1 | 10.1 | 10.1 | 10.1 | 10.1 | 11 | 11 | 11 | 10 | 10 | 10 | 10 | 10 | 11 | 11 | 11 | 111.1% | 111.1% | 111.1% | 111.1% | 111.1% | 100% | 100% | 100%
NE-HVAC-airAC-SpltPkg-65to134kBtuh-13p0eer-woutPreEcono | NE-HVAC-airAC-SpltPkg-65to109kBtuh-13p0eer | 13 | 11 | 10.1 | 10.1 | 10.1 | 10.1 | 10.1 | 11 | 11 | 11 | 10 | 10 | 10 | 10 | 10 | 11 | 11 | 11 | 111.1% | 111.1% | 111.1% | 111.1% | 111.1% | 100% | 100% | 100%
NE-HVAC-airAC-SpltPkg-65to134kBtuh-13p0eer-wPreEcono | NE-HVAC-airAC-SpltPkg-65to109kBtuh-13p0eer-wPreEcono | 13 | 11 | 10.1 | 10.1 | 10.1 | 10.1 | 10.1 | 11 | 11 | 11 | 10 | 10 | 10 | 10 | 10 | 11 | 11 | 11 | 111.1% | 111.1% | 111.1% | 111.1% | 111.1% | 100% | 100% | 100%
NE-HVAC-airAC-SpltPkg-gte760kBtuh-10p2eer | NE-HVAC-airAC-SpltPkg-gte760kBtuh-10p2eer | 10.2 | 9.7 | 9.2 | 9.2 | 9.2 | 9.2 | 9.2 | 9.7 | 9.7 | 9.7 | 9.2 | 9.2 | 9.2 | 9.2 | 9.2 | 9.7 | 9.7 | 9.7 | 100% | 100% | 100% | 100% | 100% | 100% | 100% | 100%
NE-HVAC-airAC-SpltPkg-gte760kBtuh-11p0eer | NE-HVAC-airAC-SpltPkg-gte760kBtuh-11p0eer | 11 | 9.7 | 9.2 | 9.2 | 9.2 | 9.2 | 9.2 | 9.7 | 9.7 | 9.7 | 9.2 | 9.2 | 9.2 | 9.2 | 9.2 | 9.7 | 9.7 | 9.7 | 100% | 100% | 100% | 100% | 100% | 100% | 100% | 100%
NE-HVAC-airAC-SpltPkg-gte760kBtuh-12p0eer | NE-HVAC-airAC-SpltPkg-gte760kBtuh-12p0eer | 12 | 9.7 | 9.2 | 9.2 | 9.2 | 9.2 | 9.2 | 9.7 | 9.7 | 9.7 | 9.2 | 9.2 | 9.2 | 9.2 | 9.2 | 9.7 | 9.7 | 9.7 | 100% | 100% | 100% | 100% | 100% | 100% | 100% | 100%

## WtdEnergyImpacts
Determine the system-type weighted results for the 240 - 760 kBTUh system | [37 empty] | MZ weight = | 0.8 |  | SZ weight = | 0.2
[39 empty] | Multi Zone |  |  | Single Zone |  |  | Multi Zone |  |  | Single Zone |  |  | MZ |  | SZ
EnergyImpactID | Version | VersionSource | LastMod | PA | BldgType | BldgVint | BldgLoc | BldgHVAC | NormUnit | NumUnit | MeasArea | ScaleBasis | APreWBkWh | APreWBkW | APreWBtherm | AStdWBkWh | AStdWBkW | AStdWBtherm | APreEUkWh | APreEUkW | APreEUtherm | AStdEUkWh | AStdEUkW | AStdEUtherm | ElecImpactProfileID | GasImpactProfileID | Flag | APreWBkWh | APreWBkW | APreWBtherm | AStdWBkWh | AStdWBkW | AStdWBtherm | Multi Zone |  | Single Zone |  |  | APreWBkWh | APreWBkW | APreWBtherm | APreWBkWh | APreWBkW | APreWBtherm | AStdWBkWh | AStdWBkW | AStdWBtherm | AStdWBkWh | AStdWBkW | AStdWBtherm | NumUnit | MeasArea | NumUnit | MeasArea
NE-HVAC-airAC-SpltPkg-240to759kBtuh-10p8eer | DEER2017 | D17 v2 |  | Any | Asm | 1975 | CZ01 | cDXGF | Cap-Tons | 106 | 34000 | None | 31.6 | 0.0361 | 0 | 31.6 | 0.0361 | 0 | 31.6 | 0.0361 | 0 | 31.6 | 0.0361 | 0 | DEER:HVAC_Split-Package_AC | Annual | 1719 | 31.6 | 0.0361 | 0 | 31.6 | 0.0361 | 0 | NE-HVAC-airAC-SpltPkg-240to759kBtuh-10p8eer_MZDEER2017AnyAsm1975CZ01cPVVG | #N/A | NE-HVAC-airAC-SpltPkg-240to759kBtuh-10p8eer_SZDEER2017AnyAsm1975CZ01cDXGF | 84609 |  | #N/A | #N/A | #N/A | 31.6 | 0.0361 | 0 | #N/A | #N/A | #N/A | 31.6 | 0.0361 | 0 | #N/A | #N/A | 106 | 34000
NE-HVAC-airAC-SpltPkg-240to759kBtuh-10p8eer | DEER2017 | D17 v2 |  | Any | Asm | 1975 | CZ02 | cDXGF | Cap-Tons | 201 | 34000 | None | 61.6 | 0.1 | 0 | 61.6 | 0.1 | 0 | 61.6 | 0.1 | 0 | 61.6 | 0.1 | 0 | DEER:HVAC_Split-Package_AC | Annual | 1719 | 61.6 | 0.1 | 0 | 61.6 | 0.1 | 0 | NE-HVAC-airAC-SpltPkg-240to759kBtuh-10p8eer_MZDEER2017AnyAsm1975CZ02cPVVG | #N/A | NE-HVAC-airAC-SpltPkg-240to759kBtuh-10p8eer_SZDEER2017AnyAsm1975CZ02cDXGF | 11426 |  | #N/A | #N/A | #N/A | 61.6 | 0.1 | 0 | #N/A | #N/A | #N/A | 61.6 | 0.1 | 0 | #N/A | #N/A | 201 | 34000
NE-HVAC-airAC-SpltPkg-240to759kBtuh-10p8eer | DEER2017 | D17 v2 |  | Any | Asm | 1975 | CZ03 | cDXGF | Cap-Tons | 145 | 34000 | None | 48.4 | 0.0677 | 0 | 48.4 | 0.0677 | 0 | 48.4 | 0.0677 | 0 | 48.4 | 0.0677 | 0 | DEER:HVAC_Split-Package_AC | Annual | 1719 | 48.4 | 0.0677 | 0 | 48.4 | 0.0677 | 0 | NE-HVAC-airAC-SpltPkg-240to759kBtuh-10p8eer_MZDEER2017AnyAsm1975CZ03cPVVG | #N/A | NE-HVAC-airAC-SpltPkg-240to759kBtuh-10p8eer_SZDEER2017AnyAsm1975CZ03cDXGF | 11427 |  | #N/A | #N/A | #N/A | 48.4 | 0.0677 | 0 | #N/A | #N/A | #N/A | 48.4 | 0.0677 | 0 | #N/A | #N/A | 145 | 34000
NE-HVAC-airAC-SpltPkg-240to759kBtuh-10p8eer | DEER2017 | D17 v2 |  | Any | Asm | 1975 | CZ04 | cDXGF | Cap-Tons | 179 | 34000 | None | 77.4 | 0.0928 | 0 | 77.4 | 0.0928 | 0 | 77.4 | 0.0928 | 0 | 77.4 | 0.0928 | 0 | DEER:HVAC_Split-Package_AC | Annual | 1719 | 77.4 | 0.0928 | 0 | 77.4 | 0.0928 | 0 | NE-HVAC-airAC-SpltPkg-240to759kBtuh-10p8eer_MZDEER2017AnyAsm1975CZ04cPVVG | #N/A | NE-HVAC-airAC-SpltPkg-240to759kBtuh-10p8eer_SZDEER2017AnyAsm1975CZ04cDXGF | 11428 |  | #N/A | #N/A | #N/A | 77.4 | 0.0928 | 0 | #N/A | #N/A | #N/A | 77.4 | 0.0928 | 0 | #N/A | #N/A | 179 | 34000
NE-HVAC-airAC-SpltPkg-240to759kBtuh-10p8eer | DEER2017 | D17 v2 |  | Any | Asm | 1975 | CZ05 | cDXGF | Cap-Tons | 121 | 34000 | None | 71 | 0.0526 | 0 | 71 | 0.0526 | 0 | 71 | 0.0526 | 0 | 71 | 0.0526 | 0 | DEER:HVAC_Split-Package_AC | Annual | 1719 | 71 | 0.0526 | 0 | 71 | 0.0526 | 0 | NE-HVAC-airAC-SpltPkg-240to759kBtuh-10p8eer_MZDEER2017AnyAsm1975CZ05cPVVG | #N/A | NE-HVAC-airAC-SpltPkg-240to759kBtuh-10p8eer_SZDEER2017AnyAsm1975CZ05cDXGF | 11429 |  | #N/A | #N/A | #N/A | 71 | 0.0526 | 0 | #N/A | #N/A | #N/A | 71 | 0.0526 | 0 | #N/A | #N/A | 121 | 34000
NE-HVAC-airAC-SpltPkg-240to759kBtuh-10p8eer | DEER2017 | D17 v2 |  | Any | Asm | 1975 | CZ06 | cDXGF | Cap-Tons | 189 | 34000 | None | 68.2 | 0.0626 | 0 | 68.2 | 0.0626 | 0 | 68.2 | 0.0626 | 0 | 68.2 | 0.0626 | 0 | DEER:HVAC_Split-Package_AC | Annual | 1719 | 68.2 | 0.0626 | 0 | 68.2 | 0.0626 | 0 | NE-HVAC-airAC-SpltPkg-240to759kBtuh-10p8eer_MZDEER2017AnyAsm1975CZ06cPVVG | #N/A | NE-HVAC-airAC-SpltPkg-240to759kBtuh-10p8eer_SZDEER2017AnyAsm1975CZ06cDXGF | 11430 |  | #N/A | #N/A | #N/A | 68.2 | 0.0626 | 0 | #N/A | #N/A | #N/A | 68.2 | 0.0626 | 0 | #N/A | #N/A | 189 | 34000
NE-HVAC-airAC-SpltPkg-240to759kBtuh-10p8eer | DEER2017 | D17 v2 |  | Any | Asm | 1975 | CZ07 | cDXGF | Cap-Tons | 143 | 34000 | None | 99.2 | 0.0762 | 0 | 99.2 | 0.0762 | 0 | 99.2 | 0.0762 | 0 | 99.2 | 0.0762 | 0 | DEER:HVAC_Split-Package_AC | Annual | 1719 | 99.2 | 0.0762 | 0 | 99.2 | 0.0762 | 0 | NE-HVAC-airAC-SpltPkg-240to759kBtuh-10p8eer_MZDEER2017AnyAsm1975CZ07cPVVG | #N/A | NE-HVAC-airAC-SpltPkg-240to759kBtuh-10p8eer_SZDEER2017AnyAsm1975CZ07cDXGF | 11431 |  | #N/A | #N/A | #N/A | 99.2 | 0.0762 | 0 | #N/A | #N/A | #N/A | 99.2 | 0.0762 | 0 | #N/A | #N/A | 143 | 34000
NE-HVAC-airAC-SpltPkg-240to759kBtuh-10p8eer | DEER2017 | D17 v2 |  | Any | Asm | 1975 | CZ08 | cDXGF | Cap-Tons | 176 | 34000 | None | 105 | 0.0855 | 0 | 105 | 0.0855 | 0 | 105 | 0.0855 | 0 | 105 | 0.0855 | 0 | DEER:HVAC_Split-Package_AC | Annual | 1719 | 105 | 0.0855 | 0 | 105 | 0.0855 | 0 | NE-HVAC-airAC-SpltPkg-240to759kBtuh-10p8eer_MZDEER2017AnyAsm1975CZ08cPVVG | #N/A | NE-HVAC-airAC-SpltPkg-240to759kBtuh-10p8eer_SZDEER2017AnyAsm1975CZ08cDXGF | 11432 |  | #N/A | #N/A | #N/A | 105 | 0.0855 | 0 | #N/A | #N/A | #N/A | 105 | 0.0855 | 0 | #N/A | #N/A | 176 | 34000
NE-HVAC-airAC-SpltPkg-240to759kBtuh-10p8eer | DEER2017 | D17 v2 |  | Any | Asm | 1975 | CZ09 | cDXGF | Cap-Tons | 255 | 34000 | None | 80 | 0.104 | 0 | 80 | 0.104 | 0 | 80 | 0.104 | 0 | 80 | 0.104 | 0 | DEER:HVAC_Split-Package_AC | Annual | 1719 | 80 | 0.104 | 0 | 80 | 0.104 | 0 | NE-HVAC-airAC-SpltPkg-240to759kBtuh-10p8eer_MZDEER2017AnyAsm1975CZ09cPVVG | #N/A | NE-HVAC-airAC-SpltPkg-240to759kBtuh-10p8eer_SZDEER2017AnyAsm1975CZ09cDXGF | 11433 |  | #N/A | #N/A | #N/A | 80 | 0.104 | 0 | #N/A | #N/A | #N/A | 80 | 0.104 | 0 | #N/A | #N/A | 255 | 34000
NE-HVAC-airAC-SpltPkg-240to759kBtuh-10p8eer | DEER2017 | D17 v2 |  | Any | Asm | 1975 | CZ10 | cDXGF | Cap-Tons | 233 | 34000 | None | 100 | 0.115 | 0 | 100 | 0.115 | 0 | 100 | 0.115 | 0 | 100 | 0.115 | 0 | DEER:HVAC_Split-Package_AC | Annual | 1719 | 100 | 0.115 | 0 | 100 | 0.115 | 0 | NE-HVAC-airAC-SpltPkg-240to759kBtuh-10p8eer_MZDEER2017AnyAsm1975CZ10cPVVG | #N/A | NE-HVAC-airAC-SpltPkg-240to759kBtuh-10p8eer_SZDEER2017AnyAsm1975CZ10cDXGF | 11434 |  | #N/A | #N/A | #N/A | 100 | 0.115 | 0 | #N/A | #N/A | #N/A | 100 | 0.115 | 0 | #N/A | #N/A | 233 | 34000
NE-HVAC-airAC-SpltPkg-240to759kBtuh-10p8eer | DEER2017 | D17 v2 |  | Any | Asm | 1975 | CZ11 | cDXGF | Cap-Tons | 245 | 34000 | None | 104 | 0.0975 | 0 | 104 | 0.0975 | 0 | 104 | 0.0975 | 0 | 104 | 0.0975 | 0 | DEER:HVAC_Split-Package_AC | Annual | 1719 | 104 | 0.0975 | 0 | 104 | 0.0975 | 0 | NE-HVAC-airAC-SpltPkg-240to759kBtuh-10p8eer_MZDEER2017AnyAsm1975CZ11cPVVG | #N/A | NE-HVAC-airAC-SpltPkg-240to759kBtuh-10p8eer_SZDEER2017AnyAsm1975CZ11cDXGF | 11435 |  | #N/A | #N/A | #N/A | 104 | 0.0975 | 0 | #N/A | #N/A | #N/A | 104 | 0.0975 | 0 | #N/A | #N/A | 245 | 34000
NE-HVAC-airAC-SpltPkg-240to759kBtuh-10p8eer | DEER2017 | D17 v2 |  | Any | Asm | 1975 | CZ12 | cDXGF | Cap-Tons | 245 | 34000 | None | 79.9 | 0.0925 | 0 | 79.9 | 0.0925 | 0 | 79.9 | 0.0925 | 0 | 79.9 | 0.0925 | 0 | DEER:HVAC_Split-Package_AC | Annual | 1719 | 79.9 | 0.0925 | 0 | 79.9 | 0.0925 | 0 | NE-HVAC-airAC-SpltPkg-240to759kBtuh-10p8eer_MZDEER2017AnyAsm1975CZ12cPVVG | #N/A | NE-HVAC-airAC-SpltPkg-240to759kBtuh-10p8eer_SZDEER2017AnyAsm1975CZ12cDXGF | 11436 |  | #N/A | #N/A | #N/A | 79.9 | 0.0925 | 0 | #N/A | #N/A | #N/A | 79.9 | 0.0925 | 0 | #N/A | #N/A | 245 | 34000
NE-HVAC-airAC-SpltPkg-240to759kBtuh-10p8eer | DEER2017 | D17 v2 |  | Any | Asm | 1975 | CZ13 | cDXGF | Cap-Tons | 228 | 34000 | None | 118 | 0.102 | 0 | 118 | 0.102 | 0 | 118 | 0.102 | 0 | 118 | 0.102 | 0 | DEER:HVAC_Split-Package_AC | Annual | 1719 | 118 | 0.102 | 0 | 118 | 0.102 | 0 | NE-HVAC-airAC-SpltPkg-240to759kBtuh-10p8eer_MZDEER2017AnyAsm1975CZ13cPVVG | #N/A | NE-HVAC-airAC-SpltPkg-240to759kBtuh-10p8eer_SZDEER2017AnyAsm1975CZ13cDXGF | 11437 |  | #N/A | #N/A | #N/A | 118 | 0.102 | 0 | #N/A | #N/A | #N/A | 118 | 0.102 | 0 | #N/A | #N/A | 228 | 34000
NE-HVAC-airAC-SpltPkg-240to759kBtuh-10p8eer | DEER2017 | D17 v2 |  | Any | Asm | 1975 | CZ14 | cDXGF | Cap-Tons | 194 | 34000 | None | 134 | 0.117 | 0 | 134 | 0.117 | 0 | 134 | 0.117 | 0 | 134 | 0.117 | 0 | DEER:HVAC_Split-Package_AC | Annual | 1719 | 134 | 0.117 | 0 | 134 | 0.117 | 0 | NE-HVAC-airAC-SpltPkg-240to759kBtuh-10p8eer_MZDEER2017AnyAsm1975CZ14cPVVG | #N/A | NE-HVAC-airAC-SpltPkg-240to759kBtuh-10p8eer_SZDEER2017AnyAsm1975CZ14cDXGF | 11438 |  | #N/A | #N/A | #N/A | 134 | 0.117 | 0 | #N/A | #N/A | #N/A | 134 | 0.117 | 0 | #N/A | #N/A | 194 | 34000
NE-HVAC-airAC-SpltPkg-240to759kBtuh-10p8eer | DEER2017 | D17 v2 |  | Any | Asm | 1975 | CZ15 | cDXGF | Cap-Tons | 259 | 34000 | None | 204 | 0.114 | 0 | 204 | 0.114 | 0 | 204 | 0.114 | 0 | 204 | 0.114 | 0 | DEER:HVAC_Split-Package_AC | Annual | 1719 | 204 | 0.114 | 0 | 204 | 0.114 | 0 | NE-HVAC-airAC-SpltPkg-240to759kBtuh-10p8eer_MZDEER2017AnyAsm1975CZ15cPVVG | #N/A | NE-HVAC-airAC-SpltPkg-240to759kBtuh-10p8eer_SZDEER2017AnyAsm1975CZ15cDXGF | 11439 |  | #N/A | #N/A | #N/A | 204 | 0.114 | 0 | #N/A | #N/A | #N/A | 204 | 0.114 | 0 | #N/A | #N/A | 259 | 34000
NE-HVAC-airAC-SpltPkg-240to759kBtuh-10p8eer | DEER2017 | D17 v2 |  | Any | Asm | 1975 | CZ16 | cDXGF | Cap-Tons | 145 | 34000 | None | 54.9 | 0.0678 | 0 | 54.9 | 0.0678 | 0 | 54.9 | 0.0678 | 0 | 54.9 | 0.0678 | 0 | DEER:HVAC_Split-Package_AC | Annual | 1719 | 54.9 | 0.0678 | 0 | 54.9 | 0.0678 | 0 | NE-HVAC-airAC-SpltPkg-240to759kBtuh-10p8eer_MZDEER2017AnyAsm1975CZ16cPVVG | #N/A | NE-HVAC-airAC-SpltPkg-240to759kBtuh-10p8eer_SZDEER2017AnyAsm1975CZ16cDXGF | 11440 |  | #N/A | #N/A | #N/A | 54.9 | 0.0678 | 0 | #N/A | #N/A | #N/A | 54.9 | 0.0678 | 0 | #N/A | #N/A | 145 | 34000
NE-HVAC-airAC-SpltPkg-240to759kBtuh-10p8eer | DEER2017 | D17 v2 |  | Any | Asm | 1985 | CZ01 | cDXGF | Cap-Tons | 101 | 34000 | None | 36.6 | 0.0381 | 0 | 36.6 | 0.0381 | 0 | 36.6 | 0.0381 | 0 | 36.6 | 0.0381 | 0 | DEER:HVAC_Split-Package_AC | Annual | 1719 | 36.6 | 0.0381 | 0 | 36.6 | 0.0381 | 0 | NE-HVAC-airAC-SpltPkg-240to759kBtuh-10p8eer_MZDEER2017AnyAsm1985CZ01cPVVG | #N/A | NE-HVAC-airAC-SpltPkg-240to759kBtuh-10p8eer_SZDEER2017AnyAsm1985CZ01cDXGF | 32785 |  | #N/A | #N/A | #N/A | 36.6 | 0.0381 | 0 | #N/A | #N/A | #N/A | 36.6 | 0.0381 | 0 | #N/A | #N/A | 101 | 34000
NE-HVAC-airAC-SpltPkg-240to759kBtuh-10p8eer | DEER2017 | D17 v2 |  | Any | Asm | 1985 | CZ02 | cDXGF | Cap-Tons | 194 | 34000 | None | 63.6 | 0.101 | 0 | 63.6 | 0.101 | 0 | 63.6 | 0.101 | 0 | 63.6 | 0.101 | 0 | DEER:HVAC_Split-Package_AC | Annual | 1719 | 63.6 | 0.101 | 0 | 63.6 | 0.101 | 0 | NE-HVAC-airAC-SpltPkg-240to759kBtuh-10p8eer_MZDEER2017AnyAsm1985CZ02cPVVG | #N/A | NE-HVAC-airAC-SpltPkg-240to759kBtuh-10p8eer_SZDEER2017AnyAsm1985CZ02cDXGF | 32786 |  | #N/A | #N/A | #N/A | 63.6 | 0.101 | 0 | #N/A | #N/A | #N/A | 63.6 | 0.101 | 0 | #N/A | #N/A | 194 | 34000
NE-HVAC-airAC-SpltPkg-240to759kBtuh-10p8eer | DEER2017 | D17 v2 |  | Any | Asm | 1985 | CZ03 | cDXGF | Cap-Tons | 139 | 34000 | None | 50.6 | 0.0686 | 0 | 50.6 | 0.0686 | 0 | 50.6 | 0.0686 | 0 | 50.6 | 0.0686 | 0 | DEER:HVAC_Split-Package_AC | Annual | 1719 | 50.6 | 0.0686 | 0 | 50.6 | 0.0686 | 0 | NE-HVAC-airAC-SpltPkg-240to759kBtuh-10p8eer_MZDEER2017AnyAsm1985CZ03cPVVG | #N/A | NE-HVAC-airAC-SpltPkg-240to759kBtuh-10p8eer_SZDEER2017AnyAsm1985CZ03cDXGF | 32787 |  | #N/A | #N/A | #N/A | 50.6 | 0.0686 | 0 | #N/A | #N/A | #N/A | 50.6 | 0.0686 | 0 | #N/A | #N/A | 139 | 34000
NE-HVAC-airAC-SpltPkg-240to759kBtuh-10p8eer | DEER2017 | D17 v2 |  | Any | Asm | 1985 | CZ04 | cDXGF | Cap-Tons | 172 | 34000 | None | 79.8 | 0.0934 | 0 | 79.8 | 0.0934 | 0 | 79.8 | 0.0934 | 0 | 79.8 | 0.0934 | 0 | DEER:HVAC_Split-Package_AC | Annual | 1719 | 79.8 | 0.0934 | 0 | 79.8 | 0.0934 | 0 | NE-HVAC-airAC-SpltPkg-240to759kBtuh-10p8eer_MZDEER2017AnyAsm1985CZ04cPVVG | #N/A | NE-HVAC-airAC-SpltPkg-240to759kBtuh-10p8eer_SZDEER2017AnyAsm1985CZ04cDXGF | 32788 |  | #N/A | #N/A | #N/A | 79.8 | 0.0934 | 0 | #N/A | #N/A | #N/A | 79.8 | 0.0934 | 0 | #N/A | #N/A | 172 | 34000
NE-HVAC-airAC-SpltPkg-240to759kBtuh-10p8eer | DEER2017 | D17 v2 |  | Any | Asm | 1985 | CZ05 | cDXGF | Cap-Tons | 115 | 34000 | None | 74.4 | 0.0552 | 0 | 74.4 | 0.0552 | 0 | 74.4 | 0.0552 | 0 | 74.4 | 0.0552 | 0 | DEER:HVAC_Split-Package_AC | Annual | 1719 | 74.4 | 0.0552 | 0 | 74.4 | 0.0552 | 0 | NE-HVAC-airAC-SpltPkg-240to759kBtuh-10p8eer_MZDEER2017AnyAsm1985CZ05cPVVG | #N/A | NE-HVAC-airAC-SpltPkg-240to759kBtuh-10p8eer_SZDEER2017AnyAsm1985CZ05cDXGF | 32789 |  | #N/A | #N/A | #N/A | 74.4 | 0.0552 | 0 | #N/A | #N/A | #N/A | 74.4 | 0.0552 | 0 | #N/A | #N/A | 115 | 34000
NE-HVAC-airAC-SpltPkg-240to759kBtuh-10p8eer | DEER2017 | D17 v2 |  | Any | Asm | 1985 | CZ06 | cDXGF | Cap-Tons | 182 | 34000 | None | 72.1 | 0.0649 | 0 | 72.1 | 0.0649 | 0 | 72.1 | 0.0649 | 0 | 72.1 | 0.0649 | 0 | DEER:HVAC_Split-Package_AC | Annual | 1719 | 72.1 | 0.0649 | 0 | 72.1 | 0.0649 | 0 | NE-HVAC-airAC-SpltPkg-240to759kBtuh-10p8eer_MZDEER2017AnyAsm1985CZ06cPVVG | #N/A | NE-HVAC-airAC-SpltPkg-240to759kBtuh-10p8eer_SZDEER2017AnyAsm1985CZ06cDXGF | 32790 |  | #N/A | #N/A | #N/A | 72.1 | 0.0649 | 0 | #N/A | #N/A | #N/A | 72.1 | 0.0649 | 0 | #N/A | #N/A | 182 | 34000
NE-HVAC-airAC-SpltPkg-240to759kBtuh-10p8eer | DEER2017 | D17 v2 |  | Any | Asm | 1985 | CZ07 | cDXGF | Cap-Tons | 137 | 34000 | None | 104 | 0.0777 | 0 | 104 | 0.0777 | 0 | 104 | 0.0777 | 0 | 104 | 0.0777 | 0 | DEER:HVAC_Split-Package_AC | Annual | 1719 | 104 | 0.0777 | 0 | 104 | 0.0777 | 0 | NE-HVAC-airAC-SpltPkg-240to759kBtuh-10p8eer_MZDEER2017AnyAsm1985CZ07cPVVG | #N/A | NE-HVAC-airAC-SpltPkg-240to759kBtuh-10p8eer_SZDEER2017AnyAsm1985CZ07cDXGF | 32791 |  | #N/A | #N/A | #N/A | 104 | 0.0777 | 0 | #N/A | #N/A | #N/A | 104 | 0.0777 | 0 | #N/A | #N/A | 137 | 34000
NE-HVAC-airAC-SpltPkg-240to759kBtuh-10p8eer | DEER2017 | D17 v2 |  | Any | Asm | 1985 | CZ08 | cDXGF | Cap-Tons | 169 | 34000 | None | 108 | 0.0861 | 0 | 108 | 0.0861 | 0 | 108 | 0.0861 | 0 | 108 | 0.0861 | 0 | DEER:HVAC_Split-Package_AC | Annual | 1719 | 108 | 0.0861 | 0 | 108 | 0.0861 | 0 | NE-HVAC-airAC-SpltPkg-240to759kBtuh-10p8eer_MZDEER2017AnyAsm1985CZ08cPVVG | #N/A | NE-HVAC-airAC-SpltPkg-240to759kBtuh-10p8eer_SZDEER2017AnyAsm1985CZ08cDXGF | 32792 |  | #N/A | #N/A | #N/A | 108 | 0.0861 | 0 | #N/A | #N/A | #N/A | 108 | 0.0861 | 0 | #N/A | #N/A | 169 | 34000
NE-HVAC-airAC-SpltPkg-240to759kBtuh-10p8eer | DEER2017 | D17 v2 |  | Any | Asm | 1985 | CZ09 | cDXGF | Cap-Tons | 245 | 34000 | None | 81.8 | 0.106 | 0 | 81.8 | 0.106 | 0 | 81.8 | 0.106 | 0 | 81.8 | 0.106 | 0 | DEER:HVAC_Split-Package_AC | Annual | 1719 | 81.8 | 0.106 | 0 | 81.8 | 0.106 | 0 | NE-HVAC-airAC-SpltPkg-240to759kBtuh-10p8eer_MZDEER2017AnyAsm1985CZ09cPVVG | #N/A | NE-HVAC-airAC-SpltPkg-240to759kBtuh-10p8eer_SZDEER2017AnyAsm1985CZ09cDXGF | 32793 |  | #N/A | #N/A | #N/A | 81.8 | 0.106 | 0 | #N/A | #N/A | #N/A | 81.8 | 0.106 | 0 | #N/A | #N/A | 245 | 34000
NE-HVAC-airAC-SpltPkg-240to759kBtuh-10p8eer | DEER2017 | D17 v2 |  | Any | Asm | 1985 | CZ10 | cDXGF | Cap-Tons | 225 | 34000 | None | 102 | 0.116 | 0 | 102 | 0.116 | 0 | 102 | 0.116 | 0 | 102 | 0.116 | 0 | DEER:HVAC_Split-Package_AC | Annual | 1719 | 102 | 0.116 | 0 | 102 | 0.116 | 0 | NE-HVAC-airAC-SpltPkg-240to759kBtuh-10p8eer_MZDEER2017AnyAsm1985CZ10cPVVG | #N/A | NE-HVAC-airAC-SpltPkg-240to759kBtuh-10p8eer_SZDEER2017AnyAsm1985CZ10cDXGF | 32794 |  | #N/A | #N/A | #N/A | 102 | 0.116 | 0 | #N/A | #N/A | #N/A | 102 | 0.116 | 0 | #N/A | #N/A | 225 | 34000
NE-HVAC-airAC-SpltPkg-240to759kBtuh-10p8eer | DEER2017 | D17 v2 |  | Any | Asm | 1985 | CZ11 | cDXGF | Cap-Tons | 236 | 34000 | None | 107 | 0.0992 | 0 | 107 | 0.0992 | 0 | 107 | 0.0992 | 0 | 107 | 0.0992 | 0 | DEER:HVAC_Split-Package_AC | Annual | 1719 | 107 | 0.0992 | 0 | 107 | 0.0992 | 0 | NE-HVAC-airAC-SpltPkg-240to759kBtuh-10p8eer_MZDEER2017AnyAsm1985CZ11cPVVG | #N/A | NE-HVAC-airAC-SpltPkg-240to759kBtuh-10p8eer_SZDEER2017AnyAsm1985CZ11cDXGF | 32795 |  | #N/A | #N/A | #N/A | 107 | 0.0992 | 0 | #N/A | #N/A | #N/A | 107 | 0.0992 | 0 | #N/A | #N/A | 236 | 34000
NE-HVAC-airAC-SpltPkg-240to759kBtuh-10p8eer | DEER2017 | D17 v2 |  | Any | Asm | 1985 | CZ12 | cDXGF | Cap-Tons | 236 | 34000 | None | 81.7 | 0.0955 | 0 | 81.7 | 0.0955 | 0 | 81.7 | 0.0955 | 0 | 81.7 | 0.0955 | 0 | DEER:HVAC_Split-Package_AC | Annual | 1719 | 81.7 | 0.0955 | 0 | 81.7 | 0.0955 | 0 | NE-HVAC-airAC-SpltPkg-240to759kBtuh-10p8eer_MZDEER2017AnyAsm1985CZ12cPVVG | #N/A | NE-HVAC-airAC-SpltPkg-240to759kBtuh-10p8eer_SZDEER2017AnyAsm1985CZ12cDXGF | 32796 |  | #N/A | #N/A | #N/A | 81.7 | 0.0955 | 0 | #N/A | #N/A | #N/A | 81.7 | 0.0955 | 0 | #N/A | #N/A | 236 | 34000
NE-HVAC-airAC-SpltPkg-240to759kBtuh-10p8eer | DEER2017 | D17 v2 |  | Any | Asm | 1985 | CZ13 | cDXGF | Cap-Tons | 219 | 34000 | None | 121 | 0.105 | 0 | 121 | 0.105 | 0 | 121 | 0.105 | 0 | 121 | 0.105 | 0 | DEER:HVAC_Split-Package_AC | Annual | 1719 | 121 | 0.105 | 0 | 121 | 0.105 | 0 | NE-HVAC-airAC-SpltPkg-240to759kBtuh-10p8eer_MZDEER2017AnyAsm1985CZ13cPVVG | #N/A | NE-HVAC-airAC-SpltPkg-240to759kBtuh-10p8eer_SZDEER2017AnyAsm1985CZ13cDXGF | 32797 |  | #N/A | #N/A | #N/A | 121 | 0.105 | 0 | #N/A | #N/A | #N/A | 121 | 0.105 | 0 | #N/A | #N/A | 219 | 34000
NE-HVAC-airAC-SpltPkg-240to759kBtuh-10p8eer | DEER2017 | D17 v2 |  | Any | Asm | 1985 | CZ14 | cDXGF | Cap-Tons | 184 | 34000 | None | 138 | 0.118 | 0 | 138 | 0.118 | 0 | 138 | 0.118 | 0 | 138 | 0.118 | 0 | DEER:HVAC_Split-Package_AC | Annual | 1719 | 138 | 0.118 | 0 | 138 | 0.118 | 0 | NE-HVAC-airAC-SpltPkg-240to759kBtuh-10p8eer_MZDEER2017AnyAsm1985CZ14cPVVG | #N/A | NE-HVAC-airAC-SpltPkg-240to759kBtuh-10p8eer_SZDEER2017AnyAsm1985CZ14cDXGF | 32798 |  | #N/A | #N/A | #N/A | 138 | 0.118 | 0 | #N/A | #N/A | #N/A | 138 | 0.118 | 0 | #N/A | #N/A | 184 | 34000
NE-HVAC-airAC-SpltPkg-240to759kBtuh-10p8eer | DEER2017 | D17 v2 |  | Any | Asm | 1985 | CZ15 | cDXGF | Cap-Tons | 250 | 34000 | None | 207 | 0.115 | 0 | 207 | 0.115 | 0 | 207 | 0.115 | 0 | 207 | 0.115 | 0 | DEER:HVAC_Split-Package_AC | Annual | 1719 | 207 | 0.115 | 0 | 207 | 0.115 | 0 | NE-HVAC-airAC-SpltPkg-240to759kBtuh-10p8eer_MZDEER2017AnyAsm1985CZ15cPVVG | #N/A | NE-HVAC-airAC-SpltPkg-240to759kBtuh-10p8eer_SZDEER2017AnyAsm1985CZ15cDXGF | 32799 |  | #N/A | #N/A | #N/A | 207 | 0.115 | 0 | #N/A | #N/A | #N/A | 207 | 0.115 | 0 | #N/A | #N/A | 250 | 34000
NE-HVAC-airAC-SpltPkg-240to759kBtuh-10p8eer | DEER2017 | D17 v2 |  | Any | Asm | 1985 | CZ16 | cDXGF | Cap-Tons | 137 | 34000 | None | 57.1 | 0.0686 | 0 | 57.1 | 0.0686 | 0 | 57.1 | 0.0686 | 0 | 57.1 | 0.0686 | 0 | DEER:HVAC_Split-Package_AC | Annual | 1719 | 57.1 | 0.0686 | 0 | 57.1 | 0.0686 | 0 | NE-HVAC-airAC-SpltPkg-240to759kBtuh-10p8eer_MZDEER2017AnyAsm1985CZ16cPVVG | #N/A | NE-HVAC-airAC-SpltPkg-240to759kBtuh-10p8eer_SZDEER2017AnyAsm1985CZ16cDXGF | 32800 |  | #N/A | #N/A | #N/A | 57.1 | 0.0686 | 0 | #N/A | #N/A | #N/A | 57.1 | 0.0686 | 0 | #N/A | #N/A | 137 | 34000
NE-HVAC-airAC-SpltPkg-240to759kBtuh-10p8eer | DEER2017 | D17 v2 |  | Any | Asm | 1996 | CZ01 | cDXGF | Cap-Tons | 97.7 | 34000 | None | 33.2 | 0.0362 | 0 | 33.2 | 0.0362 | 0 | 33.2 | 0.0362 | 0 | 33.2 | 0.0362 | 0 | DEER:HVAC_Split-Package_AC | Annual | 1719 | 33.2 | 0.0362 | 0 | 33.2 | 0.0362 | 0 | NE-HVAC-airAC-SpltPkg-240to759kBtuh-10p8eer_MZDEER2017AnyAsm1996CZ01cPVVG | #N/A | NE-HVAC-airAC-SpltPkg-240to759kBtuh-10p8eer_SZDEER2017AnyAsm1996CZ01cDXGF | 54145 |  | #N/A | #N/A | #N/A | 33.2 | 0.0362 | 0 | #N/A | #N/A | #N/A | 33.2 | 0.0362 | 0 | #N/A | #N/A | 97.7 | 34000
NE-HVAC-airAC-SpltPkg-240to759kBtuh-10p8eer | DEER2017 | D17 v2 |  | Any | Asm | 1996 | CZ02 | cDXGF | Cap-Tons | 184 | 34000 | None | 64 | 0.0998 | 0 | 64 | 0.0998 | 0 | 64 | 0.0998 | 0 | 64 | 0.0998 | 0 | DEER:HVAC_Split-Package_AC | Annual | 1719 | 64 | 0.0998 | 0 | 64 | 0.0998 | 0 | NE-HVAC-airAC-SpltPkg-240to759kBtuh-10p8eer_MZDEER2017AnyAsm1996CZ02cPVVG | #N/A | NE-HVAC-airAC-SpltPkg-240to759kBtuh-10p8eer_SZDEER2017AnyAsm1996CZ02cDXGF | 54146 |  | #N/A | #N/A | #N/A | 64 | 0.0998 | 0 | #N/A | #N/A | #N/A | 64 | 0.0998 | 0 | #N/A | #N/A | 184 | 34000
NE-HVAC-airAC-SpltPkg-240to759kBtuh-10p8eer | DEER2017 | D17 v2 |  | Any | Asm | 1996 | CZ03 | cDXGF | Cap-Tons | 133 | 34000 | None | 49.2 | 0.0676 | 0 | 49.2 | 0.0676 | 0 | 49.2 | 0.0676 | 0 | 49.2 | 0.0676 | 0 | DEER:HVAC_Split-Package_AC | Annual | 1719 | 49.2 | 0.0676 | 0 | 49.2 | 0.0676 | 0 | NE-HVAC-airAC-SpltPkg-240to759kBtuh-10p8eer_MZDEER2017AnyAsm1996CZ03cPVVG | #N/A | NE-HVAC-airAC-SpltPkg-240to759kBtuh-10p8eer_SZDEER2017AnyAsm1996CZ03cDXGF | 54147 |  | #N/A | #N/A | #N/A | 49.2 | 0.0676 | 0 | #N/A | #N/A | #N/A | 49.2 | 0.0676 | 0 | #N/A | #N/A | 133 | 34000
NE-HVAC-airAC-SpltPkg-240to759kBtuh-10p8eer | DEER2017 | D17 v2 |  | Any | Asm | 1996 | CZ04 | cDXGF | Cap-Tons | 163 | 34000 | None | 80 | 0.0934 | 0 | 80 | 0.0934 | 0 | 80 | 0.0934 | 0 | 80 | 0.0934 | 0 | DEER:HVAC_Split-Package_AC | Annual | 1719 | 80 | 0.0934 | 0 | 80 | 0.0934 | 0 | NE-HVAC-airAC-SpltPkg-240to759kBtuh-10p8eer_MZDEER2017AnyAsm1996CZ04cPVVG | #N/A | NE-HVAC-airAC-SpltPkg-240to759kBtuh-10p8eer_SZDEER2017AnyAsm1996CZ04cDXGF | 54148 |  | #N/A | #N/A | #N/A | 80 | 0.0934 | 0 | #N/A | #N/A | #N/A | 80 | 0.0934 | 0 | #N/A | #N/A | 163 | 34000
NE-HVAC-airAC-SpltPkg-240to759kBtuh-10p8eer | DEER2017 | D17 v2 |  | Any | Asm | 1996 | CZ05 | cDXGF | Cap-Tons | 111 | 34000 | None | 72 | 0.0507 | 0 | 72 | 0.0507 | 0 | 72 | 0.0507 | 0 | 72 | 0.0507 | 0 | DEER:HVAC_Split-Package_AC | Annual | 1719 | 72 | 0.0507 | 0 | 72 | 0.0507 | 0 | NE-HVAC-airAC-SpltPkg-240to759kBtuh-10p8eer_MZDEER2017AnyAsm1996CZ05cPVVG | #N/A | NE-HVAC-airAC-SpltPkg-240to759kBtuh-10p8eer_SZDEER2017AnyAsm1996CZ05cDXGF | 54149 |  | #N/A | #N/A | #N/A | 72 | 0.0507 | 0 | #N/A | #N/A | #N/A | 72 | 0.0507 | 0 | #N/A | #N/A | 111 | 34000
NE-HVAC-airAC-SpltPkg-240to759kBtuh-10p8eer | DEER2017 | D17 v2 |  | Any | Asm | 1996 | CZ06 | cDXGF | Cap-Tons | 174 | 34000 | None | 74.5 | 0.0659 | 0 | 74.5 | 0.0659 | 0 | 74.5 | 0.0659 | 0 | 74.5 | 0.0659 | 0 | DEER:HVAC_Split-Package_AC | Annual | 1719 | 74.5 | 0.0659 | 0 | 74.5 | 0.0659 | 0 | NE-HVAC-airAC-SpltPkg-240to759kBtuh-10p8eer_MZDEER2017AnyAsm1996CZ06cPVVG | #N/A | NE-HVAC-airAC-SpltPkg-240to759kBtuh-10p8eer_SZDEER2017AnyAsm1996CZ06cDXGF | 54150 |  | #N/A | #N/A | #N/A | 74.5 | 0.0659 | 0 | #N/A | #N/A | #N/A | 74.5 | 0.0659 | 0 | #N/A | #N/A | 174 | 34000
NE-HVAC-airAC-SpltPkg-240to759kBtuh-10p8eer | DEER2017 | D17 v2 |  | Any | Asm | 1996 | CZ07 | cDXGF | Cap-Tons | 131 | 34000 | None | 104 | 0.0788 | 0 | 104 | 0.0788 | 0 | 104 | 0.0788 | 0 | 104 | 0.0788 | 0 | DEER:HVAC_Split-Package_AC | Annual | 1719 | 104 | 0.0788 | 0 | 104 | 0.0788 | 0 | NE-HVAC-airAC-SpltPkg-240to759kBtuh-10p8eer_MZDEER2017AnyAsm1996CZ07cPVVG | #N/A | NE-HVAC-airAC-SpltPkg-240to759kBtuh-10p8eer_SZDEER2017AnyAsm1996CZ07cDXGF | 54151 |  | #N/A | #N/A | #N/A | 104 | 0.0788 | 0 | #N/A | #N/A | #N/A | 104 | 0.0788 | 0 | #N/A | #N/A | 131 | 34000
NE-HVAC-airAC-SpltPkg-240to759kBtuh-10p8eer | DEER2017 | D17 v2 |  | Any | Asm | 1996 | CZ08 | cDXGF | Cap-Tons | 161 | 34000 | None | 110 | 0.0891 | 0 | 110 | 0.0891 | 0 | 110 | 0.0891 | 0 | 110 | 0.0891 | 0 | DEER:HVAC_Split-Package_AC | Annual | 1719 | 110 | 0.0891 | 0 | 110 | 0.0891 | 0 | NE-HVAC-airAC-SpltPkg-240to759kBtuh-10p8eer_MZDEER2017AnyAsm1996CZ08cPVVG | #N/A | NE-HVAC-airAC-SpltPkg-240to759kBtuh-10p8eer_SZDEER2017AnyAsm1996CZ08cDXGF | 54152 |  | #N/A | #N/A | #N/A | 110 | 0.0891 | 0 | #N/A | #N/A | #N/A | 110 | 0.0891 | 0 | #N/A | #N/A | 161 | 34000
NE-HVAC-airAC-SpltPkg-240to759kBtuh-10p8eer | DEER2017 | D17 v2 |  | Any | Asm | 1996 | CZ09 | cDXGF | Cap-Tons | 232 | 34000 | None | 84.3 | 0.108 | 0 | 84.3 | 0.108 | 0 | 84.3 | 0.108 | 0 | 84.3 | 0.108 | 0 | DEER:HVAC_Split-Package_AC | Annual | 1719 | 84.3 | 0.108 | 0 | 84.3 | 0.108 | 0 | NE-HVAC-airAC-SpltPkg-240to759kBtuh-10p8eer_MZDEER2017AnyAsm1996CZ09cPVVG | #N/A | NE-HVAC-airAC-SpltPkg-240to759kBtuh-10p8eer_SZDEER2017AnyAsm1996CZ09cDXGF | 54153 |  | #N/A | #N/A | #N/A | 84.3 | 0.108 | 0 | #N/A | #N/A | #N/A | 84.3 | 0.108 | 0 | #N/A | #N/A | 232 | 34000
NE-HVAC-airAC-SpltPkg-240to759kBtuh-10p8eer | DEER2017 | D17 v2 |  | Any | Asm | 1996 | CZ10 | cDXGF | Cap-Tons | 213 | 34000 | None | 104 | 0.118 | 0 | 104 | 0.118 | 0 | 104 | 0.118 | 0 | 104 | 0.118 | 0 | DEER:HVAC_Split-Package_AC | Annual | 1719 | 104 | 0.118 | 0 | 104 | 0.118 | 0 | NE-HVAC-airAC-SpltPkg-240to759kBtuh-10p8eer_MZDEER2017AnyAsm1996CZ10cPVVG | #N/A | NE-HVAC-airAC-SpltPkg-240to759kBtuh-10p8eer_SZDEER2017AnyAsm1996CZ10cDXGF | 54154 |  | #N/A | #N/A | #N/A | 104 | 0.118 | 0 | #N/A | #N/A | #N/A | 104 | 0.118 | 0 | #N/A | #N/A | 213 | 34000
NE-HVAC-airAC-SpltPkg-240to759kBtuh-10p8eer | DEER2017 | D17 v2 |  | Any | Asm | 1996 | CZ11 | cDXGF | Cap-Tons | 222 | 34000 | None | 108 | 0.101 | 0 | 108 | 0.101 | 0 | 108 | 0.101 | 0 | 108 | 0.101 | 0 | DEER:HVAC_Split-Package_AC | Annual | 1719 | 108 | 0.101 | 0 | 108 | 0.101 | 0 | NE-HVAC-airAC-SpltPkg-240to759kBtuh-10p8eer_MZDEER2017AnyAsm1996CZ11cPVVG | #N/A | NE-HVAC-airAC-SpltPkg-240to759kBtuh-10p8eer_SZDEER2017AnyAsm1996CZ11cDXGF | 54155 |  | #N/A | #N/A | #N/A | 108 | 0.101 | 0 | #N/A | #N/A | #N/A | 108 | 0.101 | 0 | #N/A | #N/A | 222 | 34000
NE-HVAC-airAC-SpltPkg-240to759kBtuh-10p8eer | DEER2017 | D17 v2 |  | Any | Asm | 1996 | CZ12 | cDXGF | Cap-Tons | 221 | 34000 | None | 82.3 | 0.0964 | 0 | 82.3 | 0.0964 | 0 | 82.3 | 0.0964 | 0 | 82.3 | 0.0964 | 0 | DEER:HVAC_Split-Package_AC | Annual | 1719 | 82.3 | 0.0964 | 0 | 82.3 | 0.0964 | 0 | NE-HVAC-airAC-SpltPkg-240to759kBtuh-10p8eer_MZDEER2017AnyAsm1996CZ12cPVVG | #N/A | NE-HVAC-airAC-SpltPkg-240to759kBtuh-10p8eer_SZDEER2017AnyAsm1996CZ12cDXGF | 54156 |  | #N/A | #N/A | #N/A | 82.3 | 0.0964 | 0 | #N/A | #N/A | #N/A | 82.3 | 0.0964 | 0 | #N/A | #N/A | 221 | 34000
NE-HVAC-airAC-SpltPkg-240to759kBtuh-10p8eer | DEER2017 | D17 v2 |  | Any | Asm | 1996 | CZ13 | cDXGF | Cap-Tons | 220 | 34000 | None | 114 | 0.101 | 0 | 114 | 0.101 | 0 | 114 | 0.101 | 0 | 114 | 0.101 | 0 | DEER:HVAC_Split-Package_AC | Annual | 1719 | 114 | 0.101 | 0 | 114 | 0.101 | 0 | NE-HVAC-airAC-SpltPkg-240to759kBtuh-10p8eer_MZDEER2017AnyAsm1996CZ13cPVVG | #N/A | NE-HVAC-airAC-SpltPkg-240to759kBtuh-10p8eer_SZDEER2017AnyAsm1996CZ13cDXGF | 54157 |  | #N/A | #N/A | #N/A | 114 | 0.101 | 0 | #N/A | #N/A | #N/A | 114 | 0.101 | 0 | #N/A | #N/A | 220 | 34000
NE-HVAC-airAC-SpltPkg-240to759kBtuh-10p8eer | DEER2017 | D17 v2 |  | Any | Asm | 1996 | CZ14 | cDXGF | Cap-Tons | 173 | 34000 | None | 138 | 0.119 | 0 | 138 | 0.119 | 0 | 138 | 0.119 | 0 | 138 | 0.119 | 0 | DEER:HVAC_Split-Package_AC | Annual | 1719 | 138 | 0.119 | 0 | 138 | 0.119 | 0 | NE-HVAC-airAC-SpltPkg-240to759kBtuh-10p8eer_MZDEER2017AnyAsm1996CZ14cPVVG | #N/A | NE-HVAC-airAC-SpltPkg-240to759kBtuh-10p8eer_SZDEER2017AnyAsm1996CZ14cDXGF | 54158 |  | #N/A | #N/A | #N/A | 138 | 0.119 | 0 | #N/A | #N/A | #N/A | 138 | 0.119 | 0 | #N/A | #N/A | 173 | 34000
NE-HVAC-airAC-SpltPkg-240to759kBtuh-10p8eer | DEER2017 | D17 v2 |  | Any | Asm | 1996 | CZ15 | cDXGF | Cap-Tons | 235 | 34000 | None | 210 | 0.117 | 0 | 210 | 0.117 | 0 | 210 | 0.117 | 0 | 210 | 0.117 | 0 | DEER:HVAC_Split-Package_AC | Annual | 1719 | 210 | 0.117 | 0 | 210 | 0.117 | 0 | NE-HVAC-airAC-SpltPkg-240to759kBtuh-10p8eer_MZDEER2017AnyAsm1996CZ15cPVVG | #N/A | NE-HVAC-airAC-SpltPkg-240to759kBtuh-10p8eer_SZDEER2017AnyAsm1996CZ15cDXGF | 54159 |  | #N/A | #N/A | #N/A | 210 | 0.117 | 0 | #N/A | #N/A | #N/A | 210 | 0.117 | 0 | #N/A | #N/A | 235 | 34000
NE-HVAC-airAC-SpltPkg-240to759kBtuh-10p8eer | DEER2017 | D17 v2 |  | Any | Asm | 1996 | CZ16 | cDXGF | Cap-Tons | 130 | 34000 | None | 56.1 | 0.0674 | 0 | 56.1 | 0.0674 | 0 | 56.1 | 0.0674 | 0 | 56.1 | 0.0674 | 0 | DEER:HVAC_Split-Package_AC | Annual | 1719 | 56.1 | 0.0674 | 0 | 56.1 | 0.0674 | 0 | NE-HVAC-airAC-SpltPkg-240to759kBtuh-10p8eer_MZDEER2017AnyAsm1996CZ16cPVVG | #N/A | NE-HVAC-airAC-SpltPkg-240to759kBtuh-10p8eer_SZDEER2017AnyAsm1996CZ16cDXGF | 54160 |  | #N/A | #N/A | #N/A | 56.1 | 0.0674 | 0 | #N/A | #N/A | #N/A | 56.1 | 0.0674 | 0 | #N/A | #N/A | 130 | 34000
NE-HVAC-airAC-SpltPkg-240to759kBtuh-10p8eer | DEER2017 | D17 v2 |  | Any | Asm | 2003 | CZ01 | cDXGF | Cap-Tons | 97 | 34000 | None | 31 | 0.0351 | 0 | 31 | 0.0351 | 0 | 31 | 0.0351 | 0 | 31 | 0.0351 | 0 | DEER:HVAC_Split-Package_AC | Annual | 1719 | 31 | 0.0351 | 0 | 31 | 0.0351 | 0 | NE-HVAC-airAC-SpltPkg-240to759kBtuh-10p8eer_MZDEER2017AnyAsm2003CZ01cPVVG | #N/A | NE-HVAC-airAC-SpltPkg-240to759kBtuh-10p8eer_SZDEER2017AnyAsm2003CZ01cDXGF | 75505 |  | #N/A | #N/A | #N/A | 31 | 0.0351 | 0 | #N/A | #N/A | #N/A | 31 | 0.0351 | 0 | #N/A | #N/A | 97 | 34000
NE-HVAC-airAC-SpltPkg-240to759kBtuh-10p8eer | DEER2017 | D17 v2 |  | Any | Asm | 2003 | CZ02 | cDXGF | Cap-Tons | 181 | 34000 | None | 62.4 | 0.0986 | 0 | 62.4 | 0.0986 | 0 | 62.4 | 0.0986 | 0 | 62.4 | 0.0986 | 0 | DEER:HVAC_Split-Package_AC | Annual | 1719 | 62.4 | 0.0986 | 0 | 62.4 | 0.0986 | 0 | NE-HVAC-airAC-SpltPkg-240to759kBtuh-10p8eer_MZDEER2017AnyAsm2003CZ02cPVVG | #N/A | NE-HVAC-airAC-SpltPkg-240to759kBtuh-10p8eer_SZDEER2017AnyAsm2003CZ02cDXGF | 75506 |  | #N/A | #N/A | #N/A | 62.4 | 0.0986 | 0 | #N/A | #N/A | #N/A | 62.4 | 0.0986 | 0 | #N/A | #N/A | 181 | 34000
NE-HVAC-airAC-SpltPkg-240to759kBtuh-10p8eer | DEER2017 | D17 v2 |  | Any | Asm | 2003 | CZ03 | cDXGF | Cap-Tons | 121 | 34000 | None | 57.2 | 0.0724 | 0 | 57.2 | 0.0724 | 0 | 57.2 | 0.0724 | 0 | 57.2 | 0.0724 | 0 | DEER:HVAC_Split-Package_AC | Annual | 1719 | 57.2 | 0.0724 | 0 | 57.2 | 0.0724 | 0 | NE-HVAC-airAC-SpltPkg-240to759kBtuh-10p8eer_MZDEER2017AnyAsm2003CZ03cPVVG | #N/A | NE-HVAC-airAC-SpltPkg-240to759kBtuh-10p8eer_SZDEER2017AnyAsm2003CZ03cDXGF | 75507 |  | #N/A | #N/A | #N/A | 57.2 | 0.0724 | 0 | #N/A | #N/A | #N/A | 57.2 | 0.0724 | 0 | #N/A | #N/A | 121 | 34000
NE-HVAC-airAC-SpltPkg-240to759kBtuh-10p8eer | DEER2017 | D17 v2 |  | Any | Asm | 2003 | CZ04 | cDXGF | Cap-Tons | 161 | 34000 | None | 78.2 | 0.0919 | 0 | 78.2 | 0.0919 | 0 | 78.2 | 0.0919 | 0 | 78.2 | 0.0919 | 0 | DEER:HVAC_Split-Package_AC | Annual | 1719 | 78.2 | 0.0919 | 0 | 78.2 | 0.0919 | 0 | NE-HVAC-airAC-SpltPkg-240to759kBtuh-10p8eer_MZDEER2017AnyAsm2003CZ04cPVVG | #N/A | NE-HVAC-airAC-SpltPkg-240to759kBtuh-10p8eer_SZDEER2017AnyAsm2003CZ04cDXGF | 75508 |  | #N/A | #N/A | #N/A | 78.2 | 0.0919 | 0 | #N/A | #N/A | #N/A | 78.2 | 0.0919 | 0 | #N/A | #N/A | 161 | 34000
NE-HVAC-airAC-SpltPkg-240to759kBtuh-10p8eer | DEER2017 | D17 v2 |  | Any | Asm | 2003 | CZ05 | cDXGF | Cap-Tons | 110 | 34000 | None | 70 | 0.0497 | 0 | 70 | 0.0497 | 0 | 70 | 0.0497 | 0 | 70 | 0.0497 | 0 | DEER:HVAC_Split-Package_AC | Annual | 1719 | 70 | 0.0497 | 0 | 70 | 0.0497 | 0 | NE-HVAC-airAC-SpltPkg-240to759kBtuh-10p8eer_MZDEER2017AnyAsm2003CZ05cPVVG | #N/A | NE-HVAC-airAC-SpltPkg-240to759kBtuh-10p8eer_SZDEER2017AnyAsm2003CZ05cDXGF | 75509 |  | #N/A | #N/A | #N/A | 70 | 0.0497 | 0 | #N/A | #N/A | #N/A | 70 | 0.0497 | 0 | #N/A | #N/A | 110 | 34000
NE-HVAC-airAC-SpltPkg-240to759kBtuh-10p8eer | DEER2017 | D17 v2 |  | Any | Asm | 2003 | CZ06 | cDXGF | Cap-Tons | 173 | 34000 | None | 73.2 | 0.0636 | 0 | 73.2 | 0.0636 | 0 | 73.2 | 0.0636 | 0 | 73.2 | 0.0636 | 0 | DEER:HVAC_Split-Package_AC | Annual | 1719 | 73.2 | 0.0636 | 0 | 73.2 | 0.0636 | 0 | NE-HVAC-airAC-SpltPkg-240to759kBtuh-10p8eer_MZDEER2017AnyAsm2003CZ06cPVVG | #N/A | NE-HVAC-airAC-SpltPkg-240to759kBtuh-10p8eer_SZDEER2017AnyAsm2003CZ06cDXGF | 75510 |  | #N/A | #N/A | #N/A | 73.2 | 0.0636 | 0 | #N/A | #N/A | #N/A | 73.2 | 0.0636 | 0 | #N/A | #N/A | 173 | 34000
NE-HVAC-airAC-SpltPkg-240to759kBtuh-10p8eer | DEER2017 | D17 v2 |  | Any | Asm | 2003 | CZ07 | cDXGF | Cap-Tons | 130 | 34000 | None | 102 | 0.0775 | 0 | 102 | 0.0775 | 0 | 102 | 0.0775 | 0 | 102 | 0.0775 | 0 | DEER:HVAC_Split-Package_AC | Annual | 1719 | 102 | 0.0775 | 0 | 102 | 0.0775 | 0 | NE-HVAC-airAC-SpltPkg-240to759kBtuh-10p8eer_MZDEER2017AnyAsm2003CZ07cPVVG | #N/A | NE-HVAC-airAC-SpltPkg-240to759kBtuh-10p8eer_SZDEER2017AnyAsm2003CZ07cDXGF | 75511 |  | #N/A | #N/A | #N/A | 102 | 0.0775 | 0 | #N/A | #N/A | #N/A | 102 | 0.0775 | 0 | #N/A | #N/A | 130 | 34000
NE-HVAC-airAC-SpltPkg-240to759kBtuh-10p8eer | DEER2017 | D17 v2 |  | Any | Asm | 2003 | CZ08 | cDXGF | Cap-Tons | 160 | 34000 | None | 108 | 0.0867 | 0 | 108 | 0.0867 | 0 | 108 | 0.0867 | 0 | 108 | 0.0867 | 0 | DEER:HVAC_Split-Package_AC | Annual | 1719 | 108 | 0.0867 | 0 | 108 | 0.0867 | 0 | NE-HVAC-airAC-SpltPkg-240to759kBtuh-10p8eer_MZDEER2017AnyAsm2003CZ08cPVVG | #N/A | NE-HVAC-airAC-SpltPkg-240to759kBtuh-10p8eer_SZDEER2017AnyAsm2003CZ08cDXGF | 75512 |  | #N/A | #N/A | #N/A | 108 | 0.0867 | 0 | #N/A | #N/A | #N/A | 108 | 0.0867 | 0 | #N/A | #N/A | 160 | 34000
NE-HVAC-airAC-SpltPkg-240to759kBtuh-10p8eer | DEER2017 | D17 v2 |  | Any | Asm | 2003 | CZ09 | cDXGF | Cap-Tons | 229 | 34000 | None | 82.8 | 0.107 | 0 | 82.8 | 0.107 | 0 | 82.8 | 0.107 | 0 | 82.8 | 0.107 | 0 | DEER:HVAC_Split-Package_AC | Annual | 1719 | 82.8 | 0.107 | 0 | 82.8 | 0.107 | 0 | NE-HVAC-airAC-SpltPkg-240to759kBtuh-10p8eer_MZDEER2017AnyAsm2003CZ09cPVVG | #N/A | NE-HVAC-airAC-SpltPkg-240to759kBtuh-10p8eer_SZDEER2017AnyAsm2003CZ09cDXGF | 75513 |  | #N/A | #N/A | #N/A | 82.8 | 0.107 | 0 | #N/A | #N/A | #N/A | 82.8 | 0.107 | 0 | #N/A | #N/A | 229 | 34000
NE-HVAC-airAC-SpltPkg-240to759kBtuh-10p8eer | DEER2017 | D17 v2 |  | Any | Asm | 2003 | CZ10 | cDXGF | Cap-Tons | 208 | 34000 | None | 102 | 0.117 | 0 | 102 | 0.117 | 0 | 102 | 0.117 | 0 | 102 | 0.117 | 0 | DEER:HVAC_Split-Package_AC | Annual | 1719 | 102 | 0.117 | 0 | 102 | 0.117 | 0 | NE-HVAC-airAC-SpltPkg-240to759kBtuh-10p8eer_MZDEER2017AnyAsm2003CZ10cPVVG | #N/A | NE-HVAC-airAC-SpltPkg-240to759kBtuh-10p8eer_SZDEER2017AnyAsm2003CZ10cDXGF | 75514 |  | #N/A | #N/A | #N/A | 102 | 0.117 | 0 | #N/A | #N/A | #N/A | 102 | 0.117 | 0 | #N/A | #N/A | 208 | 34000
NE-HVAC-airAC-SpltPkg-240to759kBtuh-10p8eer | DEER2017 | D17 v2 |  | Any | Asm | 2003 | CZ11 | cDXGF | Cap-Tons | 217 | 34000 | None | 107 | 0.1 | 0 | 107 | 0.1 | 0 | 107 | 0.1 | 0 | 107 | 0.1 | 0 | DEER:HVAC_Split-Package_AC | Annual | 1719 | 107 | 0.1 | 0 | 107 | 0.1 | 0 | NE-HVAC-airAC-SpltPkg-240to759kBtuh-10p8eer_MZDEER2017AnyAsm2003CZ11cPVVG | #N/A | NE-HVAC-airAC-SpltPkg-240to759kBtuh-10p8eer_SZDEER2017AnyAsm2003CZ11cDXGF | 75515 |  | #N/A | #N/A | #N/A | 107 | 0.1 | 0 | #N/A | #N/A | #N/A | 107 | 0.1 | 0 | #N/A | #N/A | 217 | 34000
NE-HVAC-airAC-SpltPkg-240to759kBtuh-10p8eer | DEER2017 | D17 v2 |  | Any | Asm | 2003 | CZ12 | cDXGF | Cap-Tons | 219 | 34000 | None | 81.3 | 0.094 | 0 | 81.3 | 0.094 | 0 | 81.3 | 0.094 | 0 | 81.3 | 0.094 | 0 | DEER:HVAC_Split-Package_AC | Annual | 1719 | 81.3 | 0.094 | 0 | 81.3 | 0.094 | 0 | NE-HVAC-airAC-SpltPkg-240to759kBtuh-10p8eer_MZDEER2017AnyAsm2003CZ12cPVVG | #N/A | NE-HVAC-airAC-SpltPkg-240to759kBtuh-10p8eer_SZDEER2017AnyAsm2003CZ12cDXGF | 75516 |  | #N/A | #N/A | #N/A | 81.3 | 0.094 | 0 | #N/A | #N/A | #N/A | 81.3 | 0.094 | 0 | #N/A | #N/A | 219 | 34000
NE-HVAC-airAC-SpltPkg-240to759kBtuh-10p8eer | DEER2017 | D17 v2 |  | Any | Asm | 2003 | CZ13 | cDXGF | Cap-Tons | 216 | 34000 | None | 114 | 0.1 | 0 | 114 | 0.1 | 0 | 114 | 0.1 | 0 | 114 | 0.1 | 0 | DEER:HVAC_Split-Package_AC | Annual | 1719 | 114 | 0.1 | 0 | 114 | 0.1 | 0 | NE-HVAC-airAC-SpltPkg-240to759kBtuh-10p8eer_MZDEER2017AnyAsm2003CZ13cPVVG | #N/A | NE-HVAC-airAC-SpltPkg-240to759kBtuh-10p8eer_SZDEER2017AnyAsm2003CZ13cDXGF | 75517 |  | #N/A | #N/A | #N/A | 114 | 0.1 | 0 | #N/A | #N/A | #N/A | 114 | 0.1 | 0 | #N/A | #N/A | 216 | 34000
NE-HVAC-airAC-SpltPkg-240to759kBtuh-10p8eer | DEER2017 | D17 v2 |  | Any | Asm | 2003 | CZ14 | cDXGF | Cap-Tons | 170 | 34000 | None | 136 | 0.118 | 0 | 136 | 0.118 | 0 | 136 | 0.118 | 0 | 136 | 0.118 | 0 | DEER:HVAC_Split-Package_AC | Annual | 1719 | 136 | 0.118 | 0 | 136 | 0.118 | 0 | NE-HVAC-airAC-SpltPkg-240to759kBtuh-10p8eer_MZDEER2017AnyAsm2003CZ14cPVVG | #N/A | NE-HVAC-airAC-SpltPkg-240to759kBtuh-10p8eer_SZDEER2017AnyAsm2003CZ14cDXGF | 75518 |  | #N/A | #N/A | #N/A | 136 | 0.118 | 0 | #N/A | #N/A | #N/A | 136 | 0.118 | 0 | #N/A | #N/A | 170 | 34000
NE-HVAC-airAC-SpltPkg-240to759kBtuh-10p8eer | DEER2017 | D17 v2 |  | Any | Asm | 2003 | CZ15 | cDXGF | Cap-Tons | 230 | 34000 | None | 210 | 0.117 | 0 | 210 | 0.117 | 0 | 210 | 0.117 | 0 | 210 | 0.117 | 0 | DEER:HVAC_Split-Package_AC | Annual | 1719 | 210 | 0.117 | 0 | 210 | 0.117 | 0 | NE-HVAC-airAC-SpltPkg-240to759kBtuh-10p8eer_MZDEER2017AnyAsm2003CZ15cPVVG | #N/A | NE-HVAC-airAC-SpltPkg-240to759kBtuh-10p8eer_SZDEER2017AnyAsm2003CZ15cDXGF | 75519 |  | #N/A | #N/A | #N/A | 210 | 0.117 | 0 | #N/A | #N/A | #N/A | 210 | 0.117 | 0 | #N/A | #N/A | 230 | 34000
NE-HVAC-airAC-SpltPkg-240to759kBtuh-10p8eer | DEER2017 | D17 v2 |  | Any | Asm | 2003 | CZ16 | cDXGF | Cap-Tons | 129 | 34000 | None | 54.6 | 0.0644 | 0 | 54.6 | 0.0644 | 0 | 54.6 | 0.0644 | 0 | 54.6 | 0.0644 | 0 | DEER:HVAC_Split-Package_AC | Annual | 1719 | 54.6 | 0.0644 | 0 | 54.6 | 0.0644 | 0 | NE-HVAC-airAC-SpltPkg-240to759kBtuh-10p8eer_MZDEER2017AnyAsm2003CZ16cPVVG | #N/A | NE-HVAC-airAC-SpltPkg-240to759kBtuh-10p8eer_SZDEER2017AnyAsm2003CZ16cDXGF | 75520 |  | #N/A | #N/A | #N/A | 54.6 | 0.0644 | 0 | #N/A | #N/A | #N/A | 54.6 | 0.0644 | 0 | #N/A | #N/A | 129 | 34000
NE-HVAC-airAC-SpltPkg-240to759kBtuh-10p8eer | DEER2017 | D17 v2 |  | Any | Asm | 2007 | CZ01 | cDXGF | Cap-Tons | 96.9 | 34000 | None | 30.4 | 0.0348 | 0 | 30.4 | 0.0348 | 0 | 30.4 | 0.0348 | 0 | 30.4 | 0.0348 | 0 | DEER:HVAC_Split-Package_AC | Annual | 1719 | 30.4 | 0.0348 | 0 | 30.4 | 0.0348 | 0 | NE-HVAC-airAC-SpltPkg-240to759kBtuh-10p8eer_MZDEER2017AnyAsm2007CZ01cPVVG | #N/A | NE-HVAC-airAC-SpltPkg-240to759kBtuh-10p8eer_SZDEER2017AnyAsm2007CZ01cDXGF | 96865 |  | #N/A | #N/A | #N/A | 30.4 | 0.0348 | 0 | #N/A | #N/A | #N/A | 30.4 | 0.0348 | 0 | #N/A | #N/A | 96.9 | 34000
NE-HVAC-airAC-SpltPkg-240to759kBtuh-10p8eer | DEER2017 | D17 v2 |  | Any | Asm | 2007 | CZ02 | cDXGF | Cap-Tons | 181 | 34000 | None | 62.1 | 0.0985 | 0 | 62.1 | 0.0985 | 0 | 62.1 | 0.0985 | 0 | 62.1 | 0.0985 | 0 | DEER:HVAC_Split-Package_AC | Annual | 1719 | 62.1 | 0.0985 | 0 | 62.1 | 0.0985 | 0 | NE-HVAC-airAC-SpltPkg-240to759kBtuh-10p8eer_MZDEER2017AnyAsm2007CZ02cPVVG | #N/A | NE-HVAC-airAC-SpltPkg-240to759kBtuh-10p8eer_SZDEER2017AnyAsm2007CZ02cDXGF | 96866 |  | #N/A | #N/A | #N/A | 62.1 | 0.0985 | 0 | #N/A | #N/A | #N/A | 62.1 | 0.0985 | 0 | #N/A | #N/A | 181 | 34000
NE-HVAC-airAC-SpltPkg-240to759kBtuh-10p8eer | DEER2017 | D17 v2 |  | Any | Asm | 2007 | CZ03 | cDXGF | Cap-Tons | 121 | 34000 | None | 56.6 | 0.0721 | 0 | 56.6 | 0.0721 | 0 | 56.6 | 0.0721 | 0 | 56.6 | 0.0721 | 0 | DEER:HVAC_Split-Package_AC | Annual | 1719 | 56.6 | 0.0721 | 0 | 56.6 | 0.0721 | 0 | NE-HVAC-airAC-SpltPkg-240to759kBtuh-10p8eer_MZDEER2017AnyAsm2007CZ03cPVVG | #N/A | NE-HVAC-airAC-SpltPkg-240to759kBtuh-10p8eer_SZDEER2017AnyAsm2007CZ03cDXGF | 96867 |  | #N/A | #N/A | #N/A | 56.6 | 0.0721 | 0 | #N/A | #N/A | #N/A | 56.6 | 0.0721 | 0 | #N/A | #N/A | 121 | 34000
NE-HVAC-airAC-SpltPkg-240to759kBtuh-10p8eer | DEER2017 | D17 v2 |  | Any | Asm | 2007 | CZ04 | cDXGF | Cap-Tons | 161 | 34000 | None | 77.8 | 0.0917 | 0 | 77.8 | 0.0917 | 0 | 77.8 | 0.0917 | 0 | 77.8 | 0.0917 | 0 | DEER:HVAC_Split-Package_AC | Annual | 1719 | 77.8 | 0.0917 | 0 | 77.8 | 0.0917 | 0 | NE-HVAC-airAC-SpltPkg-240to759kBtuh-10p8eer_MZDEER2017AnyAsm2007CZ04cPVVG | #N/A | NE-HVAC-airAC-SpltPkg-240to759kBtuh-10p8eer_SZDEER2017AnyAsm2007CZ04cDXGF | 96868 |  | #N/A | #N/A | #N/A | 77.8 | 0.0917 | 0 | #N/A | #N/A | #N/A | 77.8 | 0.0917 | 0 | #N/A | #N/A | 161 | 34000
NE-HVAC-airAC-SpltPkg-240to759kBtuh-10p8eer | DEER2017 | D17 v2 |  | Any | Asm | 2007 | CZ05 | cDXGF | Cap-Tons | 110 | 34000 | None | 69.2 | 0.0495 | 0 | 69.2 | 0.0495 | 0 | 69.2 | 0.0495 | 0 | 69.2 | 0.0495 | 0 | DEER:HVAC_Split-Package_AC | Annual | 1719 | 69.2 | 0.0495 | 0 | 69.2 | 0.0495 | 0 | NE-HVAC-airAC-SpltPkg-240to759kBtuh-10p8eer_MZDEER2017AnyAsm2007CZ05cPVVG | #N/A | NE-HVAC-airAC-SpltPkg-240to759kBtuh-10p8eer_SZDEER2017AnyAsm2007CZ05cDXGF | 96869 |  | #N/A | #N/A | #N/A | 69.2 | 0.0495 | 0 | #N/A | #N/A | #N/A | 69.2 | 0.0495 | 0 | #N/A | #N/A | 110 | 34000
NE-HVAC-airAC-SpltPkg-240to759kBtuh-10p8eer | DEER2017 | D17 v2 |  | Any | Asm | 2007 | CZ06 | cDXGF | Cap-Tons | 173 | 34000 | None | 72.7 | 0.0634 | 0 | 72.7 | 0.0634 | 0 | 72.7 | 0.0634 | 0 | 72.7 | 0.0634 | 0 | DEER:HVAC_Split-Package_AC | Annual | 1719 | 72.7 | 0.0634 | 0 | 72.7 | 0.0634 | 0 | NE-HVAC-airAC-SpltPkg-240to759kBtuh-10p8eer_MZDEER2017AnyAsm2007CZ06cPVVG | #N/A | NE-HVAC-airAC-SpltPkg-240to759kBtuh-10p8eer_SZDEER2017AnyAsm2007CZ06cDXGF | 96870 |  | #N/A | #N/A | #N/A | 72.7 | 0.0634 | 0 | #N/A | #N/A | #N/A | 72.7 | 0.0634 | 0 | #N/A | #N/A | 173 | 34000
NE-HVAC-airAC-SpltPkg-240to759kBtuh-10p8eer | DEER2017 | D17 v2 |  | Any | Asm | 2007 | CZ07 | cDXGF | Cap-Tons | 130 | 34000 | None | 101 | 0.0772 | 0 | 101 | 0.0772 | 0 | 101 | 0.0772 | 0 | 101 | 0.0772 | 0 | DEER:HVAC_Split-Package_AC | Annual | 1719 | 101 | 0.0772 | 0 | 101 | 0.0772 | 0 | NE-HVAC-airAC-SpltPkg-240to759kBtuh-10p8eer_MZDEER2017AnyAsm2007CZ07cPVVG | #N/A | NE-HVAC-airAC-SpltPkg-240to759kBtuh-10p8eer_SZDEER2017AnyAsm2007CZ07cDXGF | 96871 |  | #N/A | #N/A | #N/A | 101 | 0.0772 | 0 | #N/A | #N/A | #N/A | 101 | 0.0772 | 0 | #N/A | #N/A | 130 | 34000
NE-HVAC-airAC-SpltPkg-240to759kBtuh-10p8eer | DEER2017 | D17 v2 |  | Any | Asm | 2007 | CZ08 | cDXGF | Cap-Tons | 160 | 34000 | None | 108 | 0.0865 | 0 | 108 | 0.0865 | 0 | 108 | 0.0865 | 0 | 108 | 0.0865 | 0 | DEER:HVAC_Split-Package_AC | Annual | 1719 | 108 | 0.0865 | 0 | 108 | 0.0865 | 0 | NE-HVAC-airAC-SpltPkg-240to759kBtuh-10p8eer_MZDEER2017AnyAsm2007CZ08cPVVG | #N/A | NE-HVAC-airAC-SpltPkg-240to759kBtuh-10p8eer_SZDEER2017AnyAsm2007CZ08cDXGF | 96872 |  | #N/A | #N/A | #N/A | 108 | 0.0865 | 0 | #N/A | #N/A | #N/A | 108 | 0.0865 | 0 | #N/A | #N/A | 160 | 34000
NE-HVAC-airAC-SpltPkg-240to759kBtuh-10p8eer | DEER2017 | D17 v2 |  | Any | Asm | 2007 | CZ09 | cDXGF | Cap-Tons | 229 | 34000 | None | 82.5 | 0.107 | 0 | 82.5 | 0.107 | 0 | 82.5 | 0.107 | 0 | 82.5 | 0.107 | 0 | DEER:HVAC_Split-Package_AC | Annual | 1719 | 82.5 | 0.107 | 0 | 82.5 | 0.107 | 0 | NE-HVAC-airAC-SpltPkg-240to759kBtuh-10p8eer_MZDEER2017AnyAsm2007CZ09cPVVG | #N/A | NE-HVAC-airAC-SpltPkg-240to759kBtuh-10p8eer_SZDEER2017AnyAsm2007CZ09cDXGF | 96873 |  | #N/A | #N/A | #N/A | 82.5 | 0.107 | 0 | #N/A | #N/A | #N/A | 82.5 | 0.107 | 0 | #N/A | #N/A | 229 | 34000
NE-HVAC-airAC-SpltPkg-240to759kBtuh-10p8eer | DEER2017 | D17 v2 |  | Any | Asm | 2007 | CZ10 | cDXGF | Cap-Tons | 208 | 34000 | None | 102 | 0.116 | 0 | 102 | 0.116 | 0 | 102 | 0.116 | 0 | 102 | 0.116 | 0 | DEER:HVAC_Split-Package_AC | Annual | 1719 | 102 | 0.116 | 0 | 102 | 0.116 | 0 | NE-HVAC-airAC-SpltPkg-240to759kBtuh-10p8eer_MZDEER2017AnyAsm2007CZ10cPVVG | #N/A | NE-HVAC-airAC-SpltPkg-240to759kBtuh-10p8eer_SZDEER2017AnyAsm2007CZ10cDXGF | 96874 |  | #N/A | #N/A | #N/A | 102 | 0.116 | 0 | #N/A | #N/A | #N/A | 102 | 0.116 | 0 | #N/A | #N/A | 208 | 34000
NE-HVAC-airAC-SpltPkg-240to759kBtuh-10p8eer | DEER2017 | D17 v2 |  | Any | Asm | 2007 | CZ11 | cDXGF | Cap-Tons | 217 | 34000 | None | 107 | 0.1 | 0 | 107 | 0.1 | 0 | 107 | 0.1 | 0 | 107 | 0.1 | 0 | DEER:HVAC_Split-Package_AC | Annual | 1719 | 107 | 0.1 | 0 | 107 | 0.1 | 0 | NE-HVAC-airAC-SpltPkg-240to759kBtuh-10p8eer_MZDEER2017AnyAsm2007CZ11cPVVG | #N/A | NE-HVAC-airAC-SpltPkg-240to759kBtuh-10p8eer_SZDEER2017AnyAsm2007CZ11cDXGF | 96875 |  | #N/A | #N/A | #N/A | 107 | 0.1 | 0 | #N/A | #N/A | #N/A | 107 | 0.1 | 0 | #N/A | #N/A | 217 | 34000
NE-HVAC-airAC-SpltPkg-240to759kBtuh-10p8eer | DEER2017 | D17 v2 |  | Any | Asm | 2007 | CZ12 | cDXGF | Cap-Tons | 218 | 34000 | None | 81.1 | 0.0939 | 0 | 81.1 | 0.0939 | 0 | 81.1 | 0.0939 | 0 | 81.1 | 0.0939 | 0 | DEER:HVAC_Split-Package_AC | Annual | 1719 | 81.1 | 0.0939 | 0 | 81.1 | 0.0939 | 0 | NE-HVAC-airAC-SpltPkg-240to759kBtuh-10p8eer_MZDEER2017AnyAsm2007CZ12cPVVG | #N/A | NE-HVAC-airAC-SpltPkg-240to759kBtuh-10p8eer_SZDEER2017AnyAsm2007CZ12cDXGF | 96876 |  | #N/A | #N/A | #N/A | 81.1 | 0.0939 | 0 | #N/A | #N/A | #N/A | 81.1 | 0.0939 | 0 | #N/A | #N/A | 218 | 34000
NE-HVAC-airAC-SpltPkg-240to759kBtuh-10p8eer | DEER2017 | D17 v2 |  | Any | Asm | 2007 | CZ13 | cDXGF | Cap-Tons | 216 | 34000 | None | 113 | 0.1 | 0 | 113 | 0.1 | 0 | 113 | 0.1 | 0 | 113 | 0.1 | 0 | DEER:HVAC_Split-Package_AC | Annual | 1719 | 113 | 0.1 | 0 | 113 | 0.1 | 0 | NE-HVAC-airAC-SpltPkg-240to759kBtuh-10p8eer_MZDEER2017AnyAsm2007CZ13cPVVG | #N/A | NE-HVAC-airAC-SpltPkg-240to759kBtuh-10p8eer_SZDEER2017AnyAsm2007CZ13cDXGF | 96877 |  | #N/A | #N/A | #N/A | 113 | 0.1 | 0 | #N/A | #N/A | #N/A | 113 | 0.1 | 0 | #N/A | #N/A | 216 | 34000
NE-HVAC-airAC-SpltPkg-240to759kBtuh-10p8eer | DEER2017 | D17 v2 |  | Any | Asm | 2007 | CZ14 | cDXGF | Cap-Tons | 170 | 34000 | None | 135 | 0.118 | 0 | 135 | 0.118 | 0 | 135 | 0.118 | 0 | 135 | 0.118 | 0 | DEER:HVAC_Split-Package_AC | Annual | 1719 | 135 | 0.118 | 0 | 135 | 0.118 | 0 | NE-HVAC-airAC-SpltPkg-240to759kBtuh-10p8eer_MZDEER2017AnyAsm2007CZ14cPVVG | #N/A | NE-HVAC-airAC-SpltPkg-240to759kBtuh-10p8eer_SZDEER2017AnyAsm2007CZ14cDXGF | 96878 |  | #N/A | #N/A | #N/A | 135 | 0.118 | 0 | #N/A | #N/A | #N/A | 135 | 0.118 | 0 | #N/A | #N/A | 170 | 34000
NE-HVAC-airAC-SpltPkg-240to759kBtuh-10p8eer | DEER2017 | D17 v2 |  | Any | Asm | 2007 | CZ15 | cDXGF | Cap-Tons | 230 | 34000 | None | 210 | 0.117 | 0 | 210 | 0.117 | 0 | 210 | 0.117 | 0 | 210 | 0.117 | 0 | DEER:HVAC_Split-Package_AC | Annual | 1719 | 210 | 0.117 | 0 | 210 | 0.117 | 0 | NE-HVAC-airAC-SpltPkg-240to759kBtuh-10p8eer_MZDEER2017AnyAsm2007CZ15cPVVG | #N/A | NE-HVAC-airAC-SpltPkg-240to759kBtuh-10p8eer_SZDEER2017AnyAsm2007CZ15cDXGF | 96879 |  | #N/A | #N/A | #N/A | 210 | 0.117 | 0 | #N/A | #N/A | #N/A | 210 | 0.117 | 0 | #N/A | #N/A | 230 | 34000
NE-HVAC-airAC-SpltPkg-240to759kBtuh-10p8eer | DEER2017 | D17 v2 |  | Any | Asm | 2007 | CZ16 | cDXGF | Cap-Tons | 129 | 34000 | None | 54.2 | 0.0642 | 0 | 54.2 | 0.0642 | 0 | 54.2 | 0.0642 | 0 | 54.2 | 0.0642 | 0 | DEER:HVAC_Split-Package_AC | Annual | 1719 | 54.2 | 0.0642 | 0 | 54.2 | 0.0642 | 0 | NE-HVAC-airAC-SpltPkg-240to759kBtuh-10p8eer_MZDEER2017AnyAsm2007CZ16cPVVG | #N/A | NE-HVAC-airAC-SpltPkg-240to759kBtuh-10p8eer_SZDEER2017AnyAsm2007CZ16cDXGF | 96880 |  | #N/A | #N/A | #N/A | 54.2 | 0.0642 | 0 | #N/A | #N/A | #N/A | 54.2 | 0.0642 | 0 | #N/A | #N/A | 129 | 34000
NE-HVAC-airAC-SpltPkg-240to759kBtuh-10p8eer | DEER2017 | D17 v2 |  | Any | Asm | 2011 | CZ01 | cDXGF | Cap-Tons | 96.4 | 34000 | None | 409 | 0.0817 | 86.5 | 30.9 | 0.0348 | 0 | 409 | 0.0817 | 86.5 | 30.9 | 0.0348 | 0 | DEER:HVAC_Split-Package_AC | Annual | 1719 | 409 | 0.0817 | 86.5 | 30.9 | 0.0348 | 0 | NE-HVAC-airAC-SpltPkg-240to759kBtuh-10p8eer_MZDEER2017AnyAsm2011CZ01cPVVG | #N/A | NE-HVAC-airAC-SpltPkg-240to759kBtuh-10p8eer_SZDEER2017AnyAsm2011CZ01cDXGF | 118225 |  | #N/A | #N/A | #N/A | 409 | 0.0817 | 86.5 | #N/A | #N/A | #N/A | 30.9 | 0.0348 | 0 | #N/A | #N/A | 96.4 | 34000
NE-HVAC-airAC-SpltPkg-240to759kBtuh-10p8eer | DEER2017 | D17 v2 |  | Any | Asm | 2011 | CZ02 | cDXGF | Cap-Tons | 180 | 34000 | None | 569 | 0.228 | -3.04 | 61.7 | 0.0979 | 0 | 569 | 0.228 | -3.04 | 61.7 | 0.0979 | 0 | DEER:HVAC_Split-Package_AC | Annual | 1719 | 569 | 0.228 | -3.04 | 61.7 | 0.0979 | 0 | NE-HVAC-airAC-SpltPkg-240to759kBtuh-10p8eer_MZDEER2017AnyAsm2011CZ02cPVVG | #N/A | NE-HVAC-airAC-SpltPkg-240to759kBtuh-10p8eer_SZDEER2017AnyAsm2011CZ02cDXGF | 118226 |  | #N/A | #N/A | #N/A | 569 | 0.228 | -3.04 | #N/A | #N/A | #N/A | 61.7 | 0.0979 | 0 | #N/A | #N/A | 180 | 34000
NE-HVAC-airAC-SpltPkg-240to759kBtuh-10p8eer | DEER2017 | D17 v2 |  | Any | Asm | 2011 | CZ03 | cDXGF | Cap-Tons | 120 | 34000 | None | 496 | 0.253 | 52.9 | 57 | 0.0715 | 0 | 496 | 0.253 | 52.9 | 57 | 0.0715 | 0 | DEER:HVAC_Split-Package_AC | Annual | 1719 | 496 | 0.253 | 52.9 | 57 | 0.0715 | 0 | NE-HVAC-airAC-SpltPkg-240to759kBtuh-10p8eer_MZDEER2017AnyAsm2011CZ03cPVVG | #N/A | NE-HVAC-airAC-SpltPkg-240to759kBtuh-10p8eer_SZDEER2017AnyAsm2011CZ03cDXGF | 118227 |  | #N/A | #N/A | #N/A | 496 | 0.253 | 52.9 | #N/A | #N/A | #N/A | 57 | 0.0715 | 0 | #N/A | #N/A | 120 | 34000
NE-HVAC-airAC-SpltPkg-240to759kBtuh-10p8eer | DEER2017 | D17 v2 |  | Any | Asm | 2011 | CZ04 | cDXGF | Cap-Tons | 161 | 34000 | None | 641 | 0.27 | 12.5 | 77.4 | 0.091 | 0 | 641 | 0.27 | 12.5 | 77.4 | 0.091 | 0 | DEER:HVAC_Split-Package_AC | Annual | 1719 | 641 | 0.27 | 12.5 | 77.4 | 0.091 | 0 | NE-HVAC-airAC-SpltPkg-240to759kBtuh-10p8eer_MZDEER2017AnyAsm2011CZ04cPVVG | #N/A | NE-HVAC-airAC-SpltPkg-240to759kBtuh-10p8eer_SZDEER2017AnyAsm2011CZ04cDXGF | 118228 |  | #N/A | #N/A | #N/A | 641 | 0.27 | 12.5 | #N/A | #N/A | #N/A | 77.4 | 0.091 | 0 | #N/A | #N/A | 161 | 34000
NE-HVAC-airAC-SpltPkg-240to759kBtuh-10p8eer | DEER2017 | D17 v2 |  | Any | Asm | 2011 | CZ05 | cDXGF | Cap-Tons | 109 | 34000 | None | 469 | 0.261 | 44.7 | 69.4 | 0.0495 | 0 | 469 | 0.261 | 44.7 | 69.4 | 0.0495 | 0 | DEER:HVAC_Split-Package_AC | Annual | 1719 | 469 | 0.261 | 44.7 | 69.4 | 0.0495 | 0 | NE-HVAC-airAC-SpltPkg-240to759kBtuh-10p8eer_MZDEER2017AnyAsm2011CZ05cPVVG | #N/A | NE-HVAC-airAC-SpltPkg-240to759kBtuh-10p8eer_SZDEER2017AnyAsm2011CZ05cDXGF | 118229 |  | #N/A | #N/A | #N/A | 469 | 0.261 | 44.7 | #N/A | #N/A | #N/A | 69.4 | 0.0495 | 0 | #N/A | #N/A | 109 | 34000
NE-HVAC-airAC-SpltPkg-240to759kBtuh-10p8eer | DEER2017 | D17 v2 |  | Any | Asm | 2011 | CZ06 | cDXGF | Cap-Tons | 172 | 34000 | None | 551 | 0.224 | 2.98 | 72.7 | 0.0633 | 0 | 551 | 0.224 | 2.98 | 72.7 | 0.0633 | 0 | DEER:HVAC_Split-Package_AC | Annual | 1719 | 551 | 0.224 | 2.98 | 72.7 | 0.0633 | 0 | NE-HVAC-airAC-SpltPkg-240to759kBtuh-10p8eer_MZDEER2017AnyAsm2011CZ06cPVVG | #N/A | NE-HVAC-airAC-SpltPkg-240to759kBtuh-10p8eer_SZDEER2017AnyAsm2011CZ06cDXGF | 118230 |  | #N/A | #N/A | #N/A | 551 | 0.224 | 2.98 | #N/A | #N/A | #N/A | 72.7 | 0.0633 | 0 | #N/A | #N/A | 172 | 34000
NE-HVAC-airAC-SpltPkg-240to759kBtuh-10p8eer | DEER2017 | D17 v2 |  | Any | Asm | 2011 | CZ07 | cDXGF | Cap-Tons | 129 | 34000 | None | 469 | 0.181 | 18.9 | 101 | 0.0766 | 0 | 469 | 0.181 | 18.9 | 101 | 0.0766 | 0 | DEER:HVAC_Split-Package_AC | Annual | 1719 | 469 | 0.181 | 18.9 | 101 | 0.0766 | 0 | NE-HVAC-airAC-SpltPkg-240to759kBtuh-10p8eer_MZDEER2017AnyAsm2011CZ07cPVVG | #N/A | NE-HVAC-airAC-SpltPkg-240to759kBtuh-10p8eer_SZDEER2017AnyAsm2011CZ07cDXGF | 118231 |  | #N/A | #N/A | #N/A | 469 | 0.181 | 18.9 | #N/A | #N/A | #N/A | 101 | 0.0766 | 0 | #N/A | #N/A | 129 | 34000
NE-HVAC-airAC-SpltPkg-240to759kBtuh-10p8eer | DEER2017 | D17 v2 |  | Any | Asm | 2011 | CZ08 | cDXGF | Cap-Tons | 159 | 34000 | None | 638 | 0.232 | 8.19 | 107 | 0.086 | 0 | 638 | 0.232 | 8.19 | 107 | 0.086 | 0 | DEER:HVAC_Split-Package_AC | Annual | 1719 | 638 | 0.232 | 8.19 | 107 | 0.086 | 0 | NE-HVAC-airAC-SpltPkg-240to759kBtuh-10p8eer_MZDEER2017AnyAsm2011CZ08cPVVG | #N/A | NE-HVAC-airAC-SpltPkg-240to759kBtuh-10p8eer_SZDEER2017AnyAsm2011CZ08cDXGF | 118232 |  | #N/A | #N/A | #N/A | 638 | 0.232 | 8.19 | #N/A | #N/A | #N/A | 107 | 0.086 | 0 | #N/A | #N/A | 159 | 34000
NE-HVAC-airAC-SpltPkg-240to759kBtuh-10p8eer | DEER2017 | D17 v2 |  | Any | Asm | 2011 | CZ09 | cDXGF | Cap-Tons | 228 | 34000 | None | 643 | 0.229 | -2.31 | 81.5 | 0.106 | 0 | 643 | 0.229 | -2.31 | 81.5 | 0.106 | 0 | DEER:HVAC_Split-Package_AC | Annual | 1719 | 643 | 0.229 | -2.31 | 81.5 | 0.106 | 0 | NE-HVAC-airAC-SpltPkg-240to759kBtuh-10p8eer_MZDEER2017AnyAsm2011CZ09cPVVG | #N/A | NE-HVAC-airAC-SpltPkg-240to759kBtuh-10p8eer_SZDEER2017AnyAsm2011CZ09cDXGF | 118233 |  | #N/A | #N/A | #N/A | 643 | 0.229 | -2.31 | #N/A | #N/A | #N/A | 81.5 | 0.106 | 0 | #N/A | #N/A | 228 | 34000
NE-HVAC-airAC-SpltPkg-240to759kBtuh-10p8eer | DEER2017 | D17 v2 |  | Any | Asm | 2011 | CZ10 | cDXGF | Cap-Tons | 207 | 34000 | None | 663 | 0.226 | -2.18 | 101 | 0.116 | 0 | 663 | 0.226 | -2.18 | 101 | 0.116 | 0 | DEER:HVAC_Split-Package_AC | Annual | 1719 | 663 | 0.226 | -2.18 | 101 | 0.116 | 0 | NE-HVAC-airAC-SpltPkg-240to759kBtuh-10p8eer_MZDEER2017AnyAsm2011CZ10cPVVG | #N/A | NE-HVAC-airAC-SpltPkg-240to759kBtuh-10p8eer_SZDEER2017AnyAsm2011CZ10cDXGF | 118234 |  | #N/A | #N/A | #N/A | 663 | 0.226 | -2.18 | #N/A | #N/A | #N/A | 101 | 0.116 | 0 | #N/A | #N/A | 207 | 34000
NE-HVAC-airAC-SpltPkg-240to759kBtuh-10p8eer | DEER2017 | D17 v2 |  | Any | Asm | 2011 | CZ11 | cDXGF | Cap-Tons | 216 | 34000 | None | 668 | 0.235 | -6.72 | 106 | 0.0995 | 0 | 668 | 0.235 | -6.72 | 106 | 0.0995 | 0 | DEER:HVAC_Split-Package_AC | Annual | 1719 | 668 | 0.235 | -6.72 | 106 | 0.0995 | 0 | NE-HVAC-airAC-SpltPkg-240to759kBtuh-10p8eer_MZDEER2017AnyAsm2011CZ11cPVVG | #N/A | NE-HVAC-airAC-SpltPkg-240to759kBtuh-10p8eer_SZDEER2017AnyAsm2011CZ11cDXGF | 118235 |  | #N/A | #N/A | #N/A | 668 | 0.235 | -6.72 | #N/A | #N/A | #N/A | 106 | 0.0995 | 0 | #N/A | #N/A | 216 | 34000
NE-HVAC-airAC-SpltPkg-240to759kBtuh-10p8eer | DEER2017 | D17 v2 |  | Any | Asm | 2011 | CZ12 | cDXGF | Cap-Tons | 218 | 34000 | None | 648 | 0.229 | -5.9 | 80.5 | 0.0934 | 0 | 648 | 0.229 | -5.9 | 80.5 | 0.0934 | 0 | DEER:HVAC_Split-Package_AC | Annual | 1719 | 648 | 0.229 | -5.9 | 80.5 | 0.0934 | 0 | NE-HVAC-airAC-SpltPkg-240to759kBtuh-10p8eer_MZDEER2017AnyAsm2011CZ12cPVVG | #N/A | NE-HVAC-airAC-SpltPkg-240to759kBtuh-10p8eer_SZDEER2017AnyAsm2011CZ12cDXGF | 118236 |  | #N/A | #N/A | #N/A | 648 | 0.229 | -5.9 | #N/A | #N/A | #N/A | 80.5 | 0.0934 | 0 | #N/A | #N/A | 218 | 34000
NE-HVAC-airAC-SpltPkg-240to759kBtuh-10p8eer | DEER2017 | D17 v2 |  | Any | Asm | 2011 | CZ13 | cDXGF | Cap-Tons | 214 | 34000 | None | 664 | 0.212 | -6.12 | 112 | 0.0995 | 0 | 664 | 0.212 | -6.12 | 112 | 0.0995 | 0 | DEER:HVAC_Split-Package_AC | Annual | 1719 | 664 | 0.212 | -6.12 | 112 | 0.0995 | 0 | NE-HVAC-airAC-SpltPkg-240to759kBtuh-10p8eer_MZDEER2017AnyAsm2011CZ13cPVVG | #N/A | NE-HVAC-airAC-SpltPkg-240to759kBtuh-10p8eer_SZDEER2017AnyAsm2011CZ13cDXGF | 118237 |  | #N/A | #N/A | #N/A | 664 | 0.212 | -6.12 | #N/A | #N/A | #N/A | 112 | 0.0995 | 0 | #N/A | #N/A | 214 | 34000
NE-HVAC-airAC-SpltPkg-240to759kBtuh-10p8eer | DEER2017 | D17 v2 |  | Any | Asm | 2011 | CZ14 | cDXGF | Cap-Tons | 169 | 34000 | None | 748 | 0.158 | 4.63 | 135 | 0.118 | 0 | 748 | 0.158 | 4.63 | 135 | 0.118 | 0 | DEER:HVAC_Split-Package_AC | Annual | 1719 | 748 | 0.158 | 4.63 | 135 | 0.118 | 0 | NE-HVAC-airAC-SpltPkg-240to759kBtuh-10p8eer_MZDEER2017AnyAsm2011CZ14cPVVG | #N/A | NE-HVAC-airAC-SpltPkg-240to759kBtuh-10p8eer_SZDEER2017AnyAsm2011CZ14cDXGF | 118238 |  | #N/A | #N/A | #N/A | 748 | 0.158 | 4.63 | #N/A | #N/A | #N/A | 135 | 0.118 | 0 | #N/A | #N/A | 169 | 34000
NE-HVAC-airAC-SpltPkg-240to759kBtuh-10p8eer | DEER2017 | D17 v2 |  | Any | Asm | 2011 | CZ15 | cDXGF | Cap-Tons | 228 | 34000 | None | 779 | 0.264 | -1.31 | 208 | 0.116 | 0 | 779 | 0.264 | -1.31 | 208 | 0.116 | 0 | DEER:HVAC_Split-Package_AC | Annual | 1719 | 779 | 0.264 | -1.31 | 208 | 0.116 | 0 | NE-HVAC-airAC-SpltPkg-240to759kBtuh-10p8eer_MZDEER2017AnyAsm2011CZ15cPVVG | #N/A | NE-HVAC-airAC-SpltPkg-240to759kBtuh-10p8eer_SZDEER2017AnyAsm2011CZ15cDXGF | 118239 |  | #N/A | #N/A | #N/A | 779 | 0.264 | -1.31 | #N/A | #N/A | #N/A | 208 | 0.116 | 0 | #N/A | #N/A | 228 | 34000
NE-HVAC-airAC-SpltPkg-240to759kBtuh-10p8eer | DEER2017 | D17 v2 |  | Any | Asm | 2011 | CZ16 | cDXGF | Cap-Tons | 127 | 34000 | None | 567 | 0.287 | 87.2 | 54.4 | 0.0614 | 0 | 567 | 0.287 | 87.2 | 54.4 | 0.0614 | 0 | DEER:HVAC_Split-Package_AC | Annual | 1719 | 567 | 0.287 | 87.2 | 54.4 | 0.0614 | 0 | NE-HVAC-airAC-SpltPkg-240to759kBtuh-10p8eer_MZDEER2017AnyAsm2011CZ16cPVVG | #N/A | NE-HVAC-airAC-SpltPkg-240to759kBtuh-10p8eer_SZDEER2017AnyAsm2011CZ16cDXGF | 118240 |  | #N/A | #N/A | #N/A | 567 | 0.287 | 87.2 | #N/A | #N/A | #N/A | 54.4 | 0.0614 | 0 | #N/A | #N/A | 127 | 34000
NE-HVAC-airAC-SpltPkg-240to759kBtuh-10p8eer | DEER2017 | D17 v2 |  | Any | Asm | 2014 | CZ01 | cDXGF | Cap-Tons | 95.5 | 34000 | None | 29.7 | 0.0336 | 0 | 29.7 | 0.0336 | 0 | 29.7 | 0.0336 | 0 | 29.7 | 0.0336 | 0 | DEER:HVAC_Split-Package_AC | Annual | 1719 | 29.7 | 0.0336 | 0 | 29.7 | 0.0336 | 0 | NE-HVAC-airAC-SpltPkg-240to759kBtuh-10p8eer_MZDEER2017AnyAsm2014CZ01cPVVG | #N/A | NE-HVAC-airAC-SpltPkg-240to759kBtuh-10p8eer_SZDEER2017AnyAsm2014CZ01cDXGF | 139585 |  | #N/A | #N/A | #N/A | 29.7 | 0.0336 | 0 | #N/A | #N/A | #N/A | 29.7 | 0.0336 | 0 | #N/A | #N/A | 95.5 | 34000
NE-HVAC-airAC-SpltPkg-240to759kBtuh-10p8eer | DEER2017 | D17 v2 |  | Any | Asm | 2014 | CZ02 | cDXGF | Cap-Tons | 179 | 34000 | None | 60.8 | 0.0975 | 0 | 60.8 | 0.0975 | 0 | 60.8 | 0.0975 | 0 | 60.8 | 0.0975 | 0 | DEER:HVAC_Split-Package_AC | Annual | 1719 | 60.8 | 0.0975 | 0 | 60.8 | 0.0975 | 0 | NE-HVAC-airAC-SpltPkg-240to759kBtuh-10p8eer_MZDEER2017AnyAsm2014CZ02cPVVG | #N/A | NE-HVAC-airAC-SpltPkg-240to759kBtuh-10p8eer_SZDEER2017AnyAsm2014CZ02cDXGF | 139586 |  | #N/A | #N/A | #N/A | 60.8 | 0.0975 | 0 | #N/A | #N/A | #N/A | 60.8 | 0.0975 | 0 | #N/A | #N/A | 179 | 34000
NE-HVAC-airAC-SpltPkg-240to759kBtuh-10p8eer | DEER2017 | D17 v2 |  | Any | Asm | 2014 | CZ03 | cDXGF | Cap-Tons | 117 | 34000 | None | 55.9 | 0.0686 | 0 | 55.9 | 0.0686 | 0 | 55.9 | 0.0686 | 0 | 55.9 | 0.0686 | 0 | DEER:HVAC_Split-Package_AC | Annual | 1719 | 55.9 | 0.0686 | 0 | 55.9 | 0.0686 | 0 | NE-HVAC-airAC-SpltPkg-240to759kBtuh-10p8eer_MZDEER2017AnyAsm2014CZ03cPVVG | #N/A | NE-HVAC-airAC-SpltPkg-240to759kBtuh-10p8eer_SZDEER2017AnyAsm2014CZ03cDXGF | 139587 |  | #N/A | #N/A | #N/A | 55.9 | 0.0686 | 0 | #N/A | #N/A | #N/A | 55.9 | 0.0686 | 0 | #N/A | #N/A | 117 | 34000
NE-HVAC-airAC-SpltPkg-240to759kBtuh-10p8eer | DEER2017 | D17 v2 |  | Any | Asm | 2014 | CZ04 | cDXGF | Cap-Tons | 158 | 34000 | None | 75.7 | 0.0875 | 0 | 75.7 | 0.0875 | 0 | 75.7 | 0.0875 | 0 | 75.7 | 0.0875 | 0 | DEER:HVAC_Split-Package_AC | Annual | 1719 | 75.7 | 0.0875 | 0 | 75.7 | 0.0875 | 0 | NE-HVAC-airAC-SpltPkg-240to759kBtuh-10p8eer_MZDEER2017AnyAsm2014CZ04cPVVG | #N/A | NE-HVAC-airAC-SpltPkg-240to759kBtuh-10p8eer_SZDEER2017AnyAsm2014CZ04cDXGF | 139588 |  | #N/A | #N/A | #N/A | 75.7 | 0.0875 | 0 | #N/A | #N/A | #N/A | 75.7 | 0.0875 | 0 | #N/A | #N/A | 158 | 34000
NE-HVAC-airAC-SpltPkg-240to759kBtuh-10p8eer | DEER2017 | D17 v2 |  | Any | Asm | 2014 | CZ05 | cDXGF | Cap-Tons | 106 | 34000 | None | 68.5 | 0.0482 | 0 | 68.5 | 0.0482 | 0 | 68.5 | 0.0482 | 0 | 68.5 | 0.0482 | 0 | DEER:HVAC_Split-Package_AC | Annual | 1719 | 68.5 | 0.0482 | 0 | 68.5 | 0.0482 | 0 | NE-HVAC-airAC-SpltPkg-240to759kBtuh-10p8eer_MZDEER2017AnyAsm2014CZ05cPVVG | #N/A | NE-HVAC-airAC-SpltPkg-240to759kBtuh-10p8eer_SZDEER2017AnyAsm2014CZ05cDXGF | 139589 |  | #N/A | #N/A | #N/A | 68.5 | 0.0482 | 0 | #N/A | #N/A | #N/A | 68.5 | 0.0482 | 0 | #N/A | #N/A | 106 | 34000
NE-HVAC-airAC-SpltPkg-240to759kBtuh-10p8eer | DEER2017 | D17 v2 |  | Any | Asm | 2014 | CZ06 | cDXGF | Cap-Tons | 169 | 34000 | None | 70.9 | 0.0604 | 0 | 70.9 | 0.0604 | 0 | 70.9 | 0.0604 | 0 | 70.9 | 0.0604 | 0 | DEER:HVAC_Split-Package_AC | Annual | 1719 | 70.9 | 0.0604 | 0 | 70.9 | 0.0604 | 0 | NE-HVAC-airAC-SpltPkg-240to759kBtuh-10p8eer_MZDEER2017AnyAsm2014CZ06cPVVG | #N/A | NE-HVAC-airAC-SpltPkg-240to759kBtuh-10p8eer_SZDEER2017AnyAsm2014CZ06cDXGF | 139590 |  | #N/A | #N/A | #N/A | 70.9 | 0.0604 | 0 | #N/A | #N/A | #N/A | 70.9 | 0.0604 | 0 | #N/A | #N/A | 169 | 34000
NE-HVAC-airAC-SpltPkg-240to759kBtuh-10p8eer | DEER2017 | D17 v2 |  | Any | Asm | 2014 | CZ07 | cDXGF | Cap-Tons | 126 | 34000 | None | 98.2 | 0.0749 | 0 | 98.2 | 0.0749 | 0 | 98.2 | 0.0749 | 0 | 98.2 | 0.0749 | 0 | DEER:HVAC_Split-Package_AC | Annual | 1719 | 98.2 | 0.0749 | 0 | 98.2 | 0.0749 | 0 | NE-HVAC-airAC-SpltPkg-240to759kBtuh-10p8eer_MZDEER2017AnyAsm2014CZ07cPVVG | #N/A | NE-HVAC-airAC-SpltPkg-240to759kBtuh-10p8eer_SZDEER2017AnyAsm2014CZ07cDXGF | 139591 |  | #N/A | #N/A | #N/A | 98.2 | 0.0749 | 0 | #N/A | #N/A | #N/A | 98.2 | 0.0749 | 0 | #N/A | #N/A | 126 | 34000
NE-HVAC-airAC-SpltPkg-240to759kBtuh-10p8eer | DEER2017 | D17 v2 |  | Any | Asm | 2014 | CZ08 | cDXGF | Cap-Tons | 156 | 34000 | None | 104 | 0.0825 | 0 | 104 | 0.0825 | 0 | 104 | 0.0825 | 0 | 104 | 0.0825 | 0 | DEER:HVAC_Split-Package_AC | Annual | 1719 | 104 | 0.0825 | 0 | 104 | 0.0825 | 0 | NE-HVAC-airAC-SpltPkg-240to759kBtuh-10p8eer_MZDEER2017AnyAsm2014CZ08cPVVG | #N/A | NE-HVAC-airAC-SpltPkg-240to759kBtuh-10p8eer_SZDEER2017AnyAsm2014CZ08cDXGF | 139592 |  | #N/A | #N/A | #N/A | 104 | 0.0825 | 0 | #N/A | #N/A | #N/A | 104 | 0.0825 | 0 | #N/A | #N/A | 156 | 34000
NE-HVAC-airAC-SpltPkg-240to759kBtuh-10p8eer | DEER2017 | D17 v2 |  | Any | Asm | 2014 | CZ09 | cDXGF | Cap-Tons | 225 | 34000 | None | 79.6 | 0.105 | 0 | 79.6 | 0.105 | 0 | 79.6 | 0.105 | 0 | 79.6 | 0.105 | 0 | DEER:HVAC_Split-Package_AC | Annual | 1719 | 79.6 | 0.105 | 0 | 79.6 | 0.105 | 0 | NE-HVAC-airAC-SpltPkg-240to759kBtuh-10p8eer_MZDEER2017AnyAsm2014CZ09cPVVG | #N/A | NE-HVAC-airAC-SpltPkg-240to759kBtuh-10p8eer_SZDEER2017AnyAsm2014CZ09cDXGF | 139593 |  | #N/A | #N/A | #N/A | 79.6 | 0.105 | 0 | #N/A | #N/A | #N/A | 79.6 | 0.105 | 0 | #N/A | #N/A | 225 | 34000
NE-HVAC-airAC-SpltPkg-240to759kBtuh-10p8eer | DEER2017 | D17 v2 |  | Any | Asm | 2014 | CZ10 | cDXGF | Cap-Tons | 186 | 34000 | None | 111 | 0.12 | 0 | 111 | 0.12 | 0 | 111 | 0.12 | 0 | 111 | 0.12 | 0 | DEER:HVAC_Split-Package_AC | Annual | 1719 | 111 | 0.12 | 0 | 111 | 0.12 | 0 | NE-HVAC-airAC-SpltPkg-240to759kBtuh-10p8eer_MZDEER2017AnyAsm2014CZ10cPVVG | #N/A | NE-HVAC-airAC-SpltPkg-240to759kBtuh-10p8eer_SZDEER2017AnyAsm2014CZ10cDXGF | 139594 |  | #N/A | #N/A | #N/A | 111 | 0.12 | 0 | #N/A | #N/A | #N/A | 111 | 0.12 | 0 | #N/A | #N/A | 186 | 34000
NE-HVAC-airAC-SpltPkg-240to759kBtuh-10p8eer | DEER2017 | D17 v2 |  | Any | Asm | 2014 | CZ11 | cDXGF | Cap-Tons | 214 | 34000 | None | 105 | 0.099 | 0 | 105 | 0.099 | 0 | 105 | 0.099 | 0 | 105 | 0.099 | 0 | DEER:HVAC_Split-Package_AC | Annual | 1719 | 105 | 0.099 | 0 | 105 | 0.099 | 0 | NE-HVAC-airAC-SpltPkg-240to759kBtuh-10p8eer_MZDEER2017AnyAsm2014CZ11cPVVG | #N/A | NE-HVAC-airAC-SpltPkg-240to759kBtuh-10p8eer_SZDEER2017AnyAsm2014CZ11cDXGF | 139595 |  | #N/A | #N/A | #N/A | 105 | 0.099 | 0 | #N/A | #N/A | #N/A | 105 | 0.099 | 0 | #N/A | #N/A | 214 | 34000
NE-HVAC-airAC-SpltPkg-240to759kBtuh-10p8eer | DEER2017 | D17 v2 |  | Any | Asm | 2014 | CZ12 | cDXGF | Cap-Tons | 216 | 34000 | None | 79.6 | 0.0931 | 0 | 79.6 | 0.0931 | 0 | 79.6 | 0.0931 | 0 | 79.6 | 0.0931 | 0 | DEER:HVAC_Split-Package_AC | Annual | 1719 | 79.6 | 0.0931 | 0 | 79.6 | 0.0931 | 0 | NE-HVAC-airAC-SpltPkg-240to759kBtuh-10p8eer_MZDEER2017AnyAsm2014CZ12cPVVG | #N/A | NE-HVAC-airAC-SpltPkg-240to759kBtuh-10p8eer_SZDEER2017AnyAsm2014CZ12cDXGF | 139596 |  | #N/A | #N/A | #N/A | 79.6 | 0.0931 | 0 | #N/A | #N/A | #N/A | 79.6 | 0.0931 | 0 | #N/A | #N/A | 216 | 34000
NE-HVAC-airAC-SpltPkg-240to759kBtuh-10p8eer | DEER2017 | D17 v2 |  | Any | Asm | 2014 | CZ13 | cDXGF | Cap-Tons | 195 | 34000 | None | 122 | 0.103 | 0 | 122 | 0.103 | 0 | 122 | 0.103 | 0 | 122 | 0.103 | 0 | DEER:HVAC_Split-Package_AC | Annual | 1719 | 122 | 0.103 | 0 | 122 | 0.103 | 0 | NE-HVAC-airAC-SpltPkg-240to759kBtuh-10p8eer_MZDEER2017AnyAsm2014CZ13cPVVG | #N/A | NE-HVAC-airAC-SpltPkg-240to759kBtuh-10p8eer_SZDEER2017AnyAsm2014CZ13cDXGF | 139597 |  | #N/A | #N/A | #N/A | 122 | 0.103 | 0 | #N/A | #N/A | #N/A | 122 | 0.103 | 0 | #N/A | #N/A | 195 | 34000
NE-HVAC-airAC-SpltPkg-240to759kBtuh-10p8eer | DEER2017 | D17 v2 |  | Any | Asm | 2014 | CZ14 | cDXGF | Cap-Tons | 167 | 34000 | None | 134 | 0.118 | 0 | 134 | 0.118 | 0 | 134 | 0.118 | 0 | 134 | 0.118 | 0 | DEER:HVAC_Split-Package_AC | Annual | 1719 | 134 | 0.118 | 0 | 134 | 0.118 | 0 | NE-HVAC-airAC-SpltPkg-240to759kBtuh-10p8eer_MZDEER2017AnyAsm2014CZ14cPVVG | #N/A | NE-HVAC-airAC-SpltPkg-240to759kBtuh-10p8eer_SZDEER2017AnyAsm2014CZ14cDXGF | 139598 |  | #N/A | #N/A | #N/A | 134 | 0.118 | 0 | #N/A | #N/A | #N/A | 134 | 0.118 | 0 | #N/A | #N/A | 167 | 34000
NE-HVAC-airAC-SpltPkg-240to759kBtuh-10p8eer | DEER2017 | D17 v2 |  | Any | Asm | 2014 | CZ15 | cDXGF | Cap-Tons | 226 | 34000 | None | 207 | 0.116 | 0 | 207 | 0.116 | 0 | 207 | 0.116 | 0 | 207 | 0.116 | 0 | DEER:HVAC_Split-Package_AC | Annual | 1719 | 207 | 0.116 | 0 | 207 | 0.116 | 0 | NE-HVAC-airAC-SpltPkg-240to759kBtuh-10p8eer_MZDEER2017AnyAsm2014CZ15cPVVG | #N/A | NE-HVAC-airAC-SpltPkg-240to759kBtuh-10p8eer_SZDEER2017AnyAsm2014CZ15cDXGF | 139599 |  | #N/A | #N/A | #N/A | 207 | 0.116 | 0 | #N/A | #N/A | #N/A | 207 | 0.116 | 0 | #N/A | #N/A | 226 | 34000
NE-HVAC-airAC-SpltPkg-240to759kBtuh-10p8eer | DEER2017 | D17 v2 |  | Any | Asm | 2014 | CZ16 | cDXGF | Cap-Tons | 126 | 34000 | None | 53.1 | 0.057 | 0 | 53.1 | 0.057 | 0 | 53.1 | 0.057 | 0 | 53.1 | 0.057 | 0 | DEER:HVAC_Split-Package_AC | Annual | 1719 | 53.1 | 0.057 | 0 | 53.1 | 0.057 | 0 | NE-HVAC-airAC-SpltPkg-240to759kBtuh-10p8eer_MZDEER2017AnyAsm2014CZ16cPVVG | #N/A | NE-HVAC-airAC-SpltPkg-240to759kBtuh-10p8eer_SZDEER2017AnyAsm2014CZ16cDXGF | 139600 |  | #N/A | #N/A | #N/A | 53.1 | 0.057 | 0 | #N/A | #N/A | #N/A | 53.1 | 0.057 | 0 | #N/A | #N/A | 126 | 34000
NE-HVAC-airAC-SpltPkg-240to759kBtuh-10p8eer | DEER2017 | D17 v2 |  | Any | Asm | New | CZ01 | cDXGF | Cap-Tons | 95.5 | 34000 | None | 29.7 | 0.0336 | 0 | 29.7 | 0.0336 | 0 | 29.7 | 0.0336 | 0 | 29.7 | 0.0336 | 0 | DEER:HVAC_Split-Package_AC | Annual | 1719 | 29.7 | 0.0336 | 0 | 29.7 | 0.0336 | 0 | NE-HVAC-airAC-SpltPkg-240to759kBtuh-10p8eer_MZDEER2017AnyAsmNewCZ01cPVVG | #N/A | NE-HVAC-airAC-SpltPkg-240to759kBtuh-10p8eer_SZDEER2017AnyAsmNewCZ01cDXGF | 163937 |  | #N/A | #N/A | #N/A | 29.7 | 0.0336 | 0 | #N/A | #N/A | #N/A | 29.7 | 0.0336 | 0 | #N/A | #N/A | 95.5 | 34000
NE-HVAC-airAC-SpltPkg-240to759kBtuh-10p8eer | DEER2017 | D17 v2 |  | Any | Asm | New | CZ02 | cDXGF | Cap-Tons | 179 | 34000 | None | 60.8 | 0.0975 | 0 | 60.8 | 0.0975 | 0 | 60.8 | 0.0975 | 0 | 60.8 | 0.0975 | 0 | DEER:HVAC_Split-Package_AC | Annual | 1719 | 60.8 | 0.0975 | 0 | 60.8 | 0.0975 | 0 | NE-HVAC-airAC-SpltPkg-240to759kBtuh-10p8eer_MZDEER2017AnyAsmNewCZ02cPVVG | #N/A | NE-HVAC-airAC-SpltPkg-240to759kBtuh-10p8eer_SZDEER2017AnyAsmNewCZ02cDXGF | 163938 |  | #N/A | #N/A | #N/A | 60.8 | 0.0975 | 0 | #N/A | #N/A | #N/A | 60.8 | 0.0975 | 0 | #N/A | #N/A | 179 | 34000
NE-HVAC-airAC-SpltPkg-240to759kBtuh-10p8eer | DEER2017 | D17 v2 |  | Any | Asm | New | CZ03 | cDXGF | Cap-Tons | 117 | 34000 | None | 55.9 | 0.0686 | 0 | 55.9 | 0.0686 | 0 | 55.9 | 0.0686 | 0 | 55.9 | 0.0686 | 0 | DEER:HVAC_Split-Package_AC | Annual | 1719 | 55.9 | 0.0686 | 0 | 55.9 | 0.0686 | 0 | NE-HVAC-airAC-SpltPkg-240to759kBtuh-10p8eer_MZDEER2017AnyAsmNewCZ03cPVVG | #N/A | NE-HVAC-airAC-SpltPkg-240to759kBtuh-10p8eer_SZDEER2017AnyAsmNewCZ03cDXGF | 163939 |  | #N/A | #N/A | #N/A | 55.9 | 0.0686 | 0 | #N/A | #N/A | #N/A | 55.9 | 0.0686 | 0 | #N/A | #N/A | 117 | 34000
NE-HVAC-airAC-SpltPkg-240to759kBtuh-10p8eer | DEER2017 | D17 v2 |  | Any | Asm | New | CZ04 | cDXGF | Cap-Tons | 158 | 34000 | None | 75.7 | 0.0875 | 0 | 75.7 | 0.0875 | 0 | 75.7 | 0.0875 | 0 | 75.7 | 0.0875 | 0 | DEER:HVAC_Split-Package_AC | Annual | 1719 | 75.7 | 0.0875 | 0 | 75.7 | 0.0875 | 0 | NE-HVAC-airAC-SpltPkg-240to759kBtuh-10p8eer_MZDEER2017AnyAsmNewCZ04cPVVG | #N/A | NE-HVAC-airAC-SpltPkg-240to759kBtuh-10p8eer_SZDEER2017AnyAsmNewCZ04cDXGF | 163940 |  | #N/A | #N/A | #N/A | 75.7 | 0.0875 | 0 | #N/A | #N/A | #N/A | 75.7 | 0.0875 | 0 | #N/A | #N/A | 158 | 34000
NE-HVAC-airAC-SpltPkg-240to759kBtuh-10p8eer | DEER2017 | D17 v2 |  | Any | Asm | New | CZ05 | cDXGF | Cap-Tons | 106 | 34000 | None | 68.5 | 0.0482 | 0 | 68.5 | 0.0482 | 0 | 68.5 | 0.0482 | 0 | 68.5 | 0.0482 | 0 | DEER:HVAC_Split-Package_AC | Annual | 1719 | 68.5 | 0.0482 | 0 | 68.5 | 0.0482 | 0 | NE-HVAC-airAC-SpltPkg-240to759kBtuh-10p8eer_MZDEER2017AnyAsmNewCZ05cPVVG | #N/A | NE-HVAC-airAC-SpltPkg-240to759kBtuh-10p8eer_SZDEER2017AnyAsmNewCZ05cDXGF | 163941 |  | #N/A | #N/A | #N/A | 68.5 | 0.0482 | 0 | #N/A | #N/A | #N/A | 68.5 | 0.0482 | 0 | #N/A | #N/A | 106 | 34000
NE-HVAC-airAC-SpltPkg-240to759kBtuh-10p8eer | DEER2017 | D17 v2 |  | Any | Asm | New | CZ06 | cDXGF | Cap-Tons | 169 | 34000 | None | 70.9 | 0.0604 | 0 | 70.9 | 0.0604 | 0 | 70.9 | 0.0604 | 0 | 70.9 | 0.0604 | 0 | DEER:HVAC_Split-Package_AC | Annual | 1719 | 70.9 | 0.0604 | 0 | 70.9 | 0.0604 | 0 | NE-HVAC-airAC-SpltPkg-240to759kBtuh-10p8eer_MZDEER2017AnyAsmNewCZ06cPVVG | #N/A | NE-HVAC-airAC-SpltPkg-240to759kBtuh-10p8eer_SZDEER2017AnyAsmNewCZ06cDXGF | 163942 |  | #N/A | #N/A | #N/A | 70.9 | 0.0604 | 0 | #N/A | #N/A | #N/A | 70.9 | 0.0604 | 0 | #N/A | #N/A | 169 | 34000
NE-HVAC-airAC-SpltPkg-240to759kBtuh-10p8eer | DEER2017 | D17 v2 |  | Any | Asm | New | CZ07 | cDXGF | Cap-Tons | 126 | 34000 | None | 98.2 | 0.0749 | 0 | 98.2 | 0.0749 | 0 | 98.2 | 0.0749 | 0 | 98.2 | 0.0749 | 0 | DEER:HVAC_Split-Package_AC | Annual | 1719 | 98.2 | 0.0749 | 0 | 98.2 | 0.0749 | 0 | NE-HVAC-airAC-SpltPkg-240to759kBtuh-10p8eer_MZDEER2017AnyAsmNewCZ07cPVVG | #N/A | NE-HVAC-airAC-SpltPkg-240to759kBtuh-10p8eer_SZDEER2017AnyAsmNewCZ07cDXGF | 163943 |  | #N/A | #N/A | #N/A | 98.2 | 0.0749 | 0 | #N/A | #N/A | #N/A | 98.2 | 0.0749 | 0 | #N/A | #N/A | 126 | 34000
NE-HVAC-airAC-SpltPkg-240to759kBtuh-10p8eer | DEER2017 | D17 v2 |  | Any | Asm | New | CZ08 | cDXGF | Cap-Tons | 156 | 34000 | None | 104 | 0.0825 | 0 | 104 | 0.0825 | 0 | 104 | 0.0825 | 0 | 104 | 0.0825 | 0 | DEER:HVAC_Split-Package_AC | Annual | 1719 | 104 | 0.0825 | 0 | 104 | 0.0825 | 0 | NE-HVAC-airAC-SpltPkg-240to759kBtuh-10p8eer_MZDEER2017AnyAsmNewCZ08cPVVG | #N/A | NE-HVAC-airAC-SpltPkg-240to759kBtuh-10p8eer_SZDEER2017AnyAsmNewCZ08cDXGF | 163944 |  | #N/A | #N/A | #N/A | 104 | 0.0825 | 0 | #N/A | #N/A | #N/A | 104 | 0.0825 | 0 | #N/A | #N/A | 156 | 34000
NE-HVAC-airAC-SpltPkg-240to759kBtuh-10p8eer | DEER2017 | D17 v2 |  | Any | Asm | New | CZ09 | cDXGF | Cap-Tons | 225 | 34000 | None | 79.6 | 0.105 | 0 | 79.6 | 0.105 | 0 | 79.6 | 0.105 | 0 | 79.6 | 0.105 | 0 | DEER:HVAC_Split-Package_AC | Annual | 1719 | 79.6 | 0.105 | 0 | 79.6 | 0.105 | 0 | NE-HVAC-airAC-SpltPkg-240to759kBtuh-10p8eer_MZDEER2017AnyAsmNewCZ09cPVVG | #N/A | NE-HVAC-airAC-SpltPkg-240to759kBtuh-10p8eer_SZDEER2017AnyAsmNewCZ09cDXGF | 163945 |  | #N/A | #N/A | #N/A | 79.6 | 0.105 | 0 | #N/A | #N/A | #N/A | 79.6 | 0.105 | 0 | #N/A | #N/A | 225 | 34000
NE-HVAC-airAC-SpltPkg-240to759kBtuh-10p8eer | DEER2017 | D17 v2 |  | Any | Asm | New | CZ10 | cDXGF | Cap-Tons | 186 | 34000 | None | 111 | 0.12 | 0 | 111 | 0.12 | 0 | 111 | 0.12 | 0 | 111 | 0.12 | 0 | DEER:HVAC_Split-Package_AC | Annual | 1719 | 111 | 0.12 | 0 | 111 | 0.12 | 0 | NE-HVAC-airAC-SpltPkg-240to759kBtuh-10p8eer_MZDEER2017AnyAsmNewCZ10cPVVG | #N/A | NE-HVAC-airAC-SpltPkg-240to759kBtuh-10p8eer_SZDEER2017AnyAsmNewCZ10cDXGF | 163946 |  | #N/A | #N/A | #N/A | 111 | 0.12 | 0 | #N/A | #N/A | #N/A | 111 | 0.12 | 0 | #N/A | #N/A | 186 | 34000
NE-HVAC-airAC-SpltPkg-240to759kBtuh-10p8eer | DEER2017 | D17 v2 |  | Any | Asm | New | CZ11 | cDXGF | Cap-Tons | 214 | 34000 | None | 105 | 0.099 | 0 | 105 | 0.099 | 0 | 105 | 0.099 | 0 | 105 | 0.099 | 0 | DEER:HVAC_Split-Package_AC | Annual | 1719 | 105 | 0.099 | 0 | 105 | 0.099 | 0 | NE-HVAC-airAC-SpltPkg-240to759kBtuh-10p8eer_MZDEER2017AnyAsmNewCZ11cPVVG | #N/A | NE-HVAC-airAC-SpltPkg-240to759kBtuh-10p8eer_SZDEER2017AnyAsmNewCZ11cDXGF | 163947 |  | #N/A | #N/A | #N/A | 105 | 0.099 | 0 | #N/A | #N/A | #N/A | 105 | 0.099 | 0 | #N/A | #N/A | 214 | 34000
NE-HVAC-airAC-SpltPkg-240to759kBtuh-10p8eer | DEER2017 | D17 v2 |  | Any | Asm | New | CZ12 | cDXGF | Cap-Tons | 216 | 34000 | None | 79.6 | 0.0931 | 0 | 79.6 | 0.0931 | 0 | 79.6 | 0.0931 | 0 | 79.6 | 0.0931 | 0 | DEER:HVAC_Split-Package_AC | Annual | 1719 | 79.6 | 0.0931 | 0 | 79.6 | 0.0931 | 0 | NE-HVAC-airAC-SpltPkg-240to759kBtuh-10p8eer_MZDEER2017AnyAsmNewCZ12cPVVG | #N/A | NE-HVAC-airAC-SpltPkg-240to759kBtuh-10p8eer_SZDEER2017AnyAsmNewCZ12cDXGF | 163948 |  | #N/A | #N/A | #N/A | 79.6 | 0.0931 | 0 | #N/A | #N/A | #N/A | 79.6 | 0.0931 | 0 | #N/A | #N/A | 216 | 34000
NE-HVAC-airAC-SpltPkg-240to759kBtuh-10p8eer | DEER2017 | D17 v2 |  | Any | Asm | New | CZ13 | cDXGF | Cap-Tons | 195 | 34000 | None | 122 | 0.103 | 0 | 122 | 0.103 | 0 | 122 | 0.103 | 0 | 122 | 0.103 | 0 | DEER:HVAC_Split-Package_AC | Annual | 1719 | 122 | 0.103 | 0 | 122 | 0.103 | 0 | NE-HVAC-airAC-SpltPkg-240to759kBtuh-10p8eer_MZDEER2017AnyAsmNewCZ13cPVVG | #N/A | NE-HVAC-airAC-SpltPkg-240to759kBtuh-10p8eer_SZDEER2017AnyAsmNewCZ13cDXGF | 163949 |  | #N/A | #N/A | #N/A | 122 | 0.103 | 0 | #N/A | #N/A | #N/A | 122 | 0.103 | 0 | #N/A | #N/A | 195 | 34000
NE-HVAC-airAC-SpltPkg-240to759kBtuh-10p8eer | DEER2017 | D17 v2 |  | Any | Asm | New | CZ14 | cDXGF | Cap-Tons | 167 | 34000 | None | 134 | 0.118 | 0 | 134 | 0.118 | 0 | 134 | 0.118 | 0 | 134 | 0.118 | 0 | DEER:HVAC_Split-Package_AC | Annual | 1719 | 134 | 0.118 | 0 | 134 | 0.118 | 0 | NE-HVAC-airAC-SpltPkg-240to759kBtuh-10p8eer_MZDEER2017AnyAsmNewCZ14cPVVG | #N/A | NE-HVAC-airAC-SpltPkg-240to759kBtuh-10p8eer_SZDEER2017AnyAsmNewCZ14cDXGF | 163950 |  | #N/A | #N/A | #N/A | 134 | 0.118 | 0 | #N/A | #N/A | #N/A | 134 | 0.118 | 0 | #N/A | #N/A | 167 | 34000
NE-HVAC-airAC-SpltPkg-240to759kBtuh-10p8eer | DEER2017 | D17 v2 |  | Any | Asm | New | CZ15 | cDXGF | Cap-Tons | 226 | 34000 | None | 207 | 0.116 | 0 | 207 | 0.116 | 0 | 207 | 0.116 | 0 | 207 | 0.116 | 0 | DEER:HVAC_Split-Package_AC | Annual | 1719 | 207 | 0.116 | 0 | 207 | 0.116 | 0 | NE-HVAC-airAC-SpltPkg-240to759kBtuh-10p8eer_MZDEER2017AnyAsmNewCZ15cPVVG | #N/A | NE-HVAC-airAC-SpltPkg-240to759kBtuh-10p8eer_SZDEER2017AnyAsmNewCZ15cDXGF | 163951 |  | #N/A | #N/A | #N/A | 207 | 0.116 | 0 | #N/A | #N/A | #N/A | 207 | 0.116 | 0 | #N/A | #N/A | 226 | 34000
NE-HVAC-airAC-SpltPkg-240to759kBtuh-10p8eer | DEER2017 | D17 v2 |  | Any | Asm | New | CZ16 | cDXGF | Cap-Tons | 126 | 34000 | None | 53.1 | 0.057 | 0 | 53.1 | 0.057 | 0 | 53.1 | 0.057 | 0 | 53.1 | 0.057 | 0 | DEER:HVAC_Split-Package_AC | Annual | 1719 | 53.1 | 0.057 | 0 | 53.1 | 0.057 | 0 | NE-HVAC-airAC-SpltPkg-240to759kBtuh-10p8eer_MZDEER2017AnyAsmNewCZ16cPVVG | #N/A | NE-HVAC-airAC-SpltPkg-240to759kBtuh-10p8eer_SZDEER2017AnyAsmNewCZ16cDXGF | 163952 |  | #N/A | #N/A | #N/A | 53.1 | 0.057 | 0 | #N/A | #N/A | #N/A | 53.1 | 0.057 | 0 | #N/A | #N/A | 126 | 34000
NE-HVAC-airAC-SpltPkg-240to759kBtuh-10p8eer | DEER2017 | D17 v2 |  | Any | ECC | 1975 | CZ01 | cWtd | Cap-Tons | 873.2 | 288000 | None | 17.1 | 0.0268 | 0 | 17.1 | 0.0268 | 0 | 17.1 | 0.0268 | 0 | 17.1 | 0.0268 | 0 | DEER:HVAC_Split-Package_AC | Annual | 1719 | 17.094 | 0.02682 | 0 | 17.094 | 0.02682 | 0 | NE-HVAC-airAC-SpltPkg-240to759kBtuh-10p8eer_MZDEER2017AnyECC1975CZ01cPVVG | 11442 | NE-HVAC-airAC-SpltPkg-240to759kBtuh-10p8eer_SZDEER2017AnyECC1975CZ01cDXGF | 11441 |  | 19.8 | 0.0249 | 0 | 6.27 | 0.0345 | 0 | 19.8 | 0.0249 | 0 | 6.27 | 0.0345 | 0 | 920 | 285000 | 686 | 300000
NE-HVAC-airAC-SpltPkg-240to759kBtuh-10p8eer | DEER2017 | D17 v2 |  | Any | ECC | 1975 | CZ02 | cWtd | Cap-Tons | 1113 | 288000 | None | 56.5 | 0.0673 | 0 | 56.5 | 0.0673 | 0 | 56.5 | 0.0673 | 0 | 56.5 | 0.0673 | 0 | DEER:HVAC_Split-Package_AC | Annual | 1719 | 56.5 | 0.06726 | 0 | 56.5 | 0.06726 | 0 | NE-HVAC-airAC-SpltPkg-240to759kBtuh-10p8eer_MZDEER2017AnyECC1975CZ02cPVVG | 11444 | NE-HVAC-airAC-SpltPkg-240to759kBtuh-10p8eer_SZDEER2017AnyECC1975CZ02cDXGF | 11443 |  | 57.8 | 0.0605 | 0 | 51.3 | 0.0943 | 0 | 57.8 | 0.0605 | 0 | 51.3 | 0.0943 | 0 | 1160 | 285000 | 925 | 300000
NE-HVAC-airAC-SpltPkg-240to759kBtuh-10p8eer | DEER2017 | D17 v2 |  | Any | ECC | 1975 | CZ03 | cWtd | Cap-Tons | 1030.4 | 288000 | None | 43.4 | 0.0394 | 0 | 43.4 | 0.0394 | 0 | 43.4 | 0.0394 | 0 | 43.4 | 0.0394 | 0 | DEER:HVAC_Split-Package_AC | Annual | 1719 | 43.4 | 0.03944 | 0 | 43.4 | 0.03944 | 0 | NE-HVAC-airAC-SpltPkg-240to759kBtuh-10p8eer_MZDEER2017AnyECC1975CZ03cPVVG | 11446 | NE-HVAC-airAC-SpltPkg-240to759kBtuh-10p8eer_SZDEER2017AnyECC1975CZ03cDXGF | 11445 |  | 47.5 | 0.037 | 0 | 27 | 0.0492 | 0 | 47.5 | 0.037 | 0 | 27 | 0.0492 | 0 | 1080 | 285000 | 832 | 300000
NE-HVAC-airAC-SpltPkg-240to759kBtuh-10p8eer | DEER2017 | D17 v2 |  | Any | ECC | 1975 | CZ04 | cWtd | Cap-Tons | 1232 | 288000 | None | 61.1 | 0.0637 | 0 | 61.1 | 0.0637 | 0 | 61.1 | 0.0637 | 0 | 61.1 | 0.0637 | 0 | DEER:HVAC_Split-Package_AC | Annual | 1719 | 61.1 | 0.06368 | 0 | 61.1 | 0.06368 | 0 | NE-HVAC-airAC-SpltPkg-240to759kBtuh-10p8eer_MZDEER2017AnyECC1975CZ04cPVVG | 11448 | NE-HVAC-airAC-SpltPkg-240to759kBtuh-10p8eer_SZDEER2017AnyECC1975CZ04cDXGF | 11447 |  | 64 | 0.0561 | 0 | 49.5 | 0.094 | 0 | 64 | 0.0561 | 0 | 49.5 | 0.094 | 0 | 1280 | 285000 | 1040 | 300000
NE-HVAC-airAC-SpltPkg-240to759kBtuh-10p8eer | DEER2017 | D17 v2 |  | Any | ECC | 1975 | CZ05 | cWtd | Cap-Tons | 979.6 | 288000 | None | 43.7 | 0.0388 | 0 | 43.7 | 0.0388 | 0 | 43.7 | 0.0388 | 0 | 43.7 | 0.0388 | 0 | DEER:HVAC_Split-Package_AC | Annual | 1719 | 43.74 | 0.03884 | 0 | 43.74 | 0.03884 | 0 | NE-HVAC-airAC-SpltPkg-240to759kBtuh-10p8eer_MZDEER2017AnyECC1975CZ05cPVVG | 11450 | NE-HVAC-airAC-SpltPkg-240to759kBtuh-10p8eer_SZDEER2017AnyECC1975CZ05cDXGF | 11449 |  | 47.1 | 0.0349 | 0 | 30.3 | 0.0546 | 0 | 47.1 | 0.0349 | 0 | 30.3 | 0.0546 | 0 | 1030 | 285000 | 778 | 300000
NE-HVAC-airAC-SpltPkg-240to759kBtuh-10p8eer | DEER2017 | D17 v2 |  | Any | ECC | 1975 | CZ06 | cWtd | Cap-Tons | 1147.4 | 288000 | None | 72.8 | 0.055 | 0 | 72.8 | 0.055 | 0 | 72.8 | 0.055 | 0 | 72.8 | 0.055 | 0 | DEER:HVAC_Split-Package_AC | Annual | 1719 | 72.78 | 0.05498 | 0 | 72.78 | 0.05498 | 0 | NE-HVAC-airAC-SpltPkg-240to759kBtuh-10p8eer_MZDEER2017AnyECC1975CZ06cPVVG | 11452 | NE-HVAC-airAC-SpltPkg-240to759kBtuh-10p8eer_SZDEER2017AnyECC1975CZ06cDXGF | 11451 |  | 76.7 | 0.049 | 0 | 57.1 | 0.0789 | 0 | 76.7 | 0.049 | 0 | 57.1 | 0.0789 | 0 | 1190 | 285000 | 977 | 300000
NE-HVAC-airAC-SpltPkg-240to759kBtuh-10p8eer | DEER2017 | D17 v2 |  | Any | ECC | 1975 | CZ07 | cWtd | Cap-Tons | 948.8 | 288000 | None | 79.7 | 0.059 | 0 | 79.7 | 0.059 | 0 | 79.7 | 0.059 | 0 | 79.7 | 0.059 | 0 | DEER:HVAC_Split-Package_AC | Annual | 1719 | 79.7 | 0.05902 | 0 | 79.7 | 0.05902 | 0 | NE-HVAC-airAC-SpltPkg-240to759kBtuh-10p8eer_MZDEER2017AnyECC1975CZ07cPVVG | 11454 | NE-HVAC-airAC-SpltPkg-240to759kBtuh-10p8eer_SZDEER2017AnyECC1975CZ07cDXGF | 11453 |  | 81.6 | 0.0514 | 0 | 72.1 | 0.0895 | 0 | 81.6 | 0.0514 | 0 | 72.1 | 0.0895 | 0 | 991 | 285000 | 780 | 300000
NE-HVAC-airAC-SpltPkg-240to759kBtuh-10p8eer | DEER2017 | D17 v2 |  | Any | ECC | 1975 | CZ08 | cWtd | Cap-Tons | 1096.6 | 288000 | None | 85.3 | 0.0674 | 0 | 85.3 | 0.0674 | 0 | 85.3 | 0.0674 | 0 | 85.3 | 0.0674 | 0 | DEER:HVAC_Split-Package_AC | Annual | 1719 | 85.34 | 0.06738 | 0 | 85.34 | 0.06738 | 0 | NE-HVAC-airAC-SpltPkg-240to759kBtuh-10p8eer_MZDEER2017AnyECC1975CZ08cPVVG | 11456 | NE-HVAC-airAC-SpltPkg-240to759kBtuh-10p8eer_SZDEER2017AnyECC1975CZ08cDXGF | 11455 |  | 86.5 | 0.0599 | 0 | 80.7 | 0.0973 | 0 | 86.5 | 0.0599 | 0 | 80.7 | 0.0973 | 0 | 1140 | 285000 | 923 | 300000
NE-HVAC-airAC-SpltPkg-240to759kBtuh-10p8eer | DEER2017 | D17 v2 |  | Any | ECC | 1975 | CZ09 | cWtd | Cap-Tons | 1544 | 288000 | None | 74.6 | 0.0725 | 0 | 74.6 | 0.0725 | 0 | 74.6 | 0.0725 | 0 | 74.6 | 0.0725 | 0 | DEER:HVAC_Split-Package_AC | Annual | 1719 | 74.64 | 0.07248 | 0 | 74.64 | 0.07248 | 0 | NE-HVAC-airAC-SpltPkg-240to759kBtuh-10p8eer_MZDEER2017AnyECC1975CZ09cPVVG | 11458 | NE-HVAC-airAC-SpltPkg-240to759kBtuh-10p8eer_SZDEER2017AnyECC1975CZ09cDXGF | 11457 |  | 79.1 | 0.0656 | 0 | 56.8 | 0.1 | 0 | 79.1 | 0.0656 | 0 | 56.8 | 0.1 | 0 | 1590 | 285000 | 1360 | 300000
NE-HVAC-airAC-SpltPkg-240to759kBtuh-10p8eer | DEER2017 | D17 v2 |  | Any | ECC | 1975 | CZ10 | cWtd | Cap-Tons | 1432 | 288000 | None | 80.2 | 0.0793 | 0 | 80.2 | 0.0793 | 0 | 80.2 | 0.0793 | 0 | 80.2 | 0.0793 | 0 | DEER:HVAC_Split-Package_AC | Annual | 1719 | 80.24 | 0.07928 | 0 | 80.24 | 0.07928 | 0 | NE-HVAC-airAC-SpltPkg-240to759kBtuh-10p8eer_MZDEER2017AnyECC1975CZ10cPVVG | 11460 | NE-HVAC-airAC-SpltPkg-240to759kBtuh-10p8eer_SZDEER2017AnyECC1975CZ10cDXGF | 11459 |  | 82.7 | 0.0706 | 0 | 70.4 | 0.114 | 0 | 82.7 | 0.0706 | 0 | 70.4 | 0.114 | 0 | 1480 | 285000 | 1240 | 300000
NE-HVAC-airAC-SpltPkg-240to759kBtuh-10p8eer | DEER2017 | D17 v2 |  | Any | ECC | 1975 | CZ11 | cWtd | Cap-Tons | 1358 | 288000 | None | 80.9 | 0.069 | 0 | 80.9 | 0.069 | 0 | 80.9 | 0.069 | 0 | 80.9 | 0.069 | 0 | DEER:HVAC_Split-Package_AC | Annual | 1719 | 80.86 | 0.06896 | 0 | 80.86 | 0.06896 | 0 | NE-HVAC-airAC-SpltPkg-240to759kBtuh-10p8eer_MZDEER2017AnyECC1975CZ11cPVVG | 11462 | NE-HVAC-airAC-SpltPkg-240to759kBtuh-10p8eer_SZDEER2017AnyECC1975CZ11cDXGF | 11461 |  | 80.6 | 0.0638 | 0 | 81.9 | 0.0896 | 0 | 80.6 | 0.0638 | 0 | 81.9 | 0.0896 | 0 | 1410 | 285000 | 1150 | 300000
NE-HVAC-airAC-SpltPkg-240to759kBtuh-10p8eer | DEER2017 | D17 v2 |  | Any | ECC | 1975 | CZ12 | cWtd | Cap-Tons | 1350 | 288000 | None | 67.7 | 0.0631 | 0 | 67.7 | 0.0631 | 0 | 67.7 | 0.0631 | 0 | 67.7 | 0.0631 | 0 | DEER:HVAC_Split-Package_AC | Annual | 1719 | 67.66 | 0.06306 | 0 | 67.66 | 0.06306 | 0 | NE-HVAC-airAC-SpltPkg-240to759kBtuh-10p8eer_MZDEER2017AnyECC1975CZ12cPVVG | 11464 | NE-HVAC-airAC-SpltPkg-240to759kBtuh-10p8eer_SZDEER2017AnyECC1975CZ12cDXGF | 11463 |  | 69 | 0.0578 | 0 | 62.3 | 0.0841 | 0 | 69 | 0.0578 | 0 | 62.3 | 0.0841 | 0 | 1400 | 285000 | 1150 | 300000
NE-HVAC-airAC-SpltPkg-240to759kBtuh-10p8eer | DEER2017 | D17 v2 |  | Any | ECC | 1975 | CZ13 | cWtd | Cap-Tons | 1410 | 288000 | None | 81.2 | 0.0624 | 0 | 81.2 | 0.0624 | 0 | 81.2 | 0.0624 | 0 | 81.2 | 0.0624 | 0 | DEER:HVAC_Split-Package_AC | Annual | 1719 | 81.16 | 0.0624 | 0 | 81.16 | 0.0624 | 0 | NE-HVAC-airAC-SpltPkg-240to759kBtuh-10p8eer_MZDEER2017AnyECC1975CZ13cPVVG | 11466 | NE-HVAC-airAC-SpltPkg-240to759kBtuh-10p8eer_SZDEER2017AnyECC1975CZ13cDXGF | 11465 |  | 80.7 | 0.0563 | 0 | 83 | 0.0868 | 0 | 80.7 | 0.0563 | 0 | 83 | 0.0868 | 0 | 1460 | 285000 | 1210 | 300000
NE-HVAC-airAC-SpltPkg-240to759kBtuh-10p8eer | DEER2017 | D17 v2 |  | Any | ECC | 1975 | CZ14 | cWtd | Cap-Tons | 1338 | 288000 | None | 83.9 | 0.0758 | 0 | 83.9 | 0.0758 | 0 | 83.9 | 0.0758 | 0 | 83.9 | 0.0758 | 0 | DEER:HVAC_Split-Package_AC | Annual | 1719 | 83.86 | 0.07584 | 0 | 83.86 | 0.07584 | 0 | NE-HVAC-airAC-SpltPkg-240to759kBtuh-10p8eer_MZDEER2017AnyECC1975CZ14cPVVG | 11468 | NE-HVAC-airAC-SpltPkg-240to759kBtuh-10p8eer_SZDEER2017AnyECC1975CZ14cDXGF | 11467 |  | 83.4 | 0.0673 | 0 | 85.7 | 0.11 | 0 | 83.4 | 0.0673 | 0 | 85.7 | 0.11 | 0 | 1390 | 285000 | 1130 | 300000
NE-HVAC-airAC-SpltPkg-240to759kBtuh-10p8eer | DEER2017 | D17 v2 |  | Any | ECC | 1975 | CZ15 | cWtd | Cap-Tons | 1620 | 288000 | None | 133 | 0.0781 | 0 | 133 | 0.0781 | 0 | 133 | 0.0781 | 0 | 133 | 0.0781 | 0 | DEER:HVAC_Split-Package_AC | Annual | 1719 | 133 | 0.07812 | 0 | 133 | 0.07812 | 0 | NE-HVAC-airAC-SpltPkg-240to759kBtuh-10p8eer_MZDEER2017AnyECC1975CZ15cPVVG | 11470 | NE-HVAC-airAC-SpltPkg-240to759kBtuh-10p8eer_SZDEER2017AnyECC1975CZ15cDXGF | 11469 |  | 130 | 0.0694 | 0 | 145 | 0.113 | 0 | 130 | 0.0694 | 0 | 145 | 0.113 | 0 | 1670 | 285000 | 1420 | 300000
NE-HVAC-airAC-SpltPkg-240to759kBtuh-10p8eer | DEER2017 | D17 v2 |  | Any | ECC | 1975 | CZ16 | cWtd | Cap-Tons | 938.8 | 288000 | None | 41.1 | 0.0453 | 0 | 41.1 | 0.0453 | 0 | 41.1 | 0.0453 | 0 | 41.1 | 0.0453 | 0 | DEER:HVAC_Split-Package_AC | Annual | 1719 | 41.1 | 0.04526 | 0 | 41.1 | 0.04526 | 0 | NE-HVAC-airAC-SpltPkg-240to759kBtuh-10p8eer_MZDEER2017AnyECC1975CZ16cPVVG | 11472 | NE-HVAC-airAC-SpltPkg-240to759kBtuh-10p8eer_SZDEER2017AnyECC1975CZ16cDXGF | 11471 |  | 41.2 | 0.0408 | 0 | 40.7 | 0.0631 | 0 | 41.2 | 0.0408 | 0 | 40.7 | 0.0631 | 0 | 981 | 285000 | 770 | 300000
NE-HVAC-airAC-SpltPkg-240to759kBtuh-10p8eer | DEER2017 | D17 v2 |  | Any | ECC | 1985 | CZ01 | cWtd | Cap-Tons | 778 | 288000 | None | 14.8 | 0.03 | 0 | 14.8 | 0.03 | 0 | 14.8 | 0.03 | 0 | 14.8 | 0.03 | 0 | DEER:HVAC_Split-Package_AC | Annual | 1719 | 14.814 | 0.02998 | 0 | 14.814 | 0.02998 | 0 | NE-HVAC-airAC-SpltPkg-240to759kBtuh-10p8eer_MZDEER2017AnyECC1985CZ01cPVVG | 32802 | NE-HVAC-airAC-SpltPkg-240to759kBtuh-10p8eer_SZDEER2017AnyECC1985CZ01cDXGF | 32801 |  | 16.6 | 0.0281 | 0 | 7.67 | 0.0375 | 0 | 16.6 | 0.0281 | 0 | 7.67 | 0.0375 | 0 | 812 | 285000 | 642 | 300000
NE-HVAC-airAC-SpltPkg-240to759kBtuh-10p8eer | DEER2017 | D17 v2 |  | Any | ECC | 1985 | CZ02 | cWtd | Cap-Tons | 999.8 | 288000 | None | 58.6 | 0.0747 | 0 | 58.6 | 0.0747 | 0 | 58.6 | 0.0747 | 0 | 58.6 | 0.0747 | 0 | DEER:HVAC_Split-Package_AC | Annual | 1719 | 58.56 | 0.0747 | 0 | 58.56 | 0.0747 | 0 | NE-HVAC-airAC-SpltPkg-240to759kBtuh-10p8eer_MZDEER2017AnyECC1985CZ02cPVVG | 32804 | NE-HVAC-airAC-SpltPkg-240to759kBtuh-10p8eer_SZDEER2017AnyECC1985CZ02cDXGF | 32803 |  | 60 | 0.0692 | 0 | 52.8 | 0.0967 | 0 | 60 | 0.0692 | 0 | 52.8 | 0.0967 | 0 | 1030 | 285000 | 879 | 300000
NE-HVAC-airAC-SpltPkg-240to759kBtuh-10p8eer | DEER2017 | D17 v2 |  | Any | ECC | 1985 | CZ03 | cWtd | Cap-Tons | 927.4 | 288000 | None | 40.7 | 0.0435 | 0 | 40.7 | 0.0435 | 0 | 40.7 | 0.0435 | 0 | 40.7 | 0.0435 | 0 | DEER:HVAC_Split-Package_AC | Annual | 1719 | 40.72 | 0.04354 | 0 | 40.72 | 0.04354 | 0 | NE-HVAC-airAC-SpltPkg-240to759kBtuh-10p8eer_MZDEER2017AnyECC1985CZ03cPVVG | 32806 | NE-HVAC-airAC-SpltPkg-240to759kBtuh-10p8eer_SZDEER2017AnyECC1985CZ03cDXGF | 32805 |  | 43.8 | 0.0419 | 0 | 28.4 | 0.0501 | 0 | 43.8 | 0.0419 | 0 | 28.4 | 0.0501 | 0 | 962 | 285000 | 789 | 300000
NE-HVAC-airAC-SpltPkg-240to759kBtuh-10p8eer | DEER2017 | D17 v2 |  | Any | ECC | 1985 | CZ04 | cWtd | Cap-Tons | 1117 | 288000 | None | 61.7 | 0.0726 | 0 | 61.7 | 0.0726 | 0 | 61.7 | 0.0726 | 0 | 61.7 | 0.0726 | 0 | DEER:HVAC_Split-Package_AC | Annual | 1719 | 61.72 | 0.07256 | 0 | 61.72 | 0.07256 | 0 | NE-HVAC-airAC-SpltPkg-240to759kBtuh-10p8eer_MZDEER2017AnyECC1985CZ04cPVVG | 32808 | NE-HVAC-airAC-SpltPkg-240to759kBtuh-10p8eer_SZDEER2017AnyECC1985CZ04cDXGF | 32807 |  | 64.4 | 0.0667 | 0 | 51 | 0.096 | 0 | 64.4 | 0.0667 | 0 | 51 | 0.096 | 0 | 1150 | 285000 | 985 | 300000
NE-HVAC-airAC-SpltPkg-240to759kBtuh-10p8eer | DEER2017 | D17 v2 |  | Any | ECC | 1985 | CZ05 | cWtd | Cap-Tons | 873.2 | 288000 | None | 42.2 | 0.0455 | 0 | 42.2 | 0.0455 | 0 | 42.2 | 0.0455 | 0 | 42.2 | 0.0455 | 0 | DEER:HVAC_Split-Package_AC | Annual | 1719 | 42.2 | 0.04552 | 0 | 42.2 | 0.04552 | 0 | NE-HVAC-airAC-SpltPkg-240to759kBtuh-10p8eer_MZDEER2017AnyECC1985CZ05cPVVG | 32810 | NE-HVAC-airAC-SpltPkg-240to759kBtuh-10p8eer_SZDEER2017AnyECC1985CZ05cDXGF | 32809 |  | 44.7 | 0.0428 | 0 | 32.2 | 0.0564 | 0 | 44.7 | 0.0428 | 0 | 32.2 | 0.0564 | 0 | 908 | 285000 | 734 | 300000
NE-HVAC-airAC-SpltPkg-240to759kBtuh-10p8eer | DEER2017 | D17 v2 |  | Any | ECC | 1985 | CZ06 | cWtd | Cap-Tons | 1033.8 | 288000 | None | 71.5 | 0.0618 | 0 | 71.5 | 0.0618 | 0 | 71.5 | 0.0618 | 0 | 71.5 | 0.0618 | 0 | DEER:HVAC_Split-Package_AC | Annual | 1719 | 71.54 | 0.06182 | 0 | 71.54 | 0.06182 | 0 | NE-HVAC-airAC-SpltPkg-240to759kBtuh-10p8eer_MZDEER2017AnyECC1985CZ06cPVVG | 32812 | NE-HVAC-airAC-SpltPkg-240to759kBtuh-10p8eer_SZDEER2017AnyECC1985CZ06cDXGF | 32811 |  | 74.7 | 0.0571 | 0 | 58.9 | 0.0807 | 0 | 74.7 | 0.0571 | 0 | 58.9 | 0.0807 | 0 | 1060 | 285000 | 929 | 300000
NE-HVAC-airAC-SpltPkg-240to759kBtuh-10p8eer | DEER2017 | D17 v2 |  | Any | ECC | 1985 | CZ07 | cWtd | Cap-Tons | 847.4 | 288000 | None | 78.5 | 0.0663 | 0 | 78.5 | 0.0663 | 0 | 78.5 | 0.0663 | 0 | 78.5 | 0.0663 | 0 | DEER:HVAC_Split-Package_AC | Annual | 1719 | 78.54 | 0.06632 | 0 | 78.54 | 0.06632 | 0 | NE-HVAC-airAC-SpltPkg-240to759kBtuh-10p8eer_MZDEER2017AnyECC1985CZ07cPVVG | 32814 | NE-HVAC-airAC-SpltPkg-240to759kBtuh-10p8eer_SZDEER2017AnyECC1985CZ07cDXGF | 32813 |  | 79.1 | 0.0601 | 0 | 76.3 | 0.0912 | 0 | 79.1 | 0.0601 | 0 | 76.3 | 0.0912 | 0 | 875 | 285000 | 737 | 300000
NE-HVAC-airAC-SpltPkg-240to759kBtuh-10p8eer | DEER2017 | D17 v2 |  | Any | ECC | 1985 | CZ08 | cWtd | Cap-Tons | 983 | 288000 | None | 87.6 | 0.0768 | 0 | 87.6 | 0.0768 | 0 | 87.6 | 0.0768 | 0 | 87.6 | 0.0768 | 0 | DEER:HVAC_Split-Package_AC | Annual | 1719 | 87.62 | 0.07678 | 0 | 87.62 | 0.07678 | 0 | NE-HVAC-airAC-SpltPkg-240to759kBtuh-10p8eer_MZDEER2017AnyECC1985CZ08cPVVG | 32816 | NE-HVAC-airAC-SpltPkg-240to759kBtuh-10p8eer_SZDEER2017AnyECC1985CZ08cDXGF | 32815 |  | 88.7 | 0.0713 | 0 | 83.3 | 0.0987 | 0 | 88.7 | 0.0713 | 0 | 83.3 | 0.0987 | 0 | 1010 | 285000 | 875 | 300000
NE-HVAC-airAC-SpltPkg-240to759kBtuh-10p8eer | DEER2017 | D17 v2 |  | Any | ECC | 1985 | CZ09 | cWtd | Cap-Tons | 1420 | 288000 | None | 73.8 | 0.0794 | 0 | 73.8 | 0.0794 | 0 | 73.8 | 0.0794 | 0 | 73.8 | 0.0794 | 0 | DEER:HVAC_Split-Package_AC | Annual | 1719 | 73.8 | 0.07944 | 0 | 73.8 | 0.07944 | 0 | NE-HVAC-airAC-SpltPkg-240to759kBtuh-10p8eer_MZDEER2017AnyECC1985CZ09cPVVG | 32818 | NE-HVAC-airAC-SpltPkg-240to759kBtuh-10p8eer_SZDEER2017AnyECC1985CZ09cDXGF | 32817 |  | 77.7 | 0.0738 | 0 | 58.2 | 0.102 | 0 | 77.7 | 0.0738 | 0 | 58.2 | 0.102 | 0 | 1450 | 285000 | 1300 | 300000
NE-HVAC-airAC-SpltPkg-240to759kBtuh-10p8eer | DEER2017 | D17 v2 |  | Any | ECC | 1985 | CZ10 | cWtd | Cap-Tons | 1308 | 288000 | None | 83 | 0.0896 | 0 | 83 | 0.0896 | 0 | 83 | 0.0896 | 0 | 83 | 0.0896 | 0 | DEER:HVAC_Split-Package_AC | Annual | 1719 | 82.96 | 0.0896 | 0 | 82.96 | 0.0896 | 0 | NE-HVAC-airAC-SpltPkg-240to759kBtuh-10p8eer_MZDEER2017AnyECC1985CZ10cPVVG | 32820 | NE-HVAC-airAC-SpltPkg-240to759kBtuh-10p8eer_SZDEER2017AnyECC1985CZ10cDXGF | 32819 |  | 85.6 | 0.083 | 0 | 72.4 | 0.116 | 0 | 85.6 | 0.083 | 0 | 72.4 | 0.116 | 0 | 1340 | 285000 | 1180 | 300000
NE-HVAC-airAC-SpltPkg-240to759kBtuh-10p8eer | DEER2017 | D17 v2 |  | Any | ECC | 1985 | CZ11 | cWtd | Cap-Tons | 1228 | 288000 | None | 86 | 0.0713 | 0 | 86 | 0.0713 | 0 | 86 | 0.0713 | 0 | 86 | 0.0713 | 0 | DEER:HVAC_Split-Package_AC | Annual | 1719 | 85.96 | 0.07126 | 0 | 85.96 | 0.07126 | 0 | NE-HVAC-airAC-SpltPkg-240to759kBtuh-10p8eer_MZDEER2017AnyECC1985CZ11cPVVG | 32822 | NE-HVAC-airAC-SpltPkg-240to759kBtuh-10p8eer_SZDEER2017AnyECC1985CZ11cDXGF | 32821 |  | 86.3 | 0.066 | 0 | 84.6 | 0.0923 | 0 | 86.3 | 0.066 | 0 | 84.6 | 0.0923 | 0 | 1260 | 285000 | 1100 | 300000
NE-HVAC-airAC-SpltPkg-240to759kBtuh-10p8eer | DEER2017 | D17 v2 |  | Any | ECC | 1985 | CZ12 | cWtd | Cap-Tons | 1228 | 288000 | None | 71.6 | 0.0682 | 0 | 71.6 | 0.0682 | 0 | 71.6 | 0.0682 | 0 | 71.6 | 0.0682 | 0 | DEER:HVAC_Split-Package_AC | Annual | 1719 | 71.56 | 0.06816 | 0 | 71.56 | 0.06816 | 0 | NE-HVAC-airAC-SpltPkg-240to759kBtuh-10p8eer_MZDEER2017AnyECC1985CZ12cPVVG | 32824 | NE-HVAC-airAC-SpltPkg-240to759kBtuh-10p8eer_SZDEER2017AnyECC1985CZ12cDXGF | 32823 |  | 73.4 | 0.0636 | 0 | 64.2 | 0.0864 | 0 | 73.4 | 0.0636 | 0 | 64.2 | 0.0864 | 0 | 1260 | 285000 | 1100 | 300000
NE-HVAC-airAC-SpltPkg-240to759kBtuh-10p8eer | DEER2017 | D17 v2 |  | Any | ECC | 1985 | CZ13 | cWtd | Cap-Tons | 1286 | 288000 | None | 87.7 | 0.069 | 0 | 87.7 | 0.069 | 0 | 87.7 | 0.069 | 0 | 87.7 | 0.069 | 0 | DEER:HVAC_Split-Package_AC | Annual | 1719 | 87.7 | 0.06902 | 0 | 87.7 | 0.06902 | 0 | NE-HVAC-airAC-SpltPkg-240to759kBtuh-10p8eer_MZDEER2017AnyECC1985CZ13cPVVG | 32826 | NE-HVAC-airAC-SpltPkg-240to759kBtuh-10p8eer_SZDEER2017AnyECC1985CZ13cDXGF | 32825 |  | 88.3 | 0.0639 | 0 | 85.3 | 0.0895 | 0 | 88.3 | 0.0639 | 0 | 85.3 | 0.0895 | 0 | 1320 | 285000 | 1150 | 300000
NE-HVAC-airAC-SpltPkg-240to759kBtuh-10p8eer | DEER2017 | D17 v2 |  | Any | ECC | 1985 | CZ14 | cWtd | Cap-Tons | 1186 | 288000 | None | 88.5 | 0.086 | 0 | 88.5 | 0.086 | 0 | 88.5 | 0.086 | 0 | 88.5 | 0.086 | 0 | DEER:HVAC_Split-Package_AC | Annual | 1719 | 88.52 | 0.08596 | 0 | 88.52 | 0.08596 | 0 | NE-HVAC-airAC-SpltPkg-240to759kBtuh-10p8eer_MZDEER2017AnyECC1985CZ14cPVVG | 32828 | NE-HVAC-airAC-SpltPkg-240to759kBtuh-10p8eer_SZDEER2017AnyECC1985CZ14cDXGF | 32827 |  | 88.3 | 0.0797 | 0 | 89.4 | 0.111 | 0 | 88.3 | 0.0797 | 0 | 89.4 | 0.111 | 0 | 1220 | 285000 | 1050 | 300000
NE-HVAC-airAC-SpltPkg-240to759kBtuh-10p8eer | DEER2017 | D17 v2 |  | Any | ECC | 1985 | CZ15 | cWtd | Cap-Tons | 1448 | 288000 | None | 139 | 0.0866 | 0 | 139 | 0.0866 | 0 | 139 | 0.0866 | 0 | 139 | 0.0866 | 0 | DEER:HVAC_Split-Package_AC | Annual | 1719 | 138.8 | 0.0866 | 0 | 138.8 | 0.0866 | 0 | NE-HVAC-airAC-SpltPkg-240to759kBtuh-10p8eer_MZDEER2017AnyECC1985CZ15cPVVG | 32830 | NE-HVAC-airAC-SpltPkg-240to759kBtuh-10p8eer_SZDEER2017AnyECC1985CZ15cDXGF | 32829 |  | 136 | 0.0795 | 0 | 150 | 0.115 | 0 | 136 | 0.0795 | 0 | 150 | 0.115 | 0 | 1480 | 285000 | 1320 | 300000
NE-HVAC-airAC-SpltPkg-240to759kBtuh-10p8eer | DEER2017 | D17 v2 |  | Any | ECC | 1985 | CZ16 | cWtd | Cap-Tons | 817.4 | 288000 | None | 45 | 0.0507 | 0 | 45 | 0.0507 | 0 | 45 | 0.0507 | 0 | 45 | 0.0507 | 0 | DEER:HVAC_Split-Package_AC | Annual | 1719 | 45 | 0.05072 | 0 | 45 | 0.05072 | 0 | NE-HVAC-airAC-SpltPkg-240to759kBtuh-10p8eer_MZDEER2017AnyECC1985CZ16cPVVG | 32832 | NE-HVAC-airAC-SpltPkg-240to759kBtuh-10p8eer_SZDEER2017AnyECC1985CZ16cDXGF | 32831 |  | 45.1 | 0.047 | 0 | 44.6 | 0.0656 | 0 | 45.1 | 0.047 | 0 | 44.6 | 0.0656 | 0 | 845 | 285000 | 707 | 300000
NE-HVAC-airAC-SpltPkg-240to759kBtuh-10p8eer | DEER2017 | D17 v2 |  | Any | ECC | 1996 | CZ01 | cWtd | Cap-Tons | 642.4 | 288000 | None | 16.1 | 0.0308 | 0 | 16.1 | 0.0308 | 0 | 16.1 | 0.0308 | 0 | 16.1 | 0.0308 | 0 | DEER:HVAC_Split-Package_AC | Annual | 1719 | 16.12 | 0.03084 | 0 | 16.12 | 0.03084 | 0 | NE-HVAC-airAC-SpltPkg-240to759kBtuh-10p8eer_MZDEER2017AnyECC1996CZ01cPVVG | 54162 | NE-HVAC-airAC-SpltPkg-240to759kBtuh-10p8eer_SZDEER2017AnyECC1996CZ01cDXGF | 54161 |  | 18.5 | 0.0299 | 0 | 6.6 | 0.0346 | 0 | 18.5 | 0.0299 | 0 | 6.6 | 0.0346 | 0 | 665 | 285000 | 552 | 300000
NE-HVAC-airAC-SpltPkg-240to759kBtuh-10p8eer | DEER2017 | D17 v2 |  | Any | ECC | 1996 | CZ02 | cWtd | Cap-Tons | 1029.6 | 288000 | None | 54.7 | 0.066 | 0 | 54.7 | 0.066 | 0 | 54.7 | 0.066 | 0 | 54.7 | 0.066 | 0 | DEER:HVAC_Split-Package_AC | Annual | 1719 | 54.7 | 0.066 | 0 | 54.7 | 0.066 | 0 | NE-HVAC-airAC-SpltPkg-240to759kBtuh-10p8eer_MZDEER2017AnyECC1996CZ02cPVVG | 54164 | NE-HVAC-airAC-SpltPkg-240to759kBtuh-10p8eer_SZDEER2017AnyECC1996CZ02cDXGF | 54163 |  | 57.9 | 0.0616 | 0 | 41.9 | 0.0836 | 0 | 57.9 | 0.0616 | 0 | 41.9 | 0.0836 | 0 | 1050 | 285000 | 948 | 300000
NE-HVAC-airAC-SpltPkg-240to759kBtuh-10p8eer | DEER2017 | D17 v2 |  | Any | ECC | 1996 | CZ03 | cWtd | Cap-Tons | 798.6 | 288000 | None | 42.9 | 0.044 | 0 | 42.9 | 0.044 | 0 | 42.9 | 0.044 | 0 | 42.9 | 0.044 | 0 | DEER:HVAC_Split-Package_AC | Annual | 1719 | 42.86 | 0.04398 | 0 | 42.86 | 0.04398 | 0 | NE-HVAC-airAC-SpltPkg-240to759kBtuh-10p8eer_MZDEER2017AnyECC1996CZ03cPVVG | 54166 | NE-HVAC-airAC-SpltPkg-240to759kBtuh-10p8eer_SZDEER2017AnyECC1996CZ03cDXGF | 54165 |  | 46.6 | 0.0425 | 0 | 27.9 | 0.0499 | 0 | 46.6 | 0.0425 | 0 | 27.9 | 0.0499 | 0 | 822 | 285000 | 705 | 300000
NE-HVAC-airAC-SpltPkg-240to759kBtuh-10p8eer | DEER2017 | D17 v2 |  | Any | ECC | 1996 | CZ04 | cWtd | Cap-Tons | 977.6 | 288000 | None | 63.3 | 0.0752 | 0 | 63.3 | 0.0752 | 0 | 63.3 | 0.0752 | 0 | 63.3 | 0.0752 | 0 | DEER:HVAC_Split-Package_AC | Annual | 1719 | 63.34 | 0.07518 | 0 | 63.34 | 0.07518 | 0 | NE-HVAC-airAC-SpltPkg-240to759kBtuh-10p8eer_MZDEER2017AnyECC1996CZ04cPVVG | 54168 | NE-HVAC-airAC-SpltPkg-240to759kBtuh-10p8eer_SZDEER2017AnyECC1996CZ04cDXGF | 54167 |  | 66.8 | 0.0698 | 0 | 49.5 | 0.0967 | 0 | 66.8 | 0.0698 | 0 | 49.5 | 0.0967 | 0 | 998 | 285000 | 896 | 300000
NE-HVAC-airAC-SpltPkg-240to759kBtuh-10p8eer | DEER2017 | D17 v2 |  | Any | ECC | 1996 | CZ05 | cWtd | Cap-Tons | 740.4 | 288000 | None | 45.4 | 0.0466 | 0 | 45.4 | 0.0466 | 0 | 45.4 | 0.0466 | 0 | 45.4 | 0.0466 | 0 | DEER:HVAC_Split-Package_AC | Annual | 1719 | 45.38 | 0.04658 | 0 | 45.38 | 0.04658 | 0 | NE-HVAC-airAC-SpltPkg-240to759kBtuh-10p8eer_MZDEER2017AnyECC1996CZ05cPVVG | 54170 | NE-HVAC-airAC-SpltPkg-240to759kBtuh-10p8eer_SZDEER2017AnyECC1996CZ05cDXGF | 54169 |  | 49 | 0.0444 | 0 | 30.9 | 0.0553 | 0 | 49 | 0.0444 | 0 | 30.9 | 0.0553 | 0 | 764 | 285000 | 646 | 300000
NE-HVAC-airAC-SpltPkg-240to759kBtuh-10p8eer | DEER2017 | D17 v2 |  | Any | ECC | 1996 | CZ06 | cWtd | Cap-Tons | 901.4 | 288000 | None | 74.6 | 0.0647 | 0 | 74.6 | 0.0647 | 0 | 74.6 | 0.0647 | 0 | 74.6 | 0.0647 | 0 | DEER:HVAC_Split-Package_AC | Annual | 1719 | 74.58 | 0.06472 | 0 | 74.58 | 0.06472 | 0 | NE-HVAC-airAC-SpltPkg-240to759kBtuh-10p8eer_MZDEER2017AnyECC1996CZ06cPVVG | 54172 | NE-HVAC-airAC-SpltPkg-240to759kBtuh-10p8eer_SZDEER2017AnyECC1996CZ06cDXGF | 54171 |  | 78.8 | 0.0603 | 0 | 57.7 | 0.0824 | 0 | 78.8 | 0.0603 | 0 | 57.7 | 0.0824 | 0 | 917 | 285000 | 839 | 300000
NE-HVAC-airAC-SpltPkg-240to759kBtuh-10p8eer | DEER2017 | D17 v2 |  | Any | ECC | 1996 | CZ07 | cWtd | Cap-Tons | 720.8 | 288000 | None | 82.9 | 0.0704 | 0 | 82.9 | 0.0704 | 0 | 82.9 | 0.0704 | 0 | 82.9 | 0.0704 | 0 | DEER:HVAC_Split-Package_AC | Annual | 1719 | 82.86 | 0.07038 | 0 | 82.86 | 0.07038 | 0 | NE-HVAC-airAC-SpltPkg-240to759kBtuh-10p8eer_MZDEER2017AnyECC1996CZ07cPVVG | 54174 | NE-HVAC-airAC-SpltPkg-240to759kBtuh-10p8eer_SZDEER2017AnyECC1996CZ07cDXGF | 54173 |  | 84.3 | 0.0647 | 0 | 77.1 | 0.0931 | 0 | 84.3 | 0.0647 | 0 | 77.1 | 0.0931 | 0 | 738 | 285000 | 652 | 300000
NE-HVAC-airAC-SpltPkg-240to759kBtuh-10p8eer | DEER2017 | D17 v2 |  | Any | ECC | 1996 | CZ08 | cWtd | Cap-Tons | 979.2 | 288000 | None | 82.1 | 0.0724 | 0 | 82.1 | 0.0724 | 0 | 82.1 | 0.0724 | 0 | 82.1 | 0.0724 | 0 | DEER:HVAC_Split-Package_AC | Annual | 1719 | 82.1 | 0.07244 | 0 | 82.1 | 0.07244 | 0 | NE-HVAC-airAC-SpltPkg-240to759kBtuh-10p8eer_MZDEER2017AnyECC1996CZ08cPVVG | 54176 | NE-HVAC-airAC-SpltPkg-240to759kBtuh-10p8eer_SZDEER2017AnyECC1996CZ08cDXGF | 54175 |  | 85.1 | 0.0675 | 0 | 70.1 | 0.0922 | 0 | 85.1 | 0.0675 | 0 | 70.1 | 0.0922 | 0 | 1000 | 285000 | 896 | 300000
NE-HVAC-airAC-SpltPkg-240to759kBtuh-10p8eer | DEER2017 | D17 v2 |  | Any | ECC | 1996 | CZ09 | cWtd | Cap-Tons | 1256 | 288000 | None | 75 | 0.0827 | 0 | 75 | 0.0827 | 0 | 75 | 0.0827 | 0 | 75 | 0.0827 | 0 | DEER:HVAC_Split-Package_AC | Annual | 1719 | 75.04 | 0.08272 | 0 | 75.04 | 0.08272 | 0 | NE-HVAC-airAC-SpltPkg-240to759kBtuh-10p8eer_MZDEER2017AnyECC1996CZ09cPVVG | 54178 | NE-HVAC-airAC-SpltPkg-240to759kBtuh-10p8eer_SZDEER2017AnyECC1996CZ09cDXGF | 54177 |  | 79.3 | 0.0774 | 0 | 58 | 0.104 | 0 | 79.3 | 0.0774 | 0 | 58 | 0.104 | 0 | 1270 | 285000 | 1200 | 300000
NE-HVAC-airAC-SpltPkg-240to759kBtuh-10p8eer | DEER2017 | D17 v2 |  | Any | ECC | 1996 | CZ10 | cWtd | Cap-Tons | 1152 | 288000 | None | 83.6 | 0.0928 | 0 | 83.6 | 0.0928 | 0 | 83.6 | 0.0928 | 0 | 83.6 | 0.0928 | 0 | DEER:HVAC_Split-Package_AC | Annual | 1719 | 83.58 | 0.09284 | 0 | 83.58 | 0.09284 | 0 | NE-HVAC-airAC-SpltPkg-240to759kBtuh-10p8eer_MZDEER2017AnyECC1996CZ10cPVVG | 54180 | NE-HVAC-airAC-SpltPkg-240to759kBtuh-10p8eer_SZDEER2017AnyECC1996CZ10cDXGF | 54179 |  | 86.4 | 0.0868 | 0 | 72.3 | 0.117 | 0 | 86.4 | 0.0868 | 0 | 72.3 | 0.117 | 0 | 1170 | 285000 | 1080 | 300000
NE-HVAC-airAC-SpltPkg-240to759kBtuh-10p8eer | DEER2017 | D17 v2 |  | Any | ECC | 1996 | CZ11 | cWtd | Cap-Tons | 1041.6 | 288000 | None | 85 | 0.0745 | 0 | 85 | 0.0745 | 0 | 85 | 0.0745 | 0 | 85 | 0.0745 | 0 | DEER:HVAC_Split-Package_AC | Annual | 1719 | 85.02 | 0.07448 | 0 | 85.02 | 0.07448 | 0 | NE-HVAC-airAC-SpltPkg-240to759kBtuh-10p8eer_MZDEER2017AnyECC1996CZ11cPVVG | 54182 | NE-HVAC-airAC-SpltPkg-240to759kBtuh-10p8eer_SZDEER2017AnyECC1996CZ11cDXGF | 54181 |  | 85.2 | 0.0695 | 0 | 84.3 | 0.0944 | 0 | 85.2 | 0.0695 | 0 | 84.3 | 0.0944 | 0 | 1060 | 285000 | 968 | 300000
NE-HVAC-airAC-SpltPkg-240to759kBtuh-10p8eer | DEER2017 | D17 v2 |  | Any | ECC | 1996 | CZ12 | cWtd | Cap-Tons | 1051.8 | 288000 | None | 70.1 | 0.0699 | 0 | 70.1 | 0.0699 | 0 | 70.1 | 0.0699 | 0 | 70.1 | 0.0699 | 0 | DEER:HVAC_Split-Package_AC | Annual | 1719 | 70.14 | 0.06994 | 0 | 70.14 | 0.06994 | 0 | NE-HVAC-airAC-SpltPkg-240to759kBtuh-10p8eer_MZDEER2017AnyECC1996CZ12cPVVG | 54184 | NE-HVAC-airAC-SpltPkg-240to759kBtuh-10p8eer_SZDEER2017AnyECC1996CZ12cDXGF | 54183 |  | 72.1 | 0.0654 | 0 | 62.3 | 0.0881 | 0 | 72.1 | 0.0654 | 0 | 62.3 | 0.0881 | 0 | 1070 | 285000 | 979 | 300000
NE-HVAC-airAC-SpltPkg-240to759kBtuh-10p8eer | DEER2017 | D17 v2 |  | Any | ECC | 1996 | CZ13 | cWtd | Cap-Tons | 1102 | 288000 | None | 86.2 | 0.0719 | 0 | 86.2 | 0.0719 | 0 | 86.2 | 0.0719 | 0 | 86.2 | 0.0719 | 0 | DEER:HVAC_Split-Package_AC | Annual | 1719 | 86.24 | 0.07186 | 0 | 86.24 | 0.07186 | 0 | NE-HVAC-airAC-SpltPkg-240to759kBtuh-10p8eer_MZDEER2017AnyECC1996CZ13cPVVG | 54186 | NE-HVAC-airAC-SpltPkg-240to759kBtuh-10p8eer_SZDEER2017AnyECC1996CZ13cDXGF | 54185 |  | 86.5 | 0.0669 | 0 | 85.2 | 0.0917 | 0 | 86.5 | 0.0669 | 0 | 85.2 | 0.0917 | 0 | 1120 | 285000 | 1030 | 300000
NE-HVAC-airAC-SpltPkg-240to759kBtuh-10p8eer | DEER2017 | D17 v2 |  | Any | ECC | 1996 | CZ14 | cWtd | Cap-Tons | 1010.2 | 288000 | None | 88.6 | 0.09 | 0 | 88.6 | 0.09 | 0 | 88.6 | 0.09 | 0 | 88.6 | 0.09 | 0 | DEER:HVAC_Split-Package_AC | Annual | 1719 | 88.62 | 0.08996 | 0 | 88.62 | 0.08996 | 0 | NE-HVAC-airAC-SpltPkg-240to759kBtuh-10p8eer_MZDEER2017AnyECC1996CZ14cPVVG | 54188 | NE-HVAC-airAC-SpltPkg-240to759kBtuh-10p8eer_SZDEER2017AnyECC1996CZ14cDXGF | 54187 |  | 88.3 | 0.0842 | 0 | 89.9 | 0.113 | 0 | 88.3 | 0.0842 | 0 | 89.9 | 0.113 | 0 | 1030 | 285000 | 931 | 300000
NE-HVAC-airAC-SpltPkg-240to759kBtuh-10p8eer | DEER2017 | D17 v2 |  | Any | ECC | 1996 | CZ15 | cWtd | Cap-Tons | 1244 | 288000 | None | 141 | 0.091 | 0 | 141 | 0.091 | 0 | 141 | 0.091 | 0 | 141 | 0.091 | 0 | DEER:HVAC_Split-Package_AC | Annual | 1719 | 141 | 0.091 | 0 | 141 | 0.091 | 0 | NE-HVAC-airAC-SpltPkg-240to759kBtuh-10p8eer_MZDEER2017AnyECC1996CZ15cPVVG | 54190 | NE-HVAC-airAC-SpltPkg-240to759kBtuh-10p8eer_SZDEER2017AnyECC1996CZ15cDXGF | 54189 |  | 138 | 0.0845 | 0 | 153 | 0.117 | 0 | 138 | 0.0845 | 0 | 153 | 0.117 | 0 | 1260 | 285000 | 1180 | 300000
NE-HVAC-airAC-SpltPkg-240to759kBtuh-10p8eer | DEER2017 | D17 v2 |  | Any | ECC | 1996 | CZ16 | cWtd | Cap-Tons | 651.4 | 288000 | None | 45.9 | 0.0537 | 0 | 45.9 | 0.0537 | 0 | 45.9 | 0.0537 | 0 | 45.9 | 0.0537 | 0 | DEER:HVAC_Split-Package_AC | Annual | 1719 | 45.92 | 0.0537 | 0 | 45.92 | 0.0537 | 0 | NE-HVAC-airAC-SpltPkg-240to759kBtuh-10p8eer_MZDEER2017AnyECC1996CZ16cPVVG | 54192 | NE-HVAC-airAC-SpltPkg-240to759kBtuh-10p8eer_SZDEER2017AnyECC1996CZ16cDXGF | 54191 |  | 45.8 | 0.0501 | 0 | 46.4 | 0.0681 | 0 | 45.8 | 0.0501 | 0 | 46.4 | 0.0681 | 0 | 668 | 285000 | 585 | 300000
NE-HVAC-airAC-SpltPkg-240to759kBtuh-10p8eer | DEER2017 | D17 v2 |  | Any | ECC | 2003 | CZ01 | cWtd | Cap-Tons | 586.6 | 288000 | None | 22.3 | 0.0314 | 0 | 22.3 | 0.0314 | 0 | 22.3 | 0.0314 | 0 | 22.3 | 0.0314 | 0 | DEER:HVAC_Split-Package_AC | Annual | 1719 | 22.306 | 0.03144 | 0 | 22.306 | 0.03144 | 0 | NE-HVAC-airAC-SpltPkg-240to759kBtuh-10p8eer_MZDEER2017AnyECC2003CZ01cPVVG | 75522 | NE-HVAC-airAC-SpltPkg-240to759kBtuh-10p8eer_SZDEER2017AnyECC2003CZ01cDXGF | 75521 |  | 26.2 | 0.0308 | 0 | 6.73 | 0.034 | 0 | 26.2 | 0.0308 | 0 | 6.73 | 0.034 | 0 | 603 | 285000 | 521 | 300000
NE-HVAC-airAC-SpltPkg-240to759kBtuh-10p8eer | DEER2017 | D17 v2 |  | Any | ECC | 2003 | CZ02 | cWtd | Cap-Tons | 756 | 288000 | None | 58.1 | 0.073 | 0 | 58.1 | 0.073 | 0 | 58.1 | 0.073 | 0 | 58.1 | 0.073 | 0 | DEER:HVAC_Split-Package_AC | Annual | 1719 | 58.14 | 0.07304 | 0 | 58.14 | 0.07304 | 0 | NE-HVAC-airAC-SpltPkg-240to759kBtuh-10p8eer_MZDEER2017AnyECC2003CZ02cPVVG | 75524 | NE-HVAC-airAC-SpltPkg-240to759kBtuh-10p8eer_SZDEER2017AnyECC2003CZ02cDXGF | 75523 |  | 59.7 | 0.0673 | 0 | 51.9 | 0.096 | 0 | 59.7 | 0.0673 | 0 | 51.9 | 0.096 | 0 | 766 | 285000 | 716 | 300000
NE-HVAC-airAC-SpltPkg-240to759kBtuh-10p8eer | DEER2017 | D17 v2 |  | Any | ECC | 2003 | CZ03 | cWtd | Cap-Tons | 709.6 | 288000 | None | 45.4 | 0.0398 | 0 | 45.4 | 0.0398 | 0 | 45.4 | 0.0398 | 0 | 45.4 | 0.0398 | 0 | DEER:HVAC_Split-Package_AC | Annual | 1719 | 45.36 | 0.03984 | 0 | 45.36 | 0.03984 | 0 | NE-HVAC-airAC-SpltPkg-240to759kBtuh-10p8eer_MZDEER2017AnyECC2003CZ03cPVVG | 75526 | NE-HVAC-airAC-SpltPkg-240to759kBtuh-10p8eer_SZDEER2017AnyECC2003CZ03cDXGF | 75525 |  | 49.9 | 0.0379 | 0 | 27.2 | 0.0476 | 0 | 49.9 | 0.0379 | 0 | 27.2 | 0.0476 | 0 | 726 | 285000 | 644 | 300000
NE-HVAC-airAC-SpltPkg-240to759kBtuh-10p8eer | DEER2017 | D17 v2 |  | Any | ECC | 2003 | CZ04 | cWtd | Cap-Tons | 876 | 288000 | None | 59.3 | 0.073 | 0 | 59.3 | 0.073 | 0 | 59.3 | 0.073 | 0 | 59.3 | 0.073 | 0 | DEER:HVAC_Split-Package_AC | Annual | 1719 | 59.3 | 0.07296 | 0 | 59.3 | 0.07296 | 0 | NE-HVAC-airAC-SpltPkg-240to759kBtuh-10p8eer_MZDEER2017AnyECC2003CZ04cPVVG | 75528 | NE-HVAC-airAC-SpltPkg-240to759kBtuh-10p8eer_SZDEER2017AnyECC2003CZ04cDXGF | 75527 |  | 62 | 0.0671 | 0 | 48.5 | 0.0964 | 0 | 62 | 0.0671 | 0 | 48.5 | 0.0964 | 0 | 889 | 285000 | 824 | 300000
NE-HVAC-airAC-SpltPkg-240to759kBtuh-10p8eer | DEER2017 | D17 v2 |  | Any | ECC | 2003 | CZ05 | cWtd | Cap-Tons | 645.8 | 288000 | None | 47.6 | 0.043 | 0 | 47.6 | 0.043 | 0 | 47.6 | 0.043 | 0 | 47.6 | 0.043 | 0 | DEER:HVAC_Split-Package_AC | Annual | 1719 | 47.64 | 0.04302 | 0 | 47.64 | 0.04302 | 0 | NE-HVAC-airAC-SpltPkg-240to759kBtuh-10p8eer_MZDEER2017AnyECC2003CZ05cPVVG | 75530 | NE-HVAC-airAC-SpltPkg-240to759kBtuh-10p8eer_SZDEER2017AnyECC2003CZ05cDXGF | 75529 |  | 52 | 0.0404 | 0 | 30.2 | 0.0535 | 0 | 52 | 0.0404 | 0 | 30.2 | 0.0535 | 0 | 662 | 285000 | 581 | 300000
NE-HVAC-airAC-SpltPkg-240to759kBtuh-10p8eer | DEER2017 | D17 v2 |  | Any | ECC | 2003 | CZ06 | cWtd | Cap-Tons | 911 | 288000 | None | 65.7 | 0.0558 | 0 | 65.7 | 0.0558 | 0 | 65.7 | 0.0558 | 0 | 65.7 | 0.0558 | 0 | DEER:HVAC_Split-Package_AC | Annual | 1719 | 65.7 | 0.05578 | 0 | 65.7 | 0.05578 | 0 | NE-HVAC-airAC-SpltPkg-240to759kBtuh-10p8eer_MZDEER2017AnyECC2003CZ06cPVVG | 75532 | NE-HVAC-airAC-SpltPkg-240to759kBtuh-10p8eer_SZDEER2017AnyECC2003CZ06cDXGF | 75531 |  | 69.8 | 0.0515 | 0 | 49.3 | 0.0729 | 0 | 69.8 | 0.0515 | 0 | 49.3 | 0.0729 | 0 | 925 | 285000 | 855 | 300000
NE-HVAC-airAC-SpltPkg-240to759kBtuh-10p8eer | DEER2017 | D17 v2 |  | Any | ECC | 2003 | CZ07 | cWtd | Cap-Tons | 774 | 288000 | None | 72.2 | 0.0592 | 0 | 72.2 | 0.0592 | 0 | 72.2 | 0.0592 | 0 | 72.2 | 0.0592 | 0 | DEER:HVAC_Split-Package_AC | Annual | 1719 | 72.22 | 0.05924 | 0 | 72.22 | 0.05924 | 0 | NE-HVAC-airAC-SpltPkg-240to759kBtuh-10p8eer_MZDEER2017AnyECC2003CZ07cPVVG | 75534 | NE-HVAC-airAC-SpltPkg-240to759kBtuh-10p8eer_SZDEER2017AnyECC2003CZ07cDXGF | 75533 |  | 76.6 | 0.0537 | 0 | 54.7 | 0.0814 | 0 | 76.6 | 0.0537 | 0 | 54.7 | 0.0814 | 0 | 791 | 285000 | 706 | 300000
NE-HVAC-airAC-SpltPkg-240to759kBtuh-10p8eer | DEER2017 | D17 v2 |  | Any | ECC | 2003 | CZ08 | cWtd | Cap-Tons | 855.4 | 288000 | None | 79.9 | 0.0716 | 0 | 79.9 | 0.0716 | 0 | 79.9 | 0.0716 | 0 | 79.9 | 0.0716 | 0 | DEER:HVAC_Split-Package_AC | Annual | 1719 | 79.94 | 0.07162 | 0 | 79.94 | 0.07162 | 0 | NE-HVAC-airAC-SpltPkg-240to759kBtuh-10p8eer_MZDEER2017AnyECC2003CZ08cPVVG | 75536 | NE-HVAC-airAC-SpltPkg-240to759kBtuh-10p8eer_SZDEER2017AnyECC2003CZ08cDXGF | 75535 |  | 81.7 | 0.0659 | 0 | 72.9 | 0.0945 | 0 | 81.7 | 0.0659 | 0 | 72.9 | 0.0945 | 0 | 871 | 285000 | 793 | 300000
NE-HVAC-airAC-SpltPkg-240to759kBtuh-10p8eer | DEER2017 | D17 v2 |  | Any | ECC | 2003 | CZ09 | cWtd | Cap-Tons | 1048 | 288000 | None | 73.2 | 0.0862 | 0 | 73.2 | 0.0862 | 0 | 73.2 | 0.0862 | 0 | 73.2 | 0.0862 | 0 | DEER:HVAC_Split-Package_AC | Annual | 1719 | 73.22 | 0.08624 | 0 | 73.22 | 0.08624 | 0 | NE-HVAC-airAC-SpltPkg-240to759kBtuh-10p8eer_MZDEER2017AnyECC2003CZ09cPVVG | 75538 | NE-HVAC-airAC-SpltPkg-240to759kBtuh-10p8eer_SZDEER2017AnyECC2003CZ09cDXGF | 75537 |  | 75.8 | 0.0803 | 0 | 62.9 | 0.11 | 0 | 75.8 | 0.0803 | 0 | 62.9 | 0.11 | 0 | 1060 | 285000 | 1000 | 300000
NE-HVAC-airAC-SpltPkg-240to759kBtuh-10p8eer | DEER2017 | D17 v2 |  | Any | ECC | 2003 | CZ10 | cWtd | Cap-Tons | 1012.2 | 288000 | None | 78.5 | 0.0909 | 0 | 78.5 | 0.0909 | 0 | 78.5 | 0.0909 | 0 | 78.5 | 0.0909 | 0 | DEER:HVAC_Split-Package_AC | Annual | 1719 | 78.5 | 0.09092 | 0 | 78.5 | 0.09092 | 0 | NE-HVAC-airAC-SpltPkg-240to759kBtuh-10p8eer_MZDEER2017AnyECC2003CZ10cPVVG | 75540 | NE-HVAC-airAC-SpltPkg-240to759kBtuh-10p8eer_SZDEER2017AnyECC2003CZ10cDXGF | 75539 |  | 80 | 0.0844 | 0 | 72.5 | 0.117 | 0 | 80 | 0.0844 | 0 | 72.5 | 0.117 | 0 | 1020 | 285000 | 981 | 300000
NE-HVAC-airAC-SpltPkg-240to759kBtuh-10p8eer | DEER2017 | D17 v2 |  | Any | ECC | 2003 | CZ11 | cWtd | Cap-Tons | 783.8 | 288000 | None | 94.9 | 0.0848 | 0 | 94.9 | 0.0848 | 0 | 94.9 | 0.0848 | 0 | 94.9 | 0.0848 | 0 | DEER:HVAC_Split-Package_AC | Annual | 1719 | 94.92 | 0.08484 | 0 | 94.92 | 0.08484 | 0 | NE-HVAC-airAC-SpltPkg-240to759kBtuh-10p8eer_MZDEER2017AnyECC2003CZ11cPVVG | 75542 | NE-HVAC-airAC-SpltPkg-240to759kBtuh-10p8eer_SZDEER2017AnyECC2003CZ11cDXGF | 75541 |  | 92.4 | 0.0783 | 0 | 105 | 0.111 | 0 | 92.4 | 0.0783 | 0 | 105 | 0.111 | 0 | 793 | 285000 | 747 | 300000
NE-HVAC-airAC-SpltPkg-240to759kBtuh-10p8eer | DEER2017 | D17 v2 |  | Any | ECC | 2003 | CZ12 | cWtd | Cap-Tons | 955.8 | 288000 | None | 65.1 | 0.0674 | 0 | 65.1 | 0.0674 | 0 | 65.1 | 0.0674 | 0 | 65.1 | 0.0674 | 0 | DEER:HVAC_Split-Package_AC | Annual | 1719 | 65.08 | 0.06738 | 0 | 65.08 | 0.06738 | 0 | NE-HVAC-airAC-SpltPkg-240to759kBtuh-10p8eer_MZDEER2017AnyECC2003CZ12cPVVG | 75544 | NE-HVAC-airAC-SpltPkg-240to759kBtuh-10p8eer_SZDEER2017AnyECC2003CZ12cDXGF | 75543 |  | 65.5 | 0.0622 | 0 | 63.4 | 0.0881 | 0 | 65.5 | 0.0622 | 0 | 63.4 | 0.0881 | 0 | 967 | 285000 | 911 | 300000
NE-HVAC-airAC-SpltPkg-240to759kBtuh-10p8eer | DEER2017 | D17 v2 |  | Any | ECC | 2003 | CZ13 | cWtd | Cap-Tons | 1019 | 288000 | None | 79.5 | 0.0684 | 0 | 79.5 | 0.0684 | 0 | 79.5 | 0.0684 | 0 | 79.5 | 0.0684 | 0 | DEER:HVAC_Split-Package_AC | Annual | 1719 | 79.48 | 0.06842 | 0 | 79.48 | 0.06842 | 0 | NE-HVAC-airAC-SpltPkg-240to759kBtuh-10p8eer_MZDEER2017AnyECC2003CZ13cPVVG | 75546 | NE-HVAC-airAC-SpltPkg-240to759kBtuh-10p8eer_SZDEER2017AnyECC2003CZ13cDXGF | 75545 |  | 78.3 | 0.063 | 0 | 84.2 | 0.0901 | 0 | 78.3 | 0.063 | 0 | 84.2 | 0.0901 | 0 | 1030 | 285000 | 975 | 300000
NE-HVAC-airAC-SpltPkg-240to759kBtuh-10p8eer | DEER2017 | D17 v2 |  | Any | ECC | 2003 | CZ14 | cWtd | Cap-Tons | 782.6 | 288000 | None | 97.1 | 0.0968 | 0 | 97.1 | 0.0968 | 0 | 97.1 | 0.0968 | 0 | 97.1 | 0.0968 | 0 | DEER:HVAC_Split-Package_AC | Annual | 1719 | 97.08 | 0.09684 | 0 | 97.08 | 0.09684 | 0 | NE-HVAC-airAC-SpltPkg-240to759kBtuh-10p8eer_MZDEER2017AnyECC2003CZ14cPVVG | 75548 | NE-HVAC-airAC-SpltPkg-240to759kBtuh-10p8eer_SZDEER2017AnyECC2003CZ14cDXGF | 75547 |  | 95.1 | 0.0913 | 0 | 105 | 0.119 | 0 | 95.1 | 0.0913 | 0 | 105 | 0.119 | 0 | 792 | 285000 | 745 | 300000
NE-HVAC-airAC-SpltPkg-240to759kBtuh-10p8eer | DEER2017 | D17 v2 |  | Any | ECC | 2003 | CZ15 | cWtd | Cap-Tons | 1142 | 288000 | None | 135 | 0.0889 | 0 | 135 | 0.0889 | 0 | 135 | 0.0889 | 0 | 135 | 0.0889 | 0 | DEER:HVAC_Split-Package_AC | Annual | 1719 | 135.4 | 0.08892 | 0 | 135.4 | 0.08892 | 0 | NE-HVAC-airAC-SpltPkg-240to759kBtuh-10p8eer_MZDEER2017AnyECC2003CZ15cPVVG | 75550 | NE-HVAC-airAC-SpltPkg-240to759kBtuh-10p8eer_SZDEER2017AnyECC2003CZ15cDXGF | 75549 |  | 131 | 0.0819 | 0 | 153 | 0.117 | 0 | 131 | 0.0819 | 0 | 153 | 0.117 | 0 | 1150 | 285000 | 1110 | 300000
NE-HVAC-airAC-SpltPkg-240to759kBtuh-10p8eer | DEER2017 | D17 v2 |  | Any | ECC | 2003 | CZ16 | cWtd | Cap-Tons | 594.2 | 288000 | None | 46.6 | 0.0509 | 0 | 46.6 | 0.0509 | 0 | 46.6 | 0.0509 | 0 | 46.6 | 0.0509 | 0 | DEER:HVAC_Split-Package_AC | Annual | 1719 | 46.6 | 0.05086 | 0 | 46.6 | 0.05086 | 0 | NE-HVAC-airAC-SpltPkg-240to759kBtuh-10p8eer_MZDEER2017AnyECC2003CZ16cPVVG | 75552 | NE-HVAC-airAC-SpltPkg-240to759kBtuh-10p8eer_SZDEER2017AnyECC2003CZ16cDXGF | 75551 |  | 46.6 | 0.0466 | 0 | 46.6 | 0.0679 | 0 | 46.6 | 0.0466 | 0 | 46.6 | 0.0679 | 0 | 605 | 285000 | 551 | 300000
NE-HVAC-airAC-SpltPkg-240to759kBtuh-10p8eer | DEER2017 | D17 v2 |  | Any | ECC | 2007 | CZ01 | cWtd | Cap-Tons | 581.2 | 288000 | None | 22.2 | 0.0312 | 0 | 22.2 | 0.0312 | 0 | 22.2 | 0.0312 | 0 | 22.2 | 0.0312 | 0 | DEER:HVAC_Split-Package_AC | Annual | 1719 | 22.172 | 0.03122 | 0 | 22.172 | 0.03122 | 0 | NE-HVAC-airAC-SpltPkg-240to759kBtuh-10p8eer_MZDEER2017AnyECC2007CZ01cPVVG | 96882 | NE-HVAC-airAC-SpltPkg-240to759kBtuh-10p8eer_SZDEER2017AnyECC2007CZ01cDXGF | 96881 |  | 26.1 | 0.0307 | 0 | 6.46 | 0.0333 | 0 | 26.1 | 0.0307 | 0 | 6.46 | 0.0333 | 0 | 598 | 285000 | 514 | 300000
NE-HVAC-airAC-SpltPkg-240to759kBtuh-10p8eer | DEER2017 | D17 v2 |  | Any | ECC | 2007 | CZ02 | cWtd | Cap-Tons | 749 | 288000 | None | 57.9 | 0.073 | 0 | 57.9 | 0.073 | 0 | 57.9 | 0.073 | 0 | 57.9 | 0.073 | 0 | DEER:HVAC_Split-Package_AC | Annual | 1719 | 57.86 | 0.07302 | 0 | 57.86 | 0.07302 | 0 | NE-HVAC-airAC-SpltPkg-240to759kBtuh-10p8eer_MZDEER2017AnyECC2007CZ02cPVVG | 96884 | NE-HVAC-airAC-SpltPkg-240to759kBtuh-10p8eer_SZDEER2017AnyECC2007CZ02cDXGF | 96883 |  | 59.5 | 0.0673 | 0 | 51.3 | 0.0959 | 0 | 59.5 | 0.0673 | 0 | 51.3 | 0.0959 | 0 | 759 | 285000 | 709 | 300000
NE-HVAC-airAC-SpltPkg-240to759kBtuh-10p8eer | DEER2017 | D17 v2 |  | Any | ECC | 2007 | CZ03 | cWtd | Cap-Tons | 703.6 | 288000 | None | 45.2 | 0.0396 | 0 | 45.2 | 0.0396 | 0 | 45.2 | 0.0396 | 0 | 45.2 | 0.0396 | 0 | DEER:HVAC_Split-Package_AC | Annual | 1719 | 45.16 | 0.03962 | 0 | 45.16 | 0.03962 | 0 | NE-HVAC-airAC-SpltPkg-240to759kBtuh-10p8eer_MZDEER2017AnyECC2007CZ03cPVVG | 96886 | NE-HVAC-airAC-SpltPkg-240to759kBtuh-10p8eer_SZDEER2017AnyECC2007CZ03cDXGF | 96885 |  | 49.8 | 0.0377 | 0 | 26.6 | 0.0473 | 0 | 49.8 | 0.0377 | 0 | 26.6 | 0.0473 | 0 | 720 | 285000 | 638 | 300000
NE-HVAC-airAC-SpltPkg-240to759kBtuh-10p8eer | DEER2017 | D17 v2 |  | Any | ECC | 2007 | CZ04 | cWtd | Cap-Tons | 869.6 | 288000 | None | 58.9 | 0.073 | 0 | 58.9 | 0.073 | 0 | 58.9 | 0.073 | 0 | 58.9 | 0.073 | 0 | DEER:HVAC_Split-Package_AC | Annual | 1719 | 58.92 | 0.07296 | 0 | 58.92 | 0.07296 | 0 | NE-HVAC-airAC-SpltPkg-240to759kBtuh-10p8eer_MZDEER2017AnyECC2007CZ04cPVVG | 96888 | NE-HVAC-airAC-SpltPkg-240to759kBtuh-10p8eer_SZDEER2017AnyECC2007CZ04cDXGF | 96887 |  | 61.6 | 0.0671 | 0 | 48.2 | 0.0964 | 0 | 61.6 | 0.0671 | 0 | 48.2 | 0.0964 | 0 | 883 | 285000 | 816 | 300000
NE-HVAC-airAC-SpltPkg-240to759kBtuh-10p8eer | DEER2017 | D17 v2 |  | Any | ECC | 2007 | CZ05 | cWtd | Cap-Tons | 640.6 | 288000 | None | 47.4 | 0.0429 | 0 | 47.4 | 0.0429 | 0 | 47.4 | 0.0429 | 0 | 47.4 | 0.0429 | 0 | DEER:HVAC_Split-Package_AC | Annual | 1719 | 47.4 | 0.04286 | 0 | 47.4 | 0.04286 | 0 | NE-HVAC-airAC-SpltPkg-240to759kBtuh-10p8eer_MZDEER2017AnyECC2007CZ05cPVVG | 96890 | NE-HVAC-airAC-SpltPkg-240to759kBtuh-10p8eer_SZDEER2017AnyECC2007CZ05cDXGF | 96889 |  | 51.9 | 0.0403 | 0 | 29.4 | 0.0531 | 0 | 51.9 | 0.0403 | 0 | 29.4 | 0.0531 | 0 | 657 | 285000 | 575 | 300000
NE-HVAC-airAC-SpltPkg-240to759kBtuh-10p8eer | DEER2017 | D17 v2 |  | Any | ECC | 2007 | CZ06 | cWtd | Cap-Tons | 904.6 | 288000 | None | 65.4 | 0.0557 | 0 | 65.4 | 0.0557 | 0 | 65.4 | 0.0557 | 0 | 65.4 | 0.0557 | 0 | DEER:HVAC_Split-Package_AC | Annual | 1719 | 65.36 | 0.05568 | 0 | 65.36 | 0.05568 | 0 | NE-HVAC-airAC-SpltPkg-240to759kBtuh-10p8eer_MZDEER2017AnyECC2007CZ06cPVVG | 96892 | NE-HVAC-airAC-SpltPkg-240to759kBtuh-10p8eer_SZDEER2017AnyECC2007CZ06cDXGF | 96891 |  | 69.5 | 0.0514 | 0 | 48.8 | 0.0728 | 0 | 69.5 | 0.0514 | 0 | 48.8 | 0.0728 | 0 | 919 | 285000 | 847 | 300000
NE-HVAC-airAC-SpltPkg-240to759kBtuh-10p8eer | DEER2017 | D17 v2 |  | Any | ECC | 2007 | CZ07 | cWtd | Cap-Tons | 767.8 | 288000 | None | 71.9 | 0.0591 | 0 | 71.9 | 0.0591 | 0 | 71.9 | 0.0591 | 0 | 71.9 | 0.0591 | 0 | DEER:HVAC_Split-Package_AC | Annual | 1719 | 71.88 | 0.0591 | 0 | 71.88 | 0.0591 | 0 | NE-HVAC-airAC-SpltPkg-240to759kBtuh-10p8eer_MZDEER2017AnyECC2007CZ07cPVVG | 96894 | NE-HVAC-airAC-SpltPkg-240to759kBtuh-10p8eer_SZDEER2017AnyECC2007CZ07cDXGF | 96893 |  | 76.4 | 0.0537 | 0 | 53.8 | 0.0807 | 0 | 76.4 | 0.0537 | 0 | 53.8 | 0.0807 | 0 | 785 | 285000 | 699 | 300000
NE-HVAC-airAC-SpltPkg-240to759kBtuh-10p8eer | DEER2017 | D17 v2 |  | Any | ECC | 2007 | CZ08 | cWtd | Cap-Tons | 849 | 288000 | None | 79.6 | 0.0716 | 0 | 79.6 | 0.0716 | 0 | 79.6 | 0.0716 | 0 | 79.6 | 0.0716 | 0 | DEER:HVAC_Split-Package_AC | Annual | 1719 | 79.62 | 0.07162 | 0 | 79.62 | 0.07162 | 0 | NE-HVAC-airAC-SpltPkg-240to759kBtuh-10p8eer_MZDEER2017AnyECC2007CZ08cPVVG | 96896 | NE-HVAC-airAC-SpltPkg-240to759kBtuh-10p8eer_SZDEER2017AnyECC2007CZ08cDXGF | 96895 |  | 81.4 | 0.0659 | 0 | 72.5 | 0.0945 | 0 | 81.4 | 0.0659 | 0 | 72.5 | 0.0945 | 0 | 865 | 285000 | 785 | 300000
NE-HVAC-airAC-SpltPkg-240to759kBtuh-10p8eer | DEER2017 | D17 v2 |  | Any | ECC | 2007 | CZ09 | cWtd | Cap-Tons | 1039 | 288000 | None | 72.9 | 0.0862 | 0 | 72.9 | 0.0862 | 0 | 72.9 | 0.0862 | 0 | 72.9 | 0.0862 | 0 | DEER:HVAC_Split-Package_AC | Annual | 1719 | 72.94 | 0.08624 | 0 | 72.94 | 0.08624 | 0 | NE-HVAC-airAC-SpltPkg-240to759kBtuh-10p8eer_MZDEER2017AnyECC2007CZ09cPVVG | 96898 | NE-HVAC-airAC-SpltPkg-240to759kBtuh-10p8eer_SZDEER2017AnyECC2007CZ09cDXGF | 96897 |  | 75.5 | 0.0803 | 0 | 62.7 | 0.11 | 0 | 75.5 | 0.0803 | 0 | 62.7 | 0.11 | 0 | 1050 | 285000 | 995 | 300000
NE-HVAC-airAC-SpltPkg-240to759kBtuh-10p8eer | DEER2017 | D17 v2 |  | Any | ECC | 2007 | CZ10 | cWtd | Cap-Tons | 1010.4 | 288000 | None | 78.3 | 0.091 | 0 | 78.3 | 0.091 | 0 | 78.3 | 0.091 | 0 | 78.3 | 0.091 | 0 | DEER:HVAC_Split-Package_AC | Annual | 1719 | 78.28 | 0.091 | 0 | 78.28 | 0.091 | 0 | NE-HVAC-airAC-SpltPkg-240to759kBtuh-10p8eer_MZDEER2017AnyECC2007CZ10cPVVG | 96900 | NE-HVAC-airAC-SpltPkg-240to759kBtuh-10p8eer_SZDEER2017AnyECC2007CZ10cDXGF | 96899 |  | 79.8 | 0.0845 | 0 | 72.2 | 0.117 | 0 | 79.8 | 0.0845 | 0 | 72.2 | 0.117 | 0 | 1020 | 285000 | 972 | 300000
NE-HVAC-airAC-SpltPkg-240to759kBtuh-10p8eer | DEER2017 | D17 v2 |  | Any | ECC | 2007 | CZ11 | cWtd | Cap-Tons | 777.4 | 288000 | None | 94.8 | 0.0848 | 0 | 94.8 | 0.0848 | 0 | 94.8 | 0.0848 | 0 | 94.8 | 0.0848 | 0 | DEER:HVAC_Split-Package_AC | Annual | 1719 | 94.76 | 0.08484 | 0 | 94.76 | 0.08484 | 0 | NE-HVAC-airAC-SpltPkg-240to759kBtuh-10p8eer_MZDEER2017AnyECC2007CZ11cPVVG | 96902 | NE-HVAC-airAC-SpltPkg-240to759kBtuh-10p8eer_SZDEER2017AnyECC2007CZ11cDXGF | 96901 |  | 92.2 | 0.0783 | 0 | 105 | 0.111 | 0 | 92.2 | 0.0783 | 0 | 105 | 0.111 | 0 | 787 | 285000 | 739 | 300000
NE-HVAC-airAC-SpltPkg-240to759kBtuh-10p8eer | DEER2017 | D17 v2 |  | Any | ECC | 2007 | CZ12 | cWtd | Cap-Tons | 948.4 | 288000 | None | 64.7 | 0.0674 | 0 | 64.7 | 0.0674 | 0 | 64.7 | 0.0674 | 0 | 64.7 | 0.0674 | 0 | DEER:HVAC_Split-Package_AC | Annual | 1719 | 64.74 | 0.06742 | 0 | 64.74 | 0.06742 | 0 | NE-HVAC-airAC-SpltPkg-240to759kBtuh-10p8eer_MZDEER2017AnyECC2007CZ12cPVVG | 96904 | NE-HVAC-airAC-SpltPkg-240to759kBtuh-10p8eer_SZDEER2017AnyECC2007CZ12cDXGF | 96903 |  | 65.1 | 0.0622 | 0 | 63.3 | 0.0883 | 0 | 65.1 | 0.0622 | 0 | 63.3 | 0.0883 | 0 | 960 | 285000 | 902 | 300000
NE-HVAC-airAC-SpltPkg-240to759kBtuh-10p8eer | DEER2017 | D17 v2 |  | Any | ECC | 2007 | CZ13 | cWtd | Cap-Tons | 1009.2 | 288000 | None | 79.2 | 0.0685 | 0 | 79.2 | 0.0685 | 0 | 79.2 | 0.0685 | 0 | 79.2 | 0.0685 | 0 | DEER:HVAC_Split-Package_AC | Annual | 1719 | 79.24 | 0.06846 | 0 | 79.24 | 0.06846 | 0 | NE-HVAC-airAC-SpltPkg-240to759kBtuh-10p8eer_MZDEER2017AnyECC2007CZ13cPVVG | 96906 | NE-HVAC-airAC-SpltPkg-240to759kBtuh-10p8eer_SZDEER2017AnyECC2007CZ13cDXGF | 96905 |  | 78 | 0.063 | 0 | 84.2 | 0.0903 | 0 | 78 | 0.063 | 0 | 84.2 | 0.0903 | 0 | 1020 | 285000 | 966 | 300000
NE-HVAC-airAC-SpltPkg-240to759kBtuh-10p8eer | DEER2017 | D17 v2 |  | Any | ECC | 2007 | CZ14 | cWtd | Cap-Tons | 776.2 | 288000 | None | 96.9 | 0.0969 | 0 | 96.9 | 0.0969 | 0 | 96.9 | 0.0969 | 0 | 96.9 | 0.0969 | 0 | DEER:HVAC_Split-Package_AC | Annual | 1719 | 96.92 | 0.09692 | 0 | 96.92 | 0.09692 | 0 | NE-HVAC-airAC-SpltPkg-240to759kBtuh-10p8eer_MZDEER2017AnyECC2007CZ14cPVVG | 96908 | NE-HVAC-airAC-SpltPkg-240to759kBtuh-10p8eer_SZDEER2017AnyECC2007CZ14cDXGF | 96907 |  | 94.9 | 0.0914 | 0 | 105 | 0.119 | 0 | 94.9 | 0.0914 | 0 | 105 | 0.119 | 0 | 786 | 285000 | 737 | 300000
NE-HVAC-airAC-SpltPkg-240to759kBtuh-10p8eer | DEER2017 | D17 v2 |  | Any | ECC | 2007 | CZ15 | cWtd | Cap-Tons | 1132 | 288000 | None | 135 | 0.089 | 0 | 135 | 0.089 | 0 | 135 | 0.089 | 0 | 135 | 0.089 | 0 | DEER:HVAC_Split-Package_AC | Annual | 1719 | 135.4 | 0.089 | 0 | 135.4 | 0.089 | 0 | NE-HVAC-airAC-SpltPkg-240to759kBtuh-10p8eer_MZDEER2017AnyECC2007CZ15cPVVG | 96910 | NE-HVAC-airAC-SpltPkg-240to759kBtuh-10p8eer_SZDEER2017AnyECC2007CZ15cDXGF | 96909 |  | 131 | 0.082 | 0 | 153 | 0.117 | 0 | 131 | 0.082 | 0 | 153 | 0.117 | 0 | 1140 | 285000 | 1100 | 300000
NE-HVAC-airAC-SpltPkg-240to759kBtuh-10p8eer | DEER2017 | D17 v2 |  | Any | ECC | 2007 | CZ16 | cWtd | Cap-Tons | 588.2 | 288000 | None | 46.5 | 0.0508 | 0 | 46.5 | 0.0508 | 0 | 46.5 | 0.0508 | 0 | 46.5 | 0.0508 | 0 | DEER:HVAC_Split-Package_AC | Annual | 1719 | 46.46 | 0.05084 | 0 | 46.46 | 0.05084 | 0 | NE-HVAC-airAC-SpltPkg-240to759kBtuh-10p8eer_MZDEER2017AnyECC2007CZ16cPVVG | 96912 | NE-HVAC-airAC-SpltPkg-240to759kBtuh-10p8eer_SZDEER2017AnyECC2007CZ16cDXGF | 96911 |  | 46.5 | 0.0466 | 0 | 46.3 | 0.0678 | 0 | 46.5 | 0.0466 | 0 | 46.3 | 0.0678 | 0 | 599 | 285000 | 545 | 300000
NE-HVAC-airAC-SpltPkg-240to759kBtuh-10p8eer | DEER2017 | D17 v2 |  | Any | ECC | 2011 | CZ01 | cWtd | Cap-Tons | 572.6 | 288000 | None | 102 | 0.0426 | 3.58 | 22.3 | 0.0311 | 0 | 102 | 0.0426 | 3.58 | 22.3 | 0.0311 | 0 | DEER:HVAC_Split-Package_AC | Annual | 1719 | 101.84 | 0.04258 | 3.58 | 22.328 | 0.03106 | 0 | NE-HVAC-airAC-SpltPkg-240to759kBtuh-10p8eer_MZDEER2017AnyECC2011CZ01cPVVG | 118242 | NE-HVAC-airAC-SpltPkg-240to759kBtuh-10p8eer_SZDEER2017AnyECC2011CZ01cDXGF | 118241 |  | 26.3 | 0.0307 | 0 | 404 | 0.0901 | 17.9 | 26.3 | 0.0307 | 0 | 6.44 | 0.0325 | 0 | 589 | 285000 | 507 | 300000
NE-HVAC-airAC-SpltPkg-240to759kBtuh-10p8eer | DEER2017 | D17 v2 |  | Any | ECC | 2011 | CZ02 | cWtd | Cap-Tons | 738 | 288000 | None | 142 | 0.0956 | -1.5 | 57.9 | 0.073 | 0 | 142 | 0.0956 | -1.5 | 57.9 | 0.073 | 0 | DEER:HVAC_Split-Package_AC | Annual | 1719 | 141.96 | 0.0956 | -1.5 | 57.9 | 0.073 | 0 | NE-HVAC-airAC-SpltPkg-240to759kBtuh-10p8eer_MZDEER2017AnyECC2011CZ02cPVVG | 118244 | NE-HVAC-airAC-SpltPkg-240to759kBtuh-10p8eer_SZDEER2017AnyECC2011CZ02cDXGF | 118243 |  | 59.7 | 0.0675 | 0 | 471 | 0.208 | -7.5 | 59.7 | 0.0675 | 0 | 50.7 | 0.095 | 0 | 747 | 285000 | 702 | 300000
NE-HVAC-airAC-SpltPkg-240to759kBtuh-10p8eer | DEER2017 | D17 v2 |  | Any | ECC | 2011 | CZ03 | cWtd | Cap-Tons | 692.4 | 288000 | None | 125 | 0.0686 | -0.618 | 45.2 | 0.0396 | 0 | 125 | 0.0686 | -0.618 | 45.2 | 0.0396 | 0 | DEER:HVAC_Split-Package_AC | Annual | 1719 | 124.72 | 0.06864 | -0.618 | 45.16 | 0.03962 | 0 | NE-HVAC-airAC-SpltPkg-240to759kBtuh-10p8eer_MZDEER2017AnyECC2011CZ03cPVVG | 118246 | NE-HVAC-airAC-SpltPkg-240to759kBtuh-10p8eer_SZDEER2017AnyECC2011CZ03cDXGF | 118245 |  | 49.9 | 0.0378 | 0 | 424 | 0.192 | -3.09 | 49.9 | 0.0378 | 0 | 26.2 | 0.0469 | 0 | 708 | 285000 | 630 | 300000
NE-HVAC-airAC-SpltPkg-240to759kBtuh-10p8eer | DEER2017 | D17 v2 |  | Any | ECC | 2011 | CZ04 | cWtd | Cap-Tons | 857.4 | 288000 | None | 146 | 0.094 | -1.15 | 58.9 | 0.0731 | 0 | 146 | 0.094 | -1.15 | 58.9 | 0.0731 | 0 | DEER:HVAC_Split-Package_AC | Annual | 1719 | 145.96 | 0.09404 | -1.152 | 58.94 | 0.07306 | 0 | NE-HVAC-airAC-SpltPkg-240to759kBtuh-10p8eer_MZDEER2017AnyECC2011CZ04cPVVG | 118248 | NE-HVAC-airAC-SpltPkg-240to759kBtuh-10p8eer_SZDEER2017AnyECC2011CZ04cDXGF | 118247 |  | 61.7 | 0.0673 | 0 | 483 | 0.201 | -5.76 | 61.7 | 0.0673 | 0 | 47.9 | 0.0961 | 0 | 870 | 285000 | 807 | 300000
NE-HVAC-airAC-SpltPkg-240to759kBtuh-10p8eer | DEER2017 | D17 v2 |  | Any | ECC | 2011 | CZ05 | cWtd | Cap-Tons | 630.2 | 288000 | None | 123 | 0.0714 | 1.38 | 47.4 | 0.0427 | 0 | 123 | 0.0714 | 1.38 | 47.4 | 0.0427 | 0 | DEER:HVAC_Split-Package_AC | Annual | 1719 | 122.8 | 0.07144 | 1.38 | 47.36 | 0.04274 | 0 | NE-HVAC-airAC-SpltPkg-240to759kBtuh-10p8eer_MZDEER2017AnyECC2011CZ05cPVVG | 118250 | NE-HVAC-airAC-SpltPkg-240to759kBtuh-10p8eer_SZDEER2017AnyECC2011CZ05cDXGF | 118249 |  | 52 | 0.0403 | 0 | 406 | 0.196 | 6.9 | 52 | 0.0403 | 0 | 28.8 | 0.0525 | 0 | 646 | 285000 | 567 | 300000
NE-HVAC-airAC-SpltPkg-240to759kBtuh-10p8eer | DEER2017 | D17 v2 |  | Any | ECC | 2011 | CZ06 | cWtd | Cap-Tons | 893.4 | 288000 | None | 141 | 0.0748 | -0.59 | 65.1 | 0.0556 | 0 | 141 | 0.0748 | -0.59 | 65.1 | 0.0556 | 0 | DEER:HVAC_Split-Package_AC | Annual | 1719 | 140.92 | 0.0748 | -0.59 | 65.14 | 0.05562 | 0 | NE-HVAC-airAC-SpltPkg-240to759kBtuh-10p8eer_MZDEER2017AnyECC2011CZ06cPVVG | 118252 | NE-HVAC-airAC-SpltPkg-240to759kBtuh-10p8eer_SZDEER2017AnyECC2011CZ06cDXGF | 118251 |  | 69.4 | 0.0515 | 0 | 427 | 0.168 | -2.95 | 69.4 | 0.0515 | 0 | 48.1 | 0.0721 | 0 | 907 | 285000 | 839 | 300000
NE-HVAC-airAC-SpltPkg-240to759kBtuh-10p8eer | DEER2017 | D17 v2 |  | Any | ECC | 2011 | CZ07 | cWtd | Cap-Tons | 756.8 | 288000 | None | 132 | 0.0736 | -0.29 | 71.8 | 0.0587 | 0 | 132 | 0.0736 | -0.29 | 71.8 | 0.0587 | 0 | DEER:HVAC_Split-Package_AC | Annual | 1719 | 132 | 0.07356 | -0.29 | 71.76 | 0.05872 | 0 | NE-HVAC-airAC-SpltPkg-240to759kBtuh-10p8eer_MZDEER2017AnyECC2011CZ07cPVVG | 118254 | NE-HVAC-airAC-SpltPkg-240to759kBtuh-10p8eer_SZDEER2017AnyECC2011CZ07cDXGF | 118253 |  | 76.5 | 0.0537 | 0 | 354 | 0.153 | -1.45 | 76.5 | 0.0537 | 0 | 52.8 | 0.0788 | 0 | 773 | 285000 | 692 | 300000
NE-HVAC-airAC-SpltPkg-240to759kBtuh-10p8eer | DEER2017 | D17 v2 |  | Any | ECC | 2011 | CZ08 | cWtd | Cap-Tons | 837 | 288000 | None | 153 | 0.0886 | -0.456 | 79.6 | 0.0715 | 0 | 153 | 0.0886 | -0.456 | 79.6 | 0.0715 | 0 | DEER:HVAC_Split-Package_AC | Annual | 1719 | 153.2 | 0.0886 | -0.456 | 79.58 | 0.07154 | 0 | NE-HVAC-airAC-SpltPkg-240to759kBtuh-10p8eer_MZDEER2017AnyECC2011CZ08cPVVG | 118256 | NE-HVAC-airAC-SpltPkg-240to759kBtuh-10p8eer_SZDEER2017AnyECC2011CZ08cDXGF | 118255 |  | 81.5 | 0.066 | 0 | 440 | 0.179 | -2.28 | 81.5 | 0.066 | 0 | 71.9 | 0.0937 | 0 | 852 | 285000 | 777 | 300000
NE-HVAC-airAC-SpltPkg-240to759kBtuh-10p8eer | DEER2017 | D17 v2 |  | Any | ECC | 2011 | CZ09 | cWtd | Cap-Tons | 1029.2 | 288000 | None | 160 | 0.106 | -0.576 | 72.8 | 0.0863 | 0 | 160 | 0.106 | -0.576 | 72.8 | 0.0863 | 0 | DEER:HVAC_Split-Package_AC | Annual | 1719 | 159.6 | 0.10612 | -0.576 | 72.82 | 0.08632 | 0 | NE-HVAC-airAC-SpltPkg-240to759kBtuh-10p8eer_MZDEER2017AnyECC2011CZ09cPVVG | 118258 | NE-HVAC-airAC-SpltPkg-240to759kBtuh-10p8eer_SZDEER2017AnyECC2011CZ09cDXGF | 118257 |  | 75.5 | 0.0804 | 0 | 496 | 0.209 | -2.88 | 75.5 | 0.0804 | 0 | 62.1 | 0.11 | 0 | 1040 | 285000 | 986 | 300000
NE-HVAC-airAC-SpltPkg-240to759kBtuh-10p8eer | DEER2017 | D17 v2 |  | Any | ECC | 2011 | CZ10 | cWtd | Cap-Tons | 992.6 | 288000 | None | 167 | 0.111 | -0.536 | 78.2 | 0.0909 | 0 | 167 | 0.111 | -0.536 | 78.2 | 0.0909 | 0 | DEER:HVAC_Split-Package_AC | Annual | 1719 | 167.04 | 0.11128 | -0.536 | 78.22 | 0.09088 | 0 | NE-HVAC-airAC-SpltPkg-240to759kBtuh-10p8eer_MZDEER2017AnyECC2011CZ10cPVVG | 118260 | NE-HVAC-airAC-SpltPkg-240to759kBtuh-10p8eer_SZDEER2017AnyECC2011CZ10cDXGF | 118259 |  | 79.8 | 0.0846 | 0 | 516 | 0.218 | -2.68 | 79.8 | 0.0846 | 0 | 71.9 | 0.116 | 0 | 1000 | 285000 | 963 | 300000
NE-HVAC-airAC-SpltPkg-240to759kBtuh-10p8eer | DEER2017 | D17 v2 |  | Any | ECC | 2011 | CZ11 | cWtd | Cap-Tons | 759.2 | 288000 | None | 183 | 0.102 | -1.5 | 94.2 | 0.0845 | 0 | 183 | 0.102 | -1.5 | 94.2 | 0.0845 | 0 | DEER:HVAC_Split-Package_AC | Annual | 1719 | 183.36 | 0.10152 | -1.5 | 94.16 | 0.08452 | 0 | NE-HVAC-airAC-SpltPkg-240to759kBtuh-10p8eer_MZDEER2017AnyECC2011CZ11cPVVG | 118262 | NE-HVAC-airAC-SpltPkg-240to759kBtuh-10p8eer_SZDEER2017AnyECC2011CZ11cDXGF | 118261 |  | 91.7 | 0.0779 | 0 | 550 | 0.196 | -7.5 | 91.7 | 0.0779 | 0 | 104 | 0.111 | 0 | 768 | 285000 | 724 | 300000
NE-HVAC-airAC-SpltPkg-240to759kBtuh-10p8eer | DEER2017 | D17 v2 |  | Any | ECC | 2011 | CZ12 | cWtd | Cap-Tons | 934.4 | 288000 | None | 160 | 0.092 | -1.47 | 64.8 | 0.0674 | 0 | 160 | 0.092 | -1.47 | 64.8 | 0.0674 | 0 | DEER:HVAC_Split-Package_AC | Annual | 1719 | 159.76 | 0.09196 | -1.468 | 64.76 | 0.06744 | 0 | NE-HVAC-airAC-SpltPkg-240to759kBtuh-10p8eer_MZDEER2017AnyECC2011CZ12cPVVG | 118264 | NE-HVAC-airAC-SpltPkg-240to759kBtuh-10p8eer_SZDEER2017AnyECC2011CZ12cDXGF | 118263 |  | 65.2 | 0.0622 | 0 | 538 | 0.211 | -7.34 | 65.2 | 0.0622 | 0 | 63 | 0.0884 | 0 | 945 | 285000 | 892 | 300000
NE-HVAC-airAC-SpltPkg-240to759kBtuh-10p8eer | DEER2017 | D17 v2 |  | Any | ECC | 2011 | CZ13 | cWtd | Cap-Tons | 988.6 | 288000 | None | 173 | 0.0914 | -1.24 | 78.6 | 0.0682 | 0 | 173 | 0.0914 | -1.24 | 78.6 | 0.0682 | 0 | DEER:HVAC_Split-Package_AC | Annual | 1719 | 172.8 | 0.09144 | -1.24 | 78.62 | 0.0682 | 0 | NE-HVAC-airAC-SpltPkg-240to759kBtuh-10p8eer_MZDEER2017AnyECC2011CZ13cPVVG | 118266 | NE-HVAC-airAC-SpltPkg-240to759kBtuh-10p8eer_SZDEER2017AnyECC2011CZ13cDXGF | 118265 |  | 77.5 | 0.0628 | 0 | 554 | 0.206 | -6.2 | 77.5 | 0.0628 | 0 | 83.1 | 0.0898 | 0 | 998 | 285000 | 951 | 300000
NE-HVAC-airAC-SpltPkg-240to759kBtuh-10p8eer | DEER2017 | D17 v2 |  | Any | ECC | 2011 | CZ14 | cWtd | Cap-Tons | 758 | 288000 | None | 187 | 0.0996 | -1.31 | 96.3 | 0.0968 | 0 | 187 | 0.0996 | -1.31 | 96.3 | 0.0968 | 0 | DEER:HVAC_Split-Package_AC | Annual | 1719 | 186.92 | 0.09956 | -1.314 | 96.32 | 0.09676 | 0 | NE-HVAC-airAC-SpltPkg-240to759kBtuh-10p8eer_MZDEER2017AnyECC2011CZ14cPVVG | 118268 | NE-HVAC-airAC-SpltPkg-240to759kBtuh-10p8eer_SZDEER2017AnyECC2011CZ14cDXGF | 118267 |  | 94.4 | 0.0912 | 0 | 557 | 0.133 | -6.57 | 94.4 | 0.0912 | 0 | 104 | 0.119 | 0 | 767 | 285000 | 722 | 300000
NE-HVAC-airAC-SpltPkg-240to759kBtuh-10p8eer | DEER2017 | D17 v2 |  | Any | ECC | 2011 | CZ15 | cWtd | Cap-Tons | 1030 | 288000 | None | 241 | 0.109 | -0.153 | 142 | 0.0939 | 0 | 241 | 0.109 | -0.153 | 142 | 0.0939 | 0 | DEER:HVAC_Split-Package_AC | Annual | 1719 | 241.2 | 0.10912 | -0.1534 | 142.4 | 0.09392 | 0 | NE-HVAC-airAC-SpltPkg-240to759kBtuh-10p8eer_MZDEER2017AnyECC2011CZ15cPVVG | 118270 | NE-HVAC-airAC-SpltPkg-240to759kBtuh-10p8eer_SZDEER2017AnyECC2011CZ15cDXGF | 118269 |  | 137 | 0.0869 | 0 | 658 | 0.198 | -0.767 | 137 | 0.0869 | 0 | 164 | 0.122 | 0 | 1040 | 285000 | 990 | 300000
NE-HVAC-airAC-SpltPkg-240to759kBtuh-10p8eer | DEER2017 | D17 v2 |  | Any | ECC | 2011 | CZ16 | cWtd | Cap-Tons | 574.2 | 288000 | None | 128 | 0.0814 | 1.44 | 45.9 | 0.0495 | 0 | 128 | 0.0814 | 1.44 | 45.9 | 0.0495 | 0 | DEER:HVAC_Split-Package_AC | Annual | 1719 | 128.48 | 0.08144 | 1.442 | 45.94 | 0.04946 | 0 | NE-HVAC-airAC-SpltPkg-240to759kBtuh-10p8eer_MZDEER2017AnyECC2011CZ16cPVVG | 118272 | NE-HVAC-airAC-SpltPkg-240to759kBtuh-10p8eer_SZDEER2017AnyECC2011CZ16cDXGF | 118271 |  | 46.1 | 0.0458 | 0 | 458 | 0.224 | 7.21 | 46.1 | 0.0458 | 0 | 45.3 | 0.0641 | 0 | 584 | 285000 | 535 | 300000
NE-HVAC-airAC-SpltPkg-240to759kBtuh-10p8eer | DEER2017 | D17 v2 |  | Any | ECC | 2014 | CZ01 | cWtd | Cap-Tons | 536.2 | 288000 | None | 21.8 | 0.0301 | 0 | 21.8 | 0.0301 | 0 | 21.8 | 0.0301 | 0 | 21.8 | 0.0301 | 0 | DEER:HVAC_Split-Package_AC | Annual | 1719 | 21.834 | 0.03014 | 0 | 21.834 | 0.03014 | 0 | NE-HVAC-airAC-SpltPkg-240to759kBtuh-10p8eer_MZDEER2017AnyECC2014CZ01cPVVG | 139602 | NE-HVAC-airAC-SpltPkg-240to759kBtuh-10p8eer_SZDEER2017AnyECC2014CZ01cDXGF | 139601 |  | 25.7 | 0.0301 | 0 | 6.37 | 0.0303 | 0 | 25.7 | 0.0301 | 0 | 6.37 | 0.0303 | 0 | 552 | 285000 | 473 | 300000
NE-HVAC-airAC-SpltPkg-240to759kBtuh-10p8eer | DEER2017 | D17 v2 |  | Any | ECC | 2014 | CZ02 | cWtd | Cap-Tons | 710.8 | 288000 | None | 56.4 | 0.0711 | 0 | 56.4 | 0.0711 | 0 | 56.4 | 0.0711 | 0 | 56.4 | 0.0711 | 0 | DEER:HVAC_Split-Package_AC | Annual | 1719 | 56.4 | 0.07114 | 0 | 56.4 | 0.07114 | 0 | NE-HVAC-airAC-SpltPkg-240to759kBtuh-10p8eer_MZDEER2017AnyECC2014CZ02cPVVG | 139604 | NE-HVAC-airAC-SpltPkg-240to759kBtuh-10p8eer_SZDEER2017AnyECC2014CZ02cDXGF | 139603 |  | 58.4 | 0.0656 | 0 | 48.4 | 0.0933 | 0 | 58.4 | 0.0656 | 0 | 48.4 | 0.0933 | 0 | 719 | 285000 | 678 | 300000
NE-HVAC-airAC-SpltPkg-240to759kBtuh-10p8eer | DEER2017 | D17 v2 |  | Any | ECC | 2014 | CZ03 | cWtd | Cap-Tons | 614.2 | 288000 | None | 47.7 | 0.0401 | 0 | 47.7 | 0.0401 | 0 | 47.7 | 0.0401 | 0 | 47.7 | 0.0401 | 0 | DEER:HVAC_Split-Package_AC | Annual | 1719 | 47.74 | 0.04008 | 0 | 47.74 | 0.04008 | 0 | NE-HVAC-airAC-SpltPkg-240to759kBtuh-10p8eer_MZDEER2017AnyECC2014CZ03cPVVG | 139606 | NE-HVAC-airAC-SpltPkg-240to759kBtuh-10p8eer_SZDEER2017AnyECC2014CZ03cDXGF | 139605 |  | 52.3 | 0.038 | 0 | 29.5 | 0.0484 | 0 | 52.3 | 0.038 | 0 | 29.5 | 0.0484 | 0 | 630 | 285000 | 551 | 300000
NE-HVAC-airAC-SpltPkg-240to759kBtuh-10p8eer | DEER2017 | D17 v2 |  | Any | ECC | 2014 | CZ04 | cWtd | Cap-Tons | 814 | 288000 | None | 58 | 0.0726 | 0 | 58 | 0.0726 | 0 | 58 | 0.0726 | 0 | 58 | 0.0726 | 0 | DEER:HVAC_Split-Package_AC | Annual | 1719 | 58.02 | 0.07256 | 0 | 58.02 | 0.07256 | 0 | NE-HVAC-airAC-SpltPkg-240to759kBtuh-10p8eer_MZDEER2017AnyECC2014CZ04cPVVG | 139608 | NE-HVAC-airAC-SpltPkg-240to759kBtuh-10p8eer_SZDEER2017AnyECC2014CZ04cDXGF | 139607 |  | 60.9 | 0.0669 | 0 | 46.5 | 0.0952 | 0 | 60.9 | 0.0669 | 0 | 46.5 | 0.0952 | 0 | 826 | 285000 | 766 | 300000
NE-HVAC-airAC-SpltPkg-240to759kBtuh-10p8eer | DEER2017 | D17 v2 |  | Any | ECC | 2014 | CZ05 | cWtd | Cap-Tons | 616.6 | 288000 | None | 45.9 | 0.0402 | 0 | 45.9 | 0.0402 | 0 | 45.9 | 0.0402 | 0 | 45.9 | 0.0402 | 0 | DEER:HVAC_Split-Package_AC | Annual | 1719 | 45.9 | 0.04018 | 0 | 45.9 | 0.04018 | 0 | NE-HVAC-airAC-SpltPkg-240to759kBtuh-10p8eer_MZDEER2017AnyECC2014CZ05cPVVG | 139610 | NE-HVAC-airAC-SpltPkg-240to759kBtuh-10p8eer_SZDEER2017AnyECC2014CZ05cDXGF | 139609 |  | 51 | 0.0381 | 0 | 25.5 | 0.0485 | 0 | 51 | 0.0381 | 0 | 25.5 | 0.0485 | 0 | 631 | 285000 | 559 | 300000
NE-HVAC-airAC-SpltPkg-240to759kBtuh-10p8eer | DEER2017 | D17 v2 |  | Any | ECC | 2014 | CZ06 | cWtd | Cap-Tons | 853 | 288000 | None | 64.7 | 0.0548 | 0 | 64.7 | 0.0548 | 0 | 64.7 | 0.0548 | 0 | 64.7 | 0.0548 | 0 | DEER:HVAC_Split-Package_AC | Annual | 1719 | 64.66 | 0.05476 | 0 | 64.66 | 0.05476 | 0 | NE-HVAC-airAC-SpltPkg-240to759kBtuh-10p8eer_MZDEER2017AnyECC2014CZ06cPVVG | 139612 | NE-HVAC-airAC-SpltPkg-240to759kBtuh-10p8eer_SZDEER2017AnyECC2014CZ06cDXGF | 139611 |  | 69 | 0.0511 | 0 | 47.3 | 0.0694 | 0 | 69 | 0.0511 | 0 | 47.3 | 0.0694 | 0 | 866 | 285000 | 801 | 300000
NE-HVAC-airAC-SpltPkg-240to759kBtuh-10p8eer | DEER2017 | D17 v2 |  | Any | ECC | 2014 | CZ07 | cWtd | Cap-Tons | 723.4 | 288000 | None | 71.5 | 0.058 | 0 | 71.5 | 0.058 | 0 | 71.5 | 0.058 | 0 | 71.5 | 0.058 | 0 | DEER:HVAC_Split-Package_AC | Annual | 1719 | 71.54 | 0.05796 | 0 | 71.54 | 0.05796 | 0 | NE-HVAC-airAC-SpltPkg-240to759kBtuh-10p8eer_MZDEER2017AnyECC2014CZ07cPVVG | 139614 | NE-HVAC-airAC-SpltPkg-240to759kBtuh-10p8eer_SZDEER2017AnyECC2014CZ07cDXGF | 139613 |  | 76.1 | 0.0532 | 0 | 53.3 | 0.077 | 0 | 76.1 | 0.0532 | 0 | 53.3 | 0.077 | 0 | 739 | 285000 | 661 | 300000
NE-HVAC-airAC-SpltPkg-240to759kBtuh-10p8eer | DEER2017 | D17 v2 |  | Any | ECC | 2014 | CZ08 | cWtd | Cap-Tons | 799.6 | 288000 | None | 78.8 | 0.0709 | 0 | 78.8 | 0.0709 | 0 | 78.8 | 0.0709 | 0 | 78.8 | 0.0709 | 0 | DEER:HVAC_Split-Package_AC | Annual | 1719 | 78.76 | 0.0709 | 0 | 78.76 | 0.0709 | 0 | NE-HVAC-airAC-SpltPkg-240to759kBtuh-10p8eer_MZDEER2017AnyECC2014CZ08cPVVG | 139616 | NE-HVAC-airAC-SpltPkg-240to759kBtuh-10p8eer_SZDEER2017AnyECC2014CZ08cDXGF | 139615 |  | 80.6 | 0.0656 | 0 | 71.4 | 0.0921 | 0 | 80.6 | 0.0656 | 0 | 71.4 | 0.0921 | 0 | 814 | 285000 | 742 | 300000
NE-HVAC-airAC-SpltPkg-240to759kBtuh-10p8eer | DEER2017 | D17 v2 |  | Any | ECC | 2014 | CZ09 | cWtd | Cap-Tons | 949.2 | 288000 | None | 73.7 | 0.0883 | 0 | 73.7 | 0.0883 | 0 | 73.7 | 0.0883 | 0 | 73.7 | 0.0883 | 0 | DEER:HVAC_Split-Package_AC | Annual | 1719 | 73.66 | 0.08832 | 0 | 73.66 | 0.08832 | 0 | NE-HVAC-airAC-SpltPkg-240to759kBtuh-10p8eer_MZDEER2017AnyECC2014CZ09cPVVG | 139618 | NE-HVAC-airAC-SpltPkg-240to759kBtuh-10p8eer_SZDEER2017AnyECC2014CZ09cDXGF | 139617 |  | 76 | 0.0824 | 0 | 64.3 | 0.112 | 0 | 76 | 0.0824 | 0 | 64.3 | 0.112 | 0 | 960 | 285000 | 906 | 300000
NE-HVAC-airAC-SpltPkg-240to759kBtuh-10p8eer | DEER2017 | D17 v2 |  | Any | ECC | 2014 | CZ10 | cWtd | Cap-Tons | 966.8 | 288000 | None | 76.3 | 0.0906 | 0 | 76.3 | 0.0906 | 0 | 76.3 | 0.0906 | 0 | 76.3 | 0.0906 | 0 | DEER:HVAC_Split-Package_AC | Annual | 1719 | 76.28 | 0.09064 | 0 | 76.28 | 0.09064 | 0 | NE-HVAC-airAC-SpltPkg-240to759kBtuh-10p8eer_MZDEER2017AnyECC2014CZ10cPVVG | 139620 | NE-HVAC-airAC-SpltPkg-240to759kBtuh-10p8eer_SZDEER2017AnyECC2014CZ10cDXGF | 139619 |  | 78 | 0.0843 | 0 | 69.4 | 0.116 | 0 | 78 | 0.0843 | 0 | 69.4 | 0.116 | 0 | 975 | 285000 | 934 | 300000
NE-HVAC-airAC-SpltPkg-240to759kBtuh-10p8eer | DEER2017 | D17 v2 |  | Any | ECC | 2014 | CZ11 | cWtd | Cap-Tons | 729.6 | 288000 | None | 91.6 | 0.0836 | 0 | 91.6 | 0.0836 | 0 | 91.6 | 0.0836 | 0 | 91.6 | 0.0836 | 0 | DEER:HVAC_Split-Package_AC | Annual | 1719 | 91.56 | 0.08356 | 0 | 91.56 | 0.08356 | 0 | NE-HVAC-airAC-SpltPkg-240to759kBtuh-10p8eer_MZDEER2017AnyECC2014CZ11cPVVG | 139622 | NE-HVAC-airAC-SpltPkg-240to759kBtuh-10p8eer_SZDEER2017AnyECC2014CZ11cDXGF | 139621 |  | 89.2 | 0.0767 | 0 | 101 | 0.111 | 0 | 89.2 | 0.0767 | 0 | 101 | 0.111 | 0 | 738 | 285000 | 696 | 300000
NE-HVAC-airAC-SpltPkg-240to759kBtuh-10p8eer | DEER2017 | D17 v2 |  | Any | ECC | 2014 | CZ12 | cWtd | Cap-Tons | 904.8 | 288000 | None | 62.9 | 0.0661 | 0 | 62.9 | 0.0661 | 0 | 62.9 | 0.0661 | 0 | 62.9 | 0.0661 | 0 | DEER:HVAC_Split-Package_AC | Annual | 1719 | 62.86 | 0.0661 | 0 | 62.86 | 0.0661 | 0 | NE-HVAC-airAC-SpltPkg-240to759kBtuh-10p8eer_MZDEER2017AnyECC2014CZ12cPVVG | 139624 | NE-HVAC-airAC-SpltPkg-240to759kBtuh-10p8eer_SZDEER2017AnyECC2014CZ12cDXGF | 139623 |  | 63.4 | 0.0608 | 0 | 60.7 | 0.0873 | 0 | 63.4 | 0.0608 | 0 | 60.7 | 0.0873 | 0 | 915 | 285000 | 864 | 300000
NE-HVAC-airAC-SpltPkg-240to759kBtuh-10p8eer | DEER2017 | D17 v2 |  | Any | ECC | 2014 | CZ13 | cWtd | Cap-Tons | 814.2 | 288000 | None | 88.4 | 0.0776 | 0 | 88.4 | 0.0776 | 0 | 88.4 | 0.0776 | 0 | 88.4 | 0.0776 | 0 | DEER:HVAC_Split-Package_AC | Annual | 1719 | 88.36 | 0.07756 | 0 | 88.36 | 0.07756 | 0 | NE-HVAC-airAC-SpltPkg-240to759kBtuh-10p8eer_MZDEER2017AnyECC2014CZ13cPVVG | 139626 | NE-HVAC-airAC-SpltPkg-240to759kBtuh-10p8eer_SZDEER2017AnyECC2014CZ13cDXGF | 139625 |  | 85.2 | 0.0707 | 0 | 101 | 0.105 | 0 | 85.2 | 0.0707 | 0 | 101 | 0.105 | 0 | 829 | 285000 | 755 | 300000
NE-HVAC-airAC-SpltPkg-240to759kBtuh-10p8eer | DEER2017 | D17 v2 |  | Any | ECC | 2014 | CZ14 | cWtd | Cap-Tons | 728.2 | 288000 | None | 94 | 0.0967 | 0 | 94 | 0.0967 | 0 | 94 | 0.0967 | 0 | 94 | 0.0967 | 0 | DEER:HVAC_Split-Package_AC | Annual | 1719 | 94 | 0.09668 | 0 | 94 | 0.09668 | 0 | NE-HVAC-airAC-SpltPkg-240to759kBtuh-10p8eer_MZDEER2017AnyECC2014CZ14cPVVG | 139628 | NE-HVAC-airAC-SpltPkg-240to759kBtuh-10p8eer_SZDEER2017AnyECC2014CZ14cDXGF | 139627 |  | 92 | 0.0911 | 0 | 102 | 0.119 | 0 | 92 | 0.0911 | 0 | 102 | 0.119 | 0 | 737 | 285000 | 693 | 300000
NE-HVAC-airAC-SpltPkg-240to759kBtuh-10p8eer | DEER2017 | D17 v2 |  | Any | ECC | 2014 | CZ15 | cWtd | Cap-Tons | 926.2 | 288000 | None | 148 | 0.0988 | 0 | 148 | 0.0988 | 0 | 148 | 0.0988 | 0 | 148 | 0.0988 | 0 | DEER:HVAC_Split-Package_AC | Annual | 1719 | 147.8 | 0.09884 | 0 | 147.8 | 0.09884 | 0 | NE-HVAC-airAC-SpltPkg-240to759kBtuh-10p8eer_MZDEER2017AnyECC2014CZ15cPVVG | 139630 | NE-HVAC-airAC-SpltPkg-240to759kBtuh-10p8eer_SZDEER2017AnyECC2014CZ15cDXGF | 139629 |  | 141 | 0.0918 | 0 | 175 | 0.127 | 0 | 141 | 0.0918 | 0 | 175 | 0.127 | 0 | 938 | 285000 | 879 | 300000
NE-HVAC-airAC-SpltPkg-240to759kBtuh-10p8eer | DEER2017 | D17 v2 |  | Any | ECC | 2014 | CZ16 | cWtd | Cap-Tons | 532 | 288000 | None | 43.8 | 0.0472 | 0 | 43.8 | 0.0472 | 0 | 43.8 | 0.0472 | 0 | 43.8 | 0.0472 | 0 | DEER:HVAC_Split-Package_AC | Annual | 1719 | 43.76 | 0.04718 | 0 | 43.76 | 0.04718 | 0 | NE-HVAC-airAC-SpltPkg-240to759kBtuh-10p8eer_MZDEER2017AnyECC2014CZ16cPVVG | 139632 | NE-HVAC-airAC-SpltPkg-240to759kBtuh-10p8eer_SZDEER2017AnyECC2014CZ16cDXGF | 139631 |  | 44.2 | 0.0438 | 0 | 42 | 0.0607 | 0 | 44.2 | 0.0438 | 0 | 42 | 0.0607 | 0 | 541 | 285000 | 496 | 300000
NE-HVAC-airAC-SpltPkg-240to759kBtuh-10p8eer | DEER2017 | D17 v2 |  | Any | ECC | New | CZ01 | cWtd | Cap-Tons | 536.2 | 288000 | None | 21.8 | 0.0301 | 0 | 21.8 | 0.0301 | 0 | 21.8 | 0.0301 | 0 | 21.8 | 0.0301 | 0 | DEER:HVAC_Split-Package_AC | Annual | 1719 | 21.834 | 0.03014 | 0 | 21.834 | 0.03014 | 0 | NE-HVAC-airAC-SpltPkg-240to759kBtuh-10p8eer_MZDEER2017AnyECCNewCZ01cPVVG | 163954 | NE-HVAC-airAC-SpltPkg-240to759kBtuh-10p8eer_SZDEER2017AnyECCNewCZ01cDXGF | 163953 |  | 25.7 | 0.0301 | 0 | 6.37 | 0.0303 | 0 | 25.7 | 0.0301 | 0 | 6.37 | 0.0303 | 0 | 552 | 285000 | 473 | 300000
NE-HVAC-airAC-SpltPkg-240to759kBtuh-10p8eer | DEER2017 | D17 v2 |  | Any | ECC | New | CZ02 | cWtd | Cap-Tons | 710.8 | 288000 | None | 56.4 | 0.0711 | 0 | 56.4 | 0.0711 | 0 | 56.4 | 0.0711 | 0 | 56.4 | 0.0711 | 0 | DEER:HVAC_Split-Package_AC | Annual | 1719 | 56.4 | 0.07114 | 0 | 56.4 | 0.07114 | 0 | NE-HVAC-airAC-SpltPkg-240to759kBtuh-10p8eer_MZDEER2017AnyECCNewCZ02cPVVG | 163956 | NE-HVAC-airAC-SpltPkg-240to759kBtuh-10p8eer_SZDEER2017AnyECCNewCZ02cDXGF | 163955 |  | 58.4 | 0.0656 | 0 | 48.4 | 0.0933 | 0 | 58.4 | 0.0656 | 0 | 48.4 | 0.0933 | 0 | 719 | 285000 | 678 | 300000
NE-HVAC-airAC-SpltPkg-240to759kBtuh-10p8eer | DEER2017 | D17 v2 |  | Any | ECC | New | CZ03 | cWtd | Cap-Tons | 614.2 | 288000 | None | 47.7 | 0.0401 | 0 | 47.7 | 0.0401 | 0 | 47.7 | 0.0401 | 0 | 47.7 | 0.0401 | 0 | DEER:HVAC_Split-Package_AC | Annual | 1719 | 47.74 | 0.04008 | 0 | 47.74 | 0.04008 | 0 | NE-HVAC-airAC-SpltPkg-240to759kBtuh-10p8eer_MZDEER2017AnyECCNewCZ03cPVVG | 163958 | NE-HVAC-airAC-SpltPkg-240to759kBtuh-10p8eer_SZDEER2017AnyECCNewCZ03cDXGF | 163957 |  | 52.3 | 0.038 | 0 | 29.5 | 0.0484 | 0 | 52.3 | 0.038 | 0 | 29.5 | 0.0484 | 0 | 630 | 285000 | 551 | 300000
NE-HVAC-airAC-SpltPkg-240to759kBtuh-10p8eer | DEER2017 | D17 v2 |  | Any | ECC | New | CZ04 | cWtd | Cap-Tons | 814 | 288000 | None | 58 | 0.0726 | 0 | 58 | 0.0726 | 0 | 58 | 0.0726 | 0 | 58 | 0.0726 | 0 | DEER:HVAC_Split-Package_AC | Annual | 1719 | 58.02 | 0.07256 | 0 | 58.02 | 0.07256 | 0 | NE-HVAC-airAC-SpltPkg-240to759kBtuh-10p8eer_MZDEER2017AnyECCNewCZ04cPVVG | 163960 | NE-HVAC-airAC-SpltPkg-240to759kBtuh-10p8eer_SZDEER2017AnyECCNewCZ04cDXGF | 163959 |  | 60.9 | 0.0669 | 0 | 46.5 | 0.0952 | 0 | 60.9 | 0.0669 | 0 | 46.5 | 0.0952 | 0 | 826 | 285000 | 766 | 300000
NE-HVAC-airAC-SpltPkg-240to759kBtuh-10p8eer | DEER2017 | D17 v2 |  | Any | ECC | New | CZ05 | cWtd | Cap-Tons | 616.6 | 288000 | None | 45.9 | 0.0402 | 0 | 45.9 | 0.0402 | 0 | 45.9 | 0.0402 | 0 | 45.9 | 0.0402 | 0 | DEER:HVAC_Split-Package_AC | Annual | 1719 | 45.9 | 0.04018 | 0 | 45.9 | 0.04018 | 0 | NE-HVAC-airAC-SpltPkg-240to759kBtuh-10p8eer_MZDEER2017AnyECCNewCZ05cPVVG | 163962 | NE-HVAC-airAC-SpltPkg-240to759kBtuh-10p8eer_SZDEER2017AnyECCNewCZ05cDXGF | 163961 |  | 51 | 0.0381 | 0 | 25.5 | 0.0485 | 0 | 51 | 0.0381 | 0 | 25.5 | 0.0485 | 0 | 631 | 285000 | 559 | 300000
NE-HVAC-airAC-SpltPkg-240to759kBtuh-10p8eer | DEER2017 | D17 v2 |  | Any | ECC | New | CZ06 | cWtd | Cap-Tons | 853 | 288000 | None | 64.7 | 0.0548 | 0 | 64.7 | 0.0548 | 0 | 64.7 | 0.0548 | 0 | 64.7 | 0.0548 | 0 | DEER:HVAC_Split-Package_AC | Annual | 1719 | 64.66 | 0.05476 | 0 | 64.66 | 0.05476 | 0 | NE-HVAC-airAC-SpltPkg-240to759kBtuh-10p8eer_MZDEER2017AnyECCNewCZ06cPVVG | 163964 | NE-HVAC-airAC-SpltPkg-240to759kBtuh-10p8eer_SZDEER2017AnyECCNewCZ06cDXGF | 163963 |  | 69 | 0.0511 | 0 | 47.3 | 0.0694 | 0 | 69 | 0.0511 | 0 | 47.3 | 0.0694 | 0 | 866 | 285000 | 801 | 300000
NE-HVAC-airAC-SpltPkg-240to759kBtuh-10p8eer | DEER2017 | D17 v2 |  | Any | ECC | New | CZ07 | cWtd | Cap-Tons | 723.4 | 288000 | None | 71.5 | 0.058 | 0 | 71.5 | 0.058 | 0 | 71.5 | 0.058 | 0 | 71.5 | 0.058 | 0 | DEER:HVAC_Split-Package_AC | Annual | 1719 | 71.54 | 0.05796 | 0 | 71.54 | 0.05796 | 0 | NE-HVAC-airAC-SpltPkg-240to759kBtuh-10p8eer_MZDEER2017AnyECCNewCZ07cPVVG | 163966 | NE-HVAC-airAC-SpltPkg-240to759kBtuh-10p8eer_SZDEER2017AnyECCNewCZ07cDXGF | 163965 |  | 76.1 | 0.0532 | 0 | 53.3 | 0.077 | 0 | 76.1 | 0.0532 | 0 | 53.3 | 0.077 | 0 | 739 | 285000 | 661 | 300000
NE-HVAC-airAC-SpltPkg-240to759kBtuh-10p8eer | DEER2017 | D17 v2 |  | Any | ECC | New | CZ08 | cWtd | Cap-Tons | 799.6 | 288000 | None | 78.8 | 0.0709 | 0 | 78.8 | 0.0709 | 0 | 78.8 | 0.0709 | 0 | 78.8 | 0.0709 | 0 | DEER:HVAC_Split-Package_AC | Annual | 1719 | 78.76 | 0.0709 | 0 | 78.76 | 0.0709 | 0 | NE-HVAC-airAC-SpltPkg-240to759kBtuh-10p8eer_MZDEER2017AnyECCNewCZ08cPVVG | 163968 | NE-HVAC-airAC-SpltPkg-240to759kBtuh-10p8eer_SZDEER2017AnyECCNewCZ08cDXGF | 163967 |  | 80.6 | 0.0656 | 0 | 71.4 | 0.0921 | 0 | 80.6 | 0.0656 | 0 | 71.4 | 0.0921 | 0 | 814 | 285000 | 742 | 300000
NE-HVAC-airAC-SpltPkg-240to759kBtuh-10p8eer | DEER2017 | D17 v2 |  | Any | ECC | New | CZ09 | cWtd | Cap-Tons | 949.2 | 288000 | None | 73.7 | 0.0883 | 0 | 73.7 | 0.0883 | 0 | 73.7 | 0.0883 | 0 | 73.7 | 0.0883 | 0 | DEER:HVAC_Split-Package_AC | Annual | 1719 | 73.66 | 0.08832 | 0 | 73.66 | 0.08832 | 0 | NE-HVAC-airAC-SpltPkg-240to759kBtuh-10p8eer_MZDEER2017AnyECCNewCZ09cPVVG | 163970 | NE-HVAC-airAC-SpltPkg-240to759kBtuh-10p8eer_SZDEER2017AnyECCNewCZ09cDXGF | 163969 |  | 76 | 0.0824 | 0 | 64.3 | 0.112 | 0 | 76 | 0.0824 | 0 | 64.3 | 0.112 | 0 | 960 | 285000 | 906 | 300000
NE-HVAC-airAC-SpltPkg-240to759kBtuh-10p8eer | DEER2017 | D17 v2 |  | Any | ECC | New | CZ10 | cWtd | Cap-Tons | 966.8 | 288000 | None | 76.3 | 0.0906 | 0 | 76.3 | 0.0906 | 0 | 76.3 | 0.0906 | 0 | 76.3 | 0.0906 | 0 | DEER:HVAC_Split-Package_AC | Annual | 1719 | 76.28 | 0.09064 | 0 | 76.28 | 0.09064 | 0 | NE-HVAC-airAC-SpltPkg-240to759kBtuh-10p8eer_MZDEER2017AnyECCNewCZ10cPVVG | 163972 | NE-HVAC-airAC-SpltPkg-240to759kBtuh-10p8eer_SZDEER2017AnyECCNewCZ10cDXGF | 163971 |  | 78 | 0.0843 | 0 | 69.4 | 0.116 | 0 | 78 | 0.0843 | 0 | 69.4 | 0.116 | 0 | 975 | 285000 | 934 | 300000
NE-HVAC-airAC-SpltPkg-240to759kBtuh-10p8eer | DEER2017 | D17 v2 |  | Any | ECC | New | CZ11 | cWtd | Cap-Tons | 729.6 | 288000 | None | 91.6 | 0.0836 | 0 | 91.6 | 0.0836 | 0 | 91.6 | 0.0836 | 0 | 91.6 | 0.0836 | 0 | DEER:HVAC_Split-Package_AC | Annual | 1719 | 91.56 | 0.08356 | 0 | 91.56 | 0.08356 | 0 | NE-HVAC-airAC-SpltPkg-240to759kBtuh-10p8eer_MZDEER2017AnyECCNewCZ11cPVVG | 163974 | NE-HVAC-airAC-SpltPkg-240to759kBtuh-10p8eer_SZDEER2017AnyECCNewCZ11cDXGF | 163973 |  | 89.2 | 0.0767 | 0 | 101 | 0.111 | 0 | 89.2 | 0.0767 | 0 | 101 | 0.111 | 0 | 738 | 285000 | 696 | 300000
NE-HVAC-airAC-SpltPkg-240to759kBtuh-10p8eer | DEER2017 | D17 v2 |  | Any | ECC | New | CZ12 | cWtd | Cap-Tons | 904.8 | 288000 | None | 62.9 | 0.0661 | 0 | 62.9 | 0.0661 | 0 | 62.9 | 0.0661 | 0 | 62.9 | 0.0661 | 0 | DEER:HVAC_Split-Package_AC | Annual | 1719 | 62.86 | 0.0661 | 0 | 62.86 | 0.0661 | 0 | NE-HVAC-airAC-SpltPkg-240to759kBtuh-10p8eer_MZDEER2017AnyECCNewCZ12cPVVG | 163976 | NE-HVAC-airAC-SpltPkg-240to759kBtuh-10p8eer_SZDEER2017AnyECCNewCZ12cDXGF | 163975 |  | 63.4 | 0.0608 | 0 | 60.7 | 0.0873 | 0 | 63.4 | 0.0608 | 0 | 60.7 | 0.0873 | 0 | 915 | 285000 | 864 | 300000
NE-HVAC-airAC-SpltPkg-240to759kBtuh-10p8eer | DEER2017 | D17 v2 |  | Any | ECC | New | CZ13 | cWtd | Cap-Tons | 814.2 | 288000 | None | 88.4 | 0.0776 | 0 | 88.4 | 0.0776 | 0 | 88.4 | 0.0776 | 0 | 88.4 | 0.0776 | 0 | DEER:HVAC_Split-Package_AC | Annual | 1719 | 88.36 | 0.07756 | 0 | 88.36 | 0.07756 | 0 | NE-HVAC-airAC-SpltPkg-240to759kBtuh-10p8eer_MZDEER2017AnyECCNewCZ13cPVVG | 163978 | NE-HVAC-airAC-SpltPkg-240to759kBtuh-10p8eer_SZDEER2017AnyECCNewCZ13cDXGF | 163977 |  | 85.2 | 0.0707 | 0 | 101 | 0.105 | 0 | 85.2 | 0.0707 | 0 | 101 | 0.105 | 0 | 829 | 285000 | 755 | 300000
NE-HVAC-airAC-SpltPkg-240to759kBtuh-10p8eer | DEER2017 | D17 v2 |  | Any | ECC | New | CZ14 | cWtd | Cap-Tons | 728.2 | 288000 | None | 94 | 0.0967 | 0 | 94 | 0.0967 | 0 | 94 | 0.0967 | 0 | 94 | 0.0967 | 0 | DEER:HVAC_Split-Package_AC | Annual | 1719 | 94 | 0.09668 | 0 | 94 | 0.09668 | 0 | NE-HVAC-airAC-SpltPkg-240to759kBtuh-10p8eer_MZDEER2017AnyECCNewCZ14cPVVG | 163980 | NE-HVAC-airAC-SpltPkg-240to759kBtuh-10p8eer_SZDEER2017AnyECCNewCZ14cDXGF | 163979 |  | 92 | 0.0911 | 0 | 102 | 0.119 | 0 | 92 | 0.0911 | 0 | 102 | 0.119 | 0 | 737 | 285000 | 693 | 300000
NE-HVAC-airAC-SpltPkg-240to759kBtuh-10p8eer | DEER2017 | D17 v2 |  | Any | ECC | New | CZ15 | cWtd | Cap-Tons | 926.2 | 288000 | None | 148 | 0.0988 | 0 | 148 | 0.0988 | 0 | 148 | 0.0988 | 0 | 148 | 0.0988 | 0 | DEER:HVAC_Split-Package_AC | Annual | 1719 | 147.8 | 0.09884 | 0 | 147.8 | 0.09884 | 0 | NE-HVAC-airAC-SpltPkg-240to759kBtuh-10p8eer_MZDEER2017AnyECCNewCZ15cPVVG | 163982 | NE-HVAC-airAC-SpltPkg-240to759kBtuh-10p8eer_SZDEER2017AnyECCNewCZ15cDXGF | 163981 |  | 141 | 0.0918 | 0 | 175 | 0.127 | 0 | 141 | 0.0918 | 0 | 175 | 0.127 | 0 | 938 | 285000 | 879 | 300000
NE-HVAC-airAC-SpltPkg-240to759kBtuh-10p8eer | DEER2017 | D17 v2 |  | Any | ECC | New | CZ16 | cWtd | Cap-Tons | 532 | 288000 | None | 43.8 | 0.0472 | 0 | 43.8 | 0.0472 | 0 | 43.8 | 0.0472 | 0 | 43.8 | 0.0472 | 0 | DEER:HVAC_Split-Package_AC | Annual | 1719 | 43.76 | 0.04718 | 0 | 43.76 | 0.04718 | 0 | NE-HVAC-airAC-SpltPkg-240to759kBtuh-10p8eer_MZDEER2017AnyECCNewCZ16cPVVG | 163984 | NE-HVAC-airAC-SpltPkg-240to759kBtuh-10p8eer_SZDEER2017AnyECCNewCZ16cDXGF | 163983 |  | 44.2 | 0.0438 | 0 | 42 | 0.0607 | 0 | 44.2 | 0.0438 | 0 | 42 | 0.0607 | 0 | 541 | 285000 | 496 | 300000
NE-HVAC-airAC-SpltPkg-240to759kBtuh-10p8eer | DEER2017 | D17 v2 |  | Any | EPr | 1975 | CZ01 | cDXGF | Cap-Tons | 113 | 50000 | None | 4.04 | 0.0256 | 0 | 4.04 | 0.0256 | 0 | 4.04 | 0.0256 | 0 | 4.04 | 0.0256 | 0 | DEER:HVAC_Split-Package_AC | Annual | 1719 | 4.04 | 0.0256 | 0 | 4.04 | 0.0256 | 0 | NE-HVAC-airAC-SpltPkg-240to759kBtuh-10p8eer_MZDEER2017AnyEPr1975CZ01cPVVG | #N/A | NE-HVAC-airAC-SpltPkg-240to759kBtuh-10p8eer_SZDEER2017AnyEPr1975CZ01cDXGF | 11473 |  | #N/A | #N/A | #N/A | 4.04 | 0.0256 | 0 | #N/A | #N/A | #N/A | 4.04 | 0.0256 | 0 | #N/A | #N/A | 113 | 50000
NE-HVAC-airAC-SpltPkg-240to759kBtuh-10p8eer | DEER2017 | D17 v2 |  | Any | EPr | 1975 | CZ02 | cDXGF | Cap-Tons | 189 | 50000 | None | 27.9 | 0.0162 | 0 | 27.9 | 0.0162 | 0 | 27.9 | 0.0162 | 0 | 27.9 | 0.0162 | 0 | DEER:HVAC_Split-Package_AC | Annual | 1719 | 27.9 | 0.0162 | 0 | 27.9 | 0.0162 | 0 | NE-HVAC-airAC-SpltPkg-240to759kBtuh-10p8eer_MZDEER2017AnyEPr1975CZ02cPVVG | #N/A | NE-HVAC-airAC-SpltPkg-240to759kBtuh-10p8eer_SZDEER2017AnyEPr1975CZ02cDXGF | 11474 |  | #N/A | #N/A | #N/A | 27.9 | 0.0162 | 0 | #N/A | #N/A | #N/A | 27.9 | 0.0162 | 0 | #N/A | #N/A | 189 | 50000
NE-HVAC-airAC-SpltPkg-240to759kBtuh-10p8eer | DEER2017 | D17 v2 |  | Any | EPr | 1975 | CZ03 | cDXGF | Cap-Tons | 152 | 50000 | None | 17 | 0.00302 | 0 | 17 | 0.00302 | 0 | 17 | 0.00302 | 0 | 17 | 0.00302 | 0 | DEER:HVAC_Split-Package_AC | Annual | 1719 | 17 | 0.00302 | 0 | 17 | 0.00302 | 0 | NE-HVAC-airAC-SpltPkg-240to759kBtuh-10p8eer_MZDEER2017AnyEPr1975CZ03cPVVG | #N/A | NE-HVAC-airAC-SpltPkg-240to759kBtuh-10p8eer_SZDEER2017AnyEPr1975CZ03cDXGF | 11475 |  | #N/A | #N/A | #N/A | 17 | 0.00302 | 0 | #N/A | #N/A | #N/A | 17 | 0.00302 | 0 | #N/A | #N/A | 152 | 50000
NE-HVAC-airAC-SpltPkg-240to759kBtuh-10p8eer | DEER2017 | D17 v2 |  | Any | EPr | 1975 | CZ04 | cDXGF | Cap-Tons | 180 | 50000 | None | 33.1 | 0.0877 | 0 | 33.1 | 0.0877 | 0 | 33.1 | 0.0877 | 0 | 33.1 | 0.0877 | 0 | DEER:HVAC_Split-Package_AC | Annual | 1719 | 33.1 | 0.0877 | 0 | 33.1 | 0.0877 | 0 | NE-HVAC-airAC-SpltPkg-240to759kBtuh-10p8eer_MZDEER2017AnyEPr1975CZ04cPVVG | #N/A | NE-HVAC-airAC-SpltPkg-240to759kBtuh-10p8eer_SZDEER2017AnyEPr1975CZ04cDXGF | 11476 |  | #N/A | #N/A | #N/A | 33.1 | 0.0877 | 0 | #N/A | #N/A | #N/A | 33.1 | 0.0877 | 0 | #N/A | #N/A | 180 | 50000
NE-HVAC-airAC-SpltPkg-240to759kBtuh-10p8eer | DEER2017 | D17 v2 |  | Any | EPr | 1975 | CZ05 | cDXGF | Cap-Tons | 136 | 50000 | None | 23.5 | 0.0469 | 0 | 23.5 | 0.0469 | 0 | 23.5 | 0.0469 | 0 | 23.5 | 0.0469 | 0 | DEER:HVAC_Split-Package_AC | Annual | 1719 | 23.5 | 0.0469 | 0 | 23.5 | 0.0469 | 0 | NE-HVAC-airAC-SpltPkg-240to759kBtuh-10p8eer_MZDEER2017AnyEPr1975CZ05cPVVG | #N/A | NE-HVAC-airAC-SpltPkg-240to759kBtuh-10p8eer_SZDEER2017AnyEPr1975CZ05cDXGF | 11477 |  | #N/A | #N/A | #N/A | 23.5 | 0.0469 | 0 | #N/A | #N/A | #N/A | 23.5 | 0.0469 | 0 | #N/A | #N/A | 136 | 50000
NE-HVAC-airAC-SpltPkg-240to759kBtuh-10p8eer | DEER2017 | D17 v2 |  | Any | EPr | 1975 | CZ06 | cDXGF | Cap-Tons | 155 | 50000 | None | 44.4 | 0.0775 | 0 | 44.4 | 0.0775 | 0 | 44.4 | 0.0775 | 0 | 44.4 | 0.0775 | 0 | DEER:HVAC_Split-Package_AC | Annual | 1719 | 44.4 | 0.0775 | 0 | 44.4 | 0.0775 | 0 | NE-HVAC-airAC-SpltPkg-240to759kBtuh-10p8eer_MZDEER2017AnyEPr1975CZ06cPVVG | #N/A | NE-HVAC-airAC-SpltPkg-240to759kBtuh-10p8eer_SZDEER2017AnyEPr1975CZ06cDXGF | 11478 |  | #N/A | #N/A | #N/A | 44.4 | 0.0775 | 0 | #N/A | #N/A | #N/A | 44.4 | 0.0775 | 0 | #N/A | #N/A | 155 | 50000
NE-HVAC-airAC-SpltPkg-240to759kBtuh-10p8eer | DEER2017 | D17 v2 |  | Any | EPr | 1975 | CZ07 | cDXGF | Cap-Tons | 152 | 50000 | None | 36.4 | 0.0688 | 0 | 36.4 | 0.0688 | 0 | 36.4 | 0.0688 | 0 | 36.4 | 0.0688 | 0 | DEER:HVAC_Split-Package_AC | Annual | 1719 | 36.4 | 0.0688 | 0 | 36.4 | 0.0688 | 0 | NE-HVAC-airAC-SpltPkg-240to759kBtuh-10p8eer_MZDEER2017AnyEPr1975CZ07cPVVG | #N/A | NE-HVAC-airAC-SpltPkg-240to759kBtuh-10p8eer_SZDEER2017AnyEPr1975CZ07cDXGF | 11479 |  | #N/A | #N/A | #N/A | 36.4 | 0.0688 | 0 | #N/A | #N/A | #N/A | 36.4 | 0.0688 | 0 | #N/A | #N/A | 152 | 50000
NE-HVAC-airAC-SpltPkg-240to759kBtuh-10p8eer | DEER2017 | D17 v2 |  | Any | EPr | 1975 | CZ08 | cDXGF | Cap-Tons | 213 | 50000 | None | 37.9 | 0.0705 | 0 | 37.9 | 0.0705 | 0 | 37.9 | 0.0705 | 0 | 37.9 | 0.0705 | 0 | DEER:HVAC_Split-Package_AC | Annual | 1719 | 37.9 | 0.0705 | 0 | 37.9 | 0.0705 | 0 | NE-HVAC-airAC-SpltPkg-240to759kBtuh-10p8eer_MZDEER2017AnyEPr1975CZ08cPVVG | #N/A | NE-HVAC-airAC-SpltPkg-240to759kBtuh-10p8eer_SZDEER2017AnyEPr1975CZ08cDXGF | 11480 |  | #N/A | #N/A | #N/A | 37.9 | 0.0705 | 0 | #N/A | #N/A | #N/A | 37.9 | 0.0705 | 0 | #N/A | #N/A | 213 | 50000
NE-HVAC-airAC-SpltPkg-240to759kBtuh-10p8eer | DEER2017 | D17 v2 |  | Any | EPr | 1975 | CZ09 | cDXGF | Cap-Tons | 225 | 50000 | None | 41.1 | 0.103 | 0 | 41.1 | 0.103 | 0 | 41.1 | 0.103 | 0 | 41.1 | 0.103 | 0 | DEER:HVAC_Split-Package_AC | Annual | 1719 | 41.1 | 0.103 | 0 | 41.1 | 0.103 | 0 | NE-HVAC-airAC-SpltPkg-240to759kBtuh-10p8eer_MZDEER2017AnyEPr1975CZ09cPVVG | #N/A | NE-HVAC-airAC-SpltPkg-240to759kBtuh-10p8eer_SZDEER2017AnyEPr1975CZ09cDXGF | 11481 |  | #N/A | #N/A | #N/A | 41.1 | 0.103 | 0 | #N/A | #N/A | #N/A | 41.1 | 0.103 | 0 | #N/A | #N/A | 225 | 50000
NE-HVAC-airAC-SpltPkg-240to759kBtuh-10p8eer | DEER2017 | D17 v2 |  | Any | EPr | 1975 | CZ10 | cDXGF | Cap-Tons | 227 | 50000 | None | 47.3 | 0.11 | 0 | 47.3 | 0.11 | 0 | 47.3 | 0.11 | 0 | 47.3 | 0.11 | 0 | DEER:HVAC_Split-Package_AC | Annual | 1719 | 47.3 | 0.11 | 0 | 47.3 | 0.11 | 0 | NE-HVAC-airAC-SpltPkg-240to759kBtuh-10p8eer_MZDEER2017AnyEPr1975CZ10cPVVG | #N/A | NE-HVAC-airAC-SpltPkg-240to759kBtuh-10p8eer_SZDEER2017AnyEPr1975CZ10cDXGF | 11482 |  | #N/A | #N/A | #N/A | 47.3 | 0.11 | 0 | #N/A | #N/A | #N/A | 47.3 | 0.11 | 0 | #N/A | #N/A | 227 | 50000
NE-HVAC-airAC-SpltPkg-240to759kBtuh-10p8eer | DEER2017 | D17 v2 |  | Any | EPr | 1975 | CZ11 | cDXGF | Cap-Tons | 194 | 50000 | None | 52.4 | 0.0255 | 0 | 52.4 | 0.0255 | 0 | 52.4 | 0.0255 | 0 | 52.4 | 0.0255 | 0 | DEER:HVAC_Split-Package_AC | Annual | 1719 | 52.4 | 0.0255 | 0 | 52.4 | 0.0255 | 0 | NE-HVAC-airAC-SpltPkg-240to759kBtuh-10p8eer_MZDEER2017AnyEPr1975CZ11cPVVG | #N/A | NE-HVAC-airAC-SpltPkg-240to759kBtuh-10p8eer_SZDEER2017AnyEPr1975CZ11cDXGF | 11483 |  | #N/A | #N/A | #N/A | 52.4 | 0.0255 | 0 | #N/A | #N/A | #N/A | 52.4 | 0.0255 | 0 | #N/A | #N/A | 194 | 50000
NE-HVAC-airAC-SpltPkg-240to759kBtuh-10p8eer | DEER2017 | D17 v2 |  | Any | EPr | 1975 | CZ12 | cDXGF | Cap-Tons | 179 | 50000 | None | 45.1 | 0.0206 | 0 | 45.1 | 0.0206 | 0 | 45.1 | 0.0206 | 0 | 45.1 | 0.0206 | 0 | DEER:HVAC_Split-Package_AC | Annual | 1719 | 45.1 | 0.0206 | 0 | 45.1 | 0.0206 | 0 | NE-HVAC-airAC-SpltPkg-240to759kBtuh-10p8eer_MZDEER2017AnyEPr1975CZ12cPVVG | #N/A | NE-HVAC-airAC-SpltPkg-240to759kBtuh-10p8eer_SZDEER2017AnyEPr1975CZ12cDXGF | 11484 |  | #N/A | #N/A | #N/A | 45.1 | 0.0206 | 0 | #N/A | #N/A | #N/A | 45.1 | 0.0206 | 0 | #N/A | #N/A | 179 | 50000
NE-HVAC-airAC-SpltPkg-240to759kBtuh-10p8eer | DEER2017 | D17 v2 |  | Any | EPr | 1975 | CZ13 | cDXGF | Cap-Tons | 210 | 50000 | None | 54.8 | 0.0224 | 0 | 54.8 | 0.0224 | 0 | 54.8 | 0.0224 | 0 | 54.8 | 0.0224 | 0 | DEER:HVAC_Split-Package_AC | Annual | 1719 | 54.8 | 0.0224 | 0 | 54.8 | 0.0224 | 0 | NE-HVAC-airAC-SpltPkg-240to759kBtuh-10p8eer_MZDEER2017AnyEPr1975CZ13cPVVG | #N/A | NE-HVAC-airAC-SpltPkg-240to759kBtuh-10p8eer_SZDEER2017AnyEPr1975CZ13cDXGF | 11485 |  | #N/A | #N/A | #N/A | 54.8 | 0.0224 | 0 | #N/A | #N/A | #N/A | 54.8 | 0.0224 | 0 | #N/A | #N/A | 210 | 50000
NE-HVAC-airAC-SpltPkg-240to759kBtuh-10p8eer | DEER2017 | D17 v2 |  | Any | EPr | 1975 | CZ14 | cDXGF | Cap-Tons | 207 | 50000 | None | 55.5 | 0.106 | 0 | 55.5 | 0.106 | 0 | 55.5 | 0.106 | 0 | 55.5 | 0.106 | 0 | DEER:HVAC_Split-Package_AC | Annual | 1719 | 55.5 | 0.106 | 0 | 55.5 | 0.106 | 0 | NE-HVAC-airAC-SpltPkg-240to759kBtuh-10p8eer_MZDEER2017AnyEPr1975CZ14cPVVG | #N/A | NE-HVAC-airAC-SpltPkg-240to759kBtuh-10p8eer_SZDEER2017AnyEPr1975CZ14cDXGF | 11486 |  | #N/A | #N/A | #N/A | 55.5 | 0.106 | 0 | #N/A | #N/A | #N/A | 55.5 | 0.106 | 0 | #N/A | #N/A | 207 | 50000
NE-HVAC-airAC-SpltPkg-240to759kBtuh-10p8eer | DEER2017 | D17 v2 |  | Any | EPr | 1975 | CZ15 | cDXGF | Cap-Tons | 265 | 50000 | None | 95.6 | 0.106 | 0 | 95.6 | 0.106 | 0 | 95.6 | 0.106 | 0 | 95.6 | 0.106 | 0 | DEER:HVAC_Split-Package_AC | Annual | 1719 | 95.6 | 0.106 | 0 | 95.6 | 0.106 | 0 | NE-HVAC-airAC-SpltPkg-240to759kBtuh-10p8eer_MZDEER2017AnyEPr1975CZ15cPVVG | #N/A | NE-HVAC-airAC-SpltPkg-240to759kBtuh-10p8eer_SZDEER2017AnyEPr1975CZ15cDXGF | 11487 |  | #N/A | #N/A | #N/A | 95.6 | 0.106 | 0 | #N/A | #N/A | #N/A | 95.6 | 0.106 | 0 | #N/A | #N/A | 265 | 50000
NE-HVAC-airAC-SpltPkg-240to759kBtuh-10p8eer | DEER2017 | D17 v2 |  | Any | EPr | 1975 | CZ16 | cDXGF | Cap-Tons | 132 | 50000 | None | 20.8 | 0.0123 | 0 | 20.8 | 0.0123 | 0 | 20.8 | 0.0123 | 0 | 20.8 | 0.0123 | 0 | DEER:HVAC_Split-Package_AC | Annual | 1719 | 20.8 | 0.0123 | 0 | 20.8 | 0.0123 | 0 | NE-HVAC-airAC-SpltPkg-240to759kBtuh-10p8eer_MZDEER2017AnyEPr1975CZ16cPVVG | #N/A | NE-HVAC-airAC-SpltPkg-240to759kBtuh-10p8eer_SZDEER2017AnyEPr1975CZ16cDXGF | 11488 |  | #N/A | #N/A | #N/A | 20.8 | 0.0123 | 0 | #N/A | #N/A | #N/A | 20.8 | 0.0123 | 0 | #N/A | #N/A | 132 | 50000
NE-HVAC-airAC-SpltPkg-240to759kBtuh-10p8eer | DEER2017 | D17 v2 |  | Any | EPr | 1985 | CZ01 | cDXGF | Cap-Tons | 108 | 50000 | None | 5.52 | 0.0284 | 0 | 5.52 | 0.0284 | 0 | 5.52 | 0.0284 | 0 | 5.52 | 0.0284 | 0 | DEER:HVAC_Split-Package_AC | Annual | 1719 | 5.52 | 0.0284 | 0 | 5.52 | 0.0284 | 0 | NE-HVAC-airAC-SpltPkg-240to759kBtuh-10p8eer_MZDEER2017AnyEPr1985CZ01cPVVG | #N/A | NE-HVAC-airAC-SpltPkg-240to759kBtuh-10p8eer_SZDEER2017AnyEPr1985CZ01cDXGF | 32833 |  | #N/A | #N/A | #N/A | 5.52 | 0.0284 | 0 | #N/A | #N/A | #N/A | 5.52 | 0.0284 | 0 | #N/A | #N/A | 108 | 50000
NE-HVAC-airAC-SpltPkg-240to759kBtuh-10p8eer | DEER2017 | D17 v2 |  | Any | EPr | 1985 | CZ02 | cDXGF | Cap-Tons | 182 | 50000 | None | 28.5 | 0.0154 | 0 | 28.5 | 0.0154 | 0 | 28.5 | 0.0154 | 0 | 28.5 | 0.0154 | 0 | DEER:HVAC_Split-Package_AC | Annual | 1719 | 28.5 | 0.0154 | 0 | 28.5 | 0.0154 | 0 | NE-HVAC-airAC-SpltPkg-240to759kBtuh-10p8eer_MZDEER2017AnyEPr1985CZ02cPVVG | #N/A | NE-HVAC-airAC-SpltPkg-240to759kBtuh-10p8eer_SZDEER2017AnyEPr1985CZ02cDXGF | 32834 |  | #N/A | #N/A | #N/A | 28.5 | 0.0154 | 0 | #N/A | #N/A | #N/A | 28.5 | 0.0154 | 0 | #N/A | #N/A | 182 | 50000
NE-HVAC-airAC-SpltPkg-240to759kBtuh-10p8eer | DEER2017 | D17 v2 |  | Any | EPr | 1985 | CZ03 | cDXGF | Cap-Tons | 145 | 50000 | None | 18.1 | 0.003 | 0 | 18.1 | 0.003 | 0 | 18.1 | 0.003 | 0 | 18.1 | 0.003 | 0 | DEER:HVAC_Split-Package_AC | Annual | 1719 | 18.1 | 0.003 | 0 | 18.1 | 0.003 | 0 | NE-HVAC-airAC-SpltPkg-240to759kBtuh-10p8eer_MZDEER2017AnyEPr1985CZ03cPVVG | #N/A | NE-HVAC-airAC-SpltPkg-240to759kBtuh-10p8eer_SZDEER2017AnyEPr1985CZ03cDXGF | 32835 |  | #N/A | #N/A | #N/A | 18.1 | 0.003 | 0 | #N/A | #N/A | #N/A | 18.1 | 0.003 | 0 | #N/A | #N/A | 145 | 50000
NE-HVAC-airAC-SpltPkg-240to759kBtuh-10p8eer | DEER2017 | D17 v2 |  | Any | EPr | 1985 | CZ04 | cDXGF | Cap-Tons | 173 | 50000 | None | 34 | 0.089 | 0 | 34 | 0.089 | 0 | 34 | 0.089 | 0 | 34 | 0.089 | 0 | DEER:HVAC_Split-Package_AC | Annual | 1719 | 34 | 0.089 | 0 | 34 | 0.089 | 0 | NE-HVAC-airAC-SpltPkg-240to759kBtuh-10p8eer_MZDEER2017AnyEPr1985CZ04cPVVG | #N/A | NE-HVAC-airAC-SpltPkg-240to759kBtuh-10p8eer_SZDEER2017AnyEPr1985CZ04cDXGF | 32836 |  | #N/A | #N/A | #N/A | 34 | 0.089 | 0 | #N/A | #N/A | #N/A | 34 | 0.089 | 0 | #N/A | #N/A | 173 | 50000
NE-HVAC-airAC-SpltPkg-240to759kBtuh-10p8eer | DEER2017 | D17 v2 |  | Any | EPr | 1985 | CZ05 | cDXGF | Cap-Tons | 130 | 50000 | None | 25.1 | 0.0483 | 0 | 25.1 | 0.0483 | 0 | 25.1 | 0.0483 | 0 | 25.1 | 0.0483 | 0 | DEER:HVAC_Split-Package_AC | Annual | 1719 | 25.1 | 0.0483 | 0 | 25.1 | 0.0483 | 0 | NE-HVAC-airAC-SpltPkg-240to759kBtuh-10p8eer_MZDEER2017AnyEPr1985CZ05cPVVG | #N/A | NE-HVAC-airAC-SpltPkg-240to759kBtuh-10p8eer_SZDEER2017AnyEPr1985CZ05cDXGF | 32837 |  | #N/A | #N/A | #N/A | 25.1 | 0.0483 | 0 | #N/A | #N/A | #N/A | 25.1 | 0.0483 | 0 | #N/A | #N/A | 130 | 50000
NE-HVAC-airAC-SpltPkg-240to759kBtuh-10p8eer | DEER2017 | D17 v2 |  | Any | EPr | 1985 | CZ06 | cDXGF | Cap-Tons | 147 | 50000 | None | 46.6 | 0.0788 | 0 | 46.6 | 0.0788 | 0 | 46.6 | 0.0788 | 0 | 46.6 | 0.0788 | 0 | DEER:HVAC_Split-Package_AC | Annual | 1719 | 46.6 | 0.0788 | 0 | 46.6 | 0.0788 | 0 | NE-HVAC-airAC-SpltPkg-240to759kBtuh-10p8eer_MZDEER2017AnyEPr1985CZ06cPVVG | #N/A | NE-HVAC-airAC-SpltPkg-240to759kBtuh-10p8eer_SZDEER2017AnyEPr1985CZ06cDXGF | 32838 |  | #N/A | #N/A | #N/A | 46.6 | 0.0788 | 0 | #N/A | #N/A | #N/A | 46.6 | 0.0788 | 0 | #N/A | #N/A | 147 | 50000
NE-HVAC-airAC-SpltPkg-240to759kBtuh-10p8eer | DEER2017 | D17 v2 |  | Any | EPr | 1985 | CZ07 | cDXGF | Cap-Tons | 145 | 50000 | None | 38.6 | 0.0706 | 0 | 38.6 | 0.0706 | 0 | 38.6 | 0.0706 | 0 | 38.6 | 0.0706 | 0 | DEER:HVAC_Split-Package_AC | Annual | 1719 | 38.6 | 0.0706 | 0 | 38.6 | 0.0706 | 0 | NE-HVAC-airAC-SpltPkg-240to759kBtuh-10p8eer_MZDEER2017AnyEPr1985CZ07cPVVG | #N/A | NE-HVAC-airAC-SpltPkg-240to759kBtuh-10p8eer_SZDEER2017AnyEPr1985CZ07cDXGF | 32839 |  | #N/A | #N/A | #N/A | 38.6 | 0.0706 | 0 | #N/A | #N/A | #N/A | 38.6 | 0.0706 | 0 | #N/A | #N/A | 145 | 50000
NE-HVAC-airAC-SpltPkg-240to759kBtuh-10p8eer | DEER2017 | D17 v2 |  | Any | EPr | 1985 | CZ08 | cDXGF | Cap-Tons | 205 | 50000 | None | 38.8 | 0.0706 | 0 | 38.8 | 0.0706 | 0 | 38.8 | 0.0706 | 0 | 38.8 | 0.0706 | 0 | DEER:HVAC_Split-Package_AC | Annual | 1719 | 38.8 | 0.0706 | 0 | 38.8 | 0.0706 | 0 | NE-HVAC-airAC-SpltPkg-240to759kBtuh-10p8eer_MZDEER2017AnyEPr1985CZ08cPVVG | #N/A | NE-HVAC-airAC-SpltPkg-240to759kBtuh-10p8eer_SZDEER2017AnyEPr1985CZ08cDXGF | 32840 |  | #N/A | #N/A | #N/A | 38.8 | 0.0706 | 0 | #N/A | #N/A | #N/A | 38.8 | 0.0706 | 0 | #N/A | #N/A | 205 | 50000
NE-HVAC-airAC-SpltPkg-240to759kBtuh-10p8eer | DEER2017 | D17 v2 |  | Any | EPr | 1985 | CZ09 | cDXGF | Cap-Tons | 217 | 50000 | None | 41.9 | 0.104 | 0 | 41.9 | 0.104 | 0 | 41.9 | 0.104 | 0 | 41.9 | 0.104 | 0 | DEER:HVAC_Split-Package_AC | Annual | 1719 | 41.9 | 0.104 | 0 | 41.9 | 0.104 | 0 | NE-HVAC-airAC-SpltPkg-240to759kBtuh-10p8eer_MZDEER2017AnyEPr1985CZ09cPVVG | #N/A | NE-HVAC-airAC-SpltPkg-240to759kBtuh-10p8eer_SZDEER2017AnyEPr1985CZ09cDXGF | 32841 |  | #N/A | #N/A | #N/A | 41.9 | 0.104 | 0 | #N/A | #N/A | #N/A | 41.9 | 0.104 | 0 | #N/A | #N/A | 217 | 50000
NE-HVAC-airAC-SpltPkg-240to759kBtuh-10p8eer | DEER2017 | D17 v2 |  | Any | EPr | 1985 | CZ10 | cDXGF | Cap-Tons | 218 | 50000 | None | 48.2 | 0.112 | 0 | 48.2 | 0.112 | 0 | 48.2 | 0.112 | 0 | 48.2 | 0.112 | 0 | DEER:HVAC_Split-Package_AC | Annual | 1719 | 48.2 | 0.112 | 0 | 48.2 | 0.112 | 0 | NE-HVAC-airAC-SpltPkg-240to759kBtuh-10p8eer_MZDEER2017AnyEPr1985CZ10cPVVG | #N/A | NE-HVAC-airAC-SpltPkg-240to759kBtuh-10p8eer_SZDEER2017AnyEPr1985CZ10cDXGF | 32842 |  | #N/A | #N/A | #N/A | 48.2 | 0.112 | 0 | #N/A | #N/A | #N/A | 48.2 | 0.112 | 0 | #N/A | #N/A | 218 | 50000
NE-HVAC-airAC-SpltPkg-240to759kBtuh-10p8eer | DEER2017 | D17 v2 |  | Any | EPr | 1985 | CZ11 | cDXGF | Cap-Tons | 202 | 50000 | None | 49 | 0.0234 | 0 | 49 | 0.0234 | 0 | 49 | 0.0234 | 0 | 49 | 0.0234 | 0 | DEER:HVAC_Split-Package_AC | Annual | 1719 | 49 | 0.0234 | 0 | 49 | 0.0234 | 0 | NE-HVAC-airAC-SpltPkg-240to759kBtuh-10p8eer_MZDEER2017AnyEPr1985CZ11cPVVG | #N/A | NE-HVAC-airAC-SpltPkg-240to759kBtuh-10p8eer_SZDEER2017AnyEPr1985CZ11cDXGF | 32843 |  | #N/A | #N/A | #N/A | 49 | 0.0234 | 0 | #N/A | #N/A | #N/A | 49 | 0.0234 | 0 | #N/A | #N/A | 202 | 50000
NE-HVAC-airAC-SpltPkg-240to759kBtuh-10p8eer | DEER2017 | D17 v2 |  | Any | EPr | 1985 | CZ12 | cDXGF | Cap-Tons | 171 | 50000 | None | 46.3 | 0.0201 | 0 | 46.3 | 0.0201 | 0 | 46.3 | 0.0201 | 0 | 46.3 | 0.0201 | 0 | DEER:HVAC_Split-Package_AC | Annual | 1719 | 46.3 | 0.0201 | 0 | 46.3 | 0.0201 | 0 | NE-HVAC-airAC-SpltPkg-240to759kBtuh-10p8eer_MZDEER2017AnyEPr1985CZ12cPVVG | #N/A | NE-HVAC-airAC-SpltPkg-240to759kBtuh-10p8eer_SZDEER2017AnyEPr1985CZ12cDXGF | 32844 |  | #N/A | #N/A | #N/A | 46.3 | 0.0201 | 0 | #N/A | #N/A | #N/A | 46.3 | 0.0201 | 0 | #N/A | #N/A | 171 | 50000
NE-HVAC-airAC-SpltPkg-240to759kBtuh-10p8eer | DEER2017 | D17 v2 |  | Any | EPr | 1985 | CZ13 | cDXGF | Cap-Tons | 202 | 50000 | None | 55.6 | 0.0224 | 0 | 55.6 | 0.0224 | 0 | 55.6 | 0.0224 | 0 | 55.6 | 0.0224 | 0 | DEER:HVAC_Split-Package_AC | Annual | 1719 | 55.6 | 0.0224 | 0 | 55.6 | 0.0224 | 0 | NE-HVAC-airAC-SpltPkg-240to759kBtuh-10p8eer_MZDEER2017AnyEPr1985CZ13cPVVG | #N/A | NE-HVAC-airAC-SpltPkg-240to759kBtuh-10p8eer_SZDEER2017AnyEPr1985CZ13cDXGF | 32845 |  | #N/A | #N/A | #N/A | 55.6 | 0.0224 | 0 | #N/A | #N/A | #N/A | 55.6 | 0.0224 | 0 | #N/A | #N/A | 202 | 50000
NE-HVAC-airAC-SpltPkg-240to759kBtuh-10p8eer | DEER2017 | D17 v2 |  | Any | EPr | 1985 | CZ14 | cDXGF | Cap-Tons | 194 | 50000 | None | 57.1 | 0.107 | 0 | 57.1 | 0.107 | 0 | 57.1 | 0.107 | 0 | 57.1 | 0.107 | 0 | DEER:HVAC_Split-Package_AC | Annual | 1719 | 57.1 | 0.107 | 0 | 57.1 | 0.107 | 0 | NE-HVAC-airAC-SpltPkg-240to759kBtuh-10p8eer_MZDEER2017AnyEPr1985CZ14cPVVG | #N/A | NE-HVAC-airAC-SpltPkg-240to759kBtuh-10p8eer_SZDEER2017AnyEPr1985CZ14cDXGF | 32846 |  | #N/A | #N/A | #N/A | 57.1 | 0.107 | 0 | #N/A | #N/A | #N/A | 57.1 | 0.107 | 0 | #N/A | #N/A | 194 | 50000
NE-HVAC-airAC-SpltPkg-240to759kBtuh-10p8eer | DEER2017 | D17 v2 |  | Any | EPr | 1985 | CZ15 | cDXGF | Cap-Tons | 250 | 50000 | None | 96.9 | 0.107 | 0 | 96.9 | 0.107 | 0 | 96.9 | 0.107 | 0 | 96.9 | 0.107 | 0 | DEER:HVAC_Split-Package_AC | Annual | 1719 | 96.9 | 0.107 | 0 | 96.9 | 0.107 | 0 | NE-HVAC-airAC-SpltPkg-240to759kBtuh-10p8eer_MZDEER2017AnyEPr1985CZ15cPVVG | #N/A | NE-HVAC-airAC-SpltPkg-240to759kBtuh-10p8eer_SZDEER2017AnyEPr1985CZ15cDXGF | 32847 |  | #N/A | #N/A | #N/A | 96.9 | 0.107 | 0 | #N/A | #N/A | #N/A | 96.9 | 0.107 | 0 | #N/A | #N/A | 250 | 50000
NE-HVAC-airAC-SpltPkg-240to759kBtuh-10p8eer | DEER2017 | D17 v2 |  | Any | EPr | 1985 | CZ16 | cDXGF | Cap-Tons | 124 | 50000 | None | 22.4 | 0.0126 | 0 | 22.4 | 0.0126 | 0 | 22.4 | 0.0126 | 0 | 22.4 | 0.0126 | 0 | DEER:HVAC_Split-Package_AC | Annual | 1719 | 22.4 | 0.0126 | 0 | 22.4 | 0.0126 | 0 | NE-HVAC-airAC-SpltPkg-240to759kBtuh-10p8eer_MZDEER2017AnyEPr1985CZ16cPVVG | #N/A | NE-HVAC-airAC-SpltPkg-240to759kBtuh-10p8eer_SZDEER2017AnyEPr1985CZ16cDXGF | 32848 |  | #N/A | #N/A | #N/A | 22.4 | 0.0126 | 0 | #N/A | #N/A | #N/A | 22.4 | 0.0126 | 0 | #N/A | #N/A | 124 | 50000
NE-HVAC-airAC-SpltPkg-240to759kBtuh-10p8eer | DEER2017 | D17 v2 |  | Any | EPr | 1996 | CZ01 | cDXGF | Cap-Tons | 96.7 | 50000 | None | 6.84 | 0.0292 | 0 | 6.84 | 0.0292 | 0 | 6.84 | 0.0292 | 0 | 6.84 | 0.0292 | 0 | DEER:HVAC_Split-Package_AC | Annual | 1719 | 6.84 | 0.0292 | 0 | 6.84 | 0.0292 | 0 | NE-HVAC-airAC-SpltPkg-240to759kBtuh-10p8eer_MZDEER2017AnyEPr1996CZ01cPVVG | #N/A | NE-HVAC-airAC-SpltPkg-240to759kBtuh-10p8eer_SZDEER2017AnyEPr1996CZ01cDXGF | 54193 |  | #N/A | #N/A | #N/A | 6.84 | 0.0292 | 0 | #N/A | #N/A | #N/A | 6.84 | 0.0292 | 0 | #N/A | #N/A | 96.7 | 50000
NE-HVAC-airAC-SpltPkg-240to759kBtuh-10p8eer | DEER2017 | D17 v2 |  | Any | EPr | 1996 | CZ02 | cDXGF | Cap-Tons | 170 | 50000 | None | 27.4 | 0.0109 | 0 | 27.4 | 0.0109 | 0 | 27.4 | 0.0109 | 0 | 27.4 | 0.0109 | 0 | DEER:HVAC_Split-Package_AC | Annual | 1719 | 27.4 | 0.0109 | 0 | 27.4 | 0.0109 | 0 | NE-HVAC-airAC-SpltPkg-240to759kBtuh-10p8eer_MZDEER2017AnyEPr1996CZ02cPVVG | #N/A | NE-HVAC-airAC-SpltPkg-240to759kBtuh-10p8eer_SZDEER2017AnyEPr1996CZ02cDXGF | 54194 |  | #N/A | #N/A | #N/A | 27.4 | 0.0109 | 0 | #N/A | #N/A | #N/A | 27.4 | 0.0109 | 0 | #N/A | #N/A | 170 | 50000
NE-HVAC-airAC-SpltPkg-240to759kBtuh-10p8eer | DEER2017 | D17 v2 |  | Any | EPr | 1996 | CZ03 | cDXGF | Cap-Tons | 133 | 50000 | None | 17.6 | 0.000724 | 0 | 17.6 | 0.000724 | 0 | 17.6 | 0.000724 | 0 | 17.6 | 0.000724 | 0 | DEER:HVAC_Split-Package_AC | Annual | 1719 | 17.6 | 0.000724 | 0 | 17.6 | 0.000724 | 0 | NE-HVAC-airAC-SpltPkg-240to759kBtuh-10p8eer_MZDEER2017AnyEPr1996CZ03cPVVG | #N/A | NE-HVAC-airAC-SpltPkg-240to759kBtuh-10p8eer_SZDEER2017AnyEPr1996CZ03cDXGF | 54195 |  | #N/A | #N/A | #N/A | 17.6 | 0.000724 | 0 | #N/A | #N/A | #N/A | 17.6 | 0.000724 | 0 | #N/A | #N/A | 133 | 50000
NE-HVAC-airAC-SpltPkg-240to759kBtuh-10p8eer | DEER2017 | D17 v2 |  | Any | EPr | 1996 | CZ04 | cDXGF | Cap-Tons | 160 | 50000 | None | 33.1 | 0.0889 | 0 | 33.1 | 0.0889 | 0 | 33.1 | 0.0889 | 0 | 33.1 | 0.0889 | 0 | DEER:HVAC_Split-Package_AC | Annual | 1719 | 33.1 | 0.0889 | 0 | 33.1 | 0.0889 | 0 | NE-HVAC-airAC-SpltPkg-240to759kBtuh-10p8eer_MZDEER2017AnyEPr1996CZ04cPVVG | #N/A | NE-HVAC-airAC-SpltPkg-240to759kBtuh-10p8eer_SZDEER2017AnyEPr1996CZ04cDXGF | 54196 |  | #N/A | #N/A | #N/A | 33.1 | 0.0889 | 0 | #N/A | #N/A | #N/A | 33.1 | 0.0889 | 0 | #N/A | #N/A | 160 | 50000
NE-HVAC-airAC-SpltPkg-240to759kBtuh-10p8eer | DEER2017 | D17 v2 |  | Any | EPr | 1996 | CZ05 | cDXGF | Cap-Tons | 118 | 50000 | None | 25.1 | 0.048 | 0 | 25.1 | 0.048 | 0 | 25.1 | 0.048 | 0 | 25.1 | 0.048 | 0 | DEER:HVAC_Split-Package_AC | Annual | 1719 | 25.1 | 0.048 | 0 | 25.1 | 0.048 | 0 | NE-HVAC-airAC-SpltPkg-240to759kBtuh-10p8eer_MZDEER2017AnyEPr1996CZ05cPVVG | #N/A | NE-HVAC-airAC-SpltPkg-240to759kBtuh-10p8eer_SZDEER2017AnyEPr1996CZ05cDXGF | 54197 |  | #N/A | #N/A | #N/A | 25.1 | 0.048 | 0 | #N/A | #N/A | #N/A | 25.1 | 0.048 | 0 | #N/A | #N/A | 118 | 50000
NE-HVAC-airAC-SpltPkg-240to759kBtuh-10p8eer | DEER2017 | D17 v2 |  | Any | EPr | 1996 | CZ06 | cDXGF | Cap-Tons | 181 | 50000 | None | 30.7 | 0.0623 | 0 | 30.7 | 0.0623 | 0 | 30.7 | 0.0623 | 0 | 30.7 | 0.0623 | 0 | DEER:HVAC_Split-Package_AC | Annual | 1719 | 30.7 | 0.0623 | 0 | 30.7 | 0.0623 | 0 | NE-HVAC-airAC-SpltPkg-240to759kBtuh-10p8eer_MZDEER2017AnyEPr1996CZ06cPVVG | #N/A | NE-HVAC-airAC-SpltPkg-240to759kBtuh-10p8eer_SZDEER2017AnyEPr1996CZ06cDXGF | 54198 |  | #N/A | #N/A | #N/A | 30.7 | 0.0623 | 0 | #N/A | #N/A | #N/A | 30.7 | 0.0623 | 0 | #N/A | #N/A | 181 | 50000
NE-HVAC-airAC-SpltPkg-240to759kBtuh-10p8eer | DEER2017 | D17 v2 |  | Any | EPr | 1996 | CZ07 | cDXGF | Cap-Tons | 134 | 50000 | None | 38.5 | 0.0735 | 0 | 38.5 | 0.0735 | 0 | 38.5 | 0.0735 | 0 | 38.5 | 0.0735 | 0 | DEER:HVAC_Split-Package_AC | Annual | 1719 | 38.5 | 0.0735 | 0 | 38.5 | 0.0735 | 0 | NE-HVAC-airAC-SpltPkg-240to759kBtuh-10p8eer_MZDEER2017AnyEPr1996CZ07cPVVG | #N/A | NE-HVAC-airAC-SpltPkg-240to759kBtuh-10p8eer_SZDEER2017AnyEPr1996CZ07cDXGF | 54199 |  | #N/A | #N/A | #N/A | 38.5 | 0.0735 | 0 | #N/A | #N/A | #N/A | 38.5 | 0.0735 | 0 | #N/A | #N/A | 134 | 50000
NE-HVAC-airAC-SpltPkg-240to759kBtuh-10p8eer | DEER2017 | D17 v2 |  | Any | EPr | 1996 | CZ08 | cDXGF | Cap-Tons | 194 | 50000 | None | 38.2 | 0.0731 | 0 | 38.2 | 0.0731 | 0 | 38.2 | 0.0731 | 0 | 38.2 | 0.0731 | 0 | DEER:HVAC_Split-Package_AC | Annual | 1719 | 38.2 | 0.0731 | 0 | 38.2 | 0.0731 | 0 | NE-HVAC-airAC-SpltPkg-240to759kBtuh-10p8eer_MZDEER2017AnyEPr1996CZ08cPVVG | #N/A | NE-HVAC-airAC-SpltPkg-240to759kBtuh-10p8eer_SZDEER2017AnyEPr1996CZ08cDXGF | 54200 |  | #N/A | #N/A | #N/A | 38.2 | 0.0731 | 0 | #N/A | #N/A | #N/A | 38.2 | 0.0731 | 0 | #N/A | #N/A | 194 | 50000
NE-HVAC-airAC-SpltPkg-240to759kBtuh-10p8eer | DEER2017 | D17 v2 |  | Any | EPr | 1996 | CZ09 | cDXGF | Cap-Tons | 206 | 50000 | None | 41.5 | 0.107 | 0 | 41.5 | 0.107 | 0 | 41.5 | 0.107 | 0 | 41.5 | 0.107 | 0 | DEER:HVAC_Split-Package_AC | Annual | 1719 | 41.5 | 0.107 | 0 | 41.5 | 0.107 | 0 | NE-HVAC-airAC-SpltPkg-240to759kBtuh-10p8eer_MZDEER2017AnyEPr1996CZ09cPVVG | #N/A | NE-HVAC-airAC-SpltPkg-240to759kBtuh-10p8eer_SZDEER2017AnyEPr1996CZ09cDXGF | 54201 |  | #N/A | #N/A | #N/A | 41.5 | 0.107 | 0 | #N/A | #N/A | #N/A | 41.5 | 0.107 | 0 | #N/A | #N/A | 206 | 50000
NE-HVAC-airAC-SpltPkg-240to759kBtuh-10p8eer | DEER2017 | D17 v2 |  | Any | EPr | 1996 | CZ10 | cDXGF | Cap-Tons | 205 | 50000 | None | 47.1 | 0.113 | 0 | 47.1 | 0.113 | 0 | 47.1 | 0.113 | 0 | 47.1 | 0.113 | 0 | DEER:HVAC_Split-Package_AC | Annual | 1719 | 47.1 | 0.113 | 0 | 47.1 | 0.113 | 0 | NE-HVAC-airAC-SpltPkg-240to759kBtuh-10p8eer_MZDEER2017AnyEPr1996CZ10cPVVG | #N/A | NE-HVAC-airAC-SpltPkg-240to759kBtuh-10p8eer_SZDEER2017AnyEPr1996CZ10cDXGF | 54202 |  | #N/A | #N/A | #N/A | 47.1 | 0.113 | 0 | #N/A | #N/A | #N/A | 47.1 | 0.113 | 0 | #N/A | #N/A | 205 | 50000
NE-HVAC-airAC-SpltPkg-240to759kBtuh-10p8eer | DEER2017 | D17 v2 |  | Any | EPr | 1996 | CZ11 | cDXGF | Cap-Tons | 184 | 50000 | None | 45.9 | 0.0207 | 0 | 45.9 | 0.0207 | 0 | 45.9 | 0.0207 | 0 | 45.9 | 0.0207 | 0 | DEER:HVAC_Split-Package_AC | Annual | 1719 | 45.9 | 0.0207 | 0 | 45.9 | 0.0207 | 0 | NE-HVAC-airAC-SpltPkg-240to759kBtuh-10p8eer_MZDEER2017AnyEPr1996CZ11cPVVG | #N/A | NE-HVAC-airAC-SpltPkg-240to759kBtuh-10p8eer_SZDEER2017AnyEPr1996CZ11cDXGF | 54203 |  | #N/A | #N/A | #N/A | 45.9 | 0.0207 | 0 | #N/A | #N/A | #N/A | 45.9 | 0.0207 | 0 | #N/A | #N/A | 184 | 50000
NE-HVAC-airAC-SpltPkg-240to759kBtuh-10p8eer | DEER2017 | D17 v2 |  | Any | EPr | 1996 | CZ12 | cDXGF | Cap-Tons | 161 | 50000 | None | 41.2 | 0.0143 | 0 | 41.2 | 0.0143 | 0 | 41.2 | 0.0143 | 0 | 41.2 | 0.0143 | 0 | DEER:HVAC_Split-Package_AC | Annual | 1719 | 41.2 | 0.0143 | 0 | 41.2 | 0.0143 | 0 | NE-HVAC-airAC-SpltPkg-240to759kBtuh-10p8eer_MZDEER2017AnyEPr1996CZ12cPVVG | #N/A | NE-HVAC-airAC-SpltPkg-240to759kBtuh-10p8eer_SZDEER2017AnyEPr1996CZ12cDXGF | 54204 |  | #N/A | #N/A | #N/A | 41.2 | 0.0143 | 0 | #N/A | #N/A | #N/A | 41.2 | 0.0143 | 0 | #N/A | #N/A | 161 | 50000
NE-HVAC-airAC-SpltPkg-240to759kBtuh-10p8eer | DEER2017 | D17 v2 |  | Any | EPr | 1996 | CZ13 | cDXGF | Cap-Tons | 184 | 50000 | None | 52.6 | 0.0195 | 0 | 52.6 | 0.0195 | 0 | 52.6 | 0.0195 | 0 | 52.6 | 0.0195 | 0 | DEER:HVAC_Split-Package_AC | Annual | 1719 | 52.6 | 0.0195 | 0 | 52.6 | 0.0195 | 0 | NE-HVAC-airAC-SpltPkg-240to759kBtuh-10p8eer_MZDEER2017AnyEPr1996CZ13cPVVG | #N/A | NE-HVAC-airAC-SpltPkg-240to759kBtuh-10p8eer_SZDEER2017AnyEPr1996CZ13cDXGF | 54205 |  | #N/A | #N/A | #N/A | 52.6 | 0.0195 | 0 | #N/A | #N/A | #N/A | 52.6 | 0.0195 | 0 | #N/A | #N/A | 184 | 50000
NE-HVAC-airAC-SpltPkg-240to759kBtuh-10p8eer | DEER2017 | D17 v2 |  | Any | EPr | 1996 | CZ14 | cDXGF | Cap-Tons | 176 | 50000 | None | 54.1 | 0.108 | 0 | 54.1 | 0.108 | 0 | 54.1 | 0.108 | 0 | 54.1 | 0.108 | 0 | DEER:HVAC_Split-Package_AC | Annual | 1719 | 54.1 | 0.108 | 0 | 54.1 | 0.108 | 0 | NE-HVAC-airAC-SpltPkg-240to759kBtuh-10p8eer_MZDEER2017AnyEPr1996CZ14cPVVG | #N/A | NE-HVAC-airAC-SpltPkg-240to759kBtuh-10p8eer_SZDEER2017AnyEPr1996CZ14cDXGF | 54206 |  | #N/A | #N/A | #N/A | 54.1 | 0.108 | 0 | #N/A | #N/A | #N/A | 54.1 | 0.108 | 0 | #N/A | #N/A | 176 | 50000
NE-HVAC-airAC-SpltPkg-240to759kBtuh-10p8eer | DEER2017 | D17 v2 |  | Any | EPr | 1996 | CZ15 | cDXGF | Cap-Tons | 229 | 50000 | None | 94.8 | 0.11 | 0 | 94.8 | 0.11 | 0 | 94.8 | 0.11 | 0 | 94.8 | 0.11 | 0 | DEER:HVAC_Split-Package_AC | Annual | 1719 | 94.8 | 0.11 | 0 | 94.8 | 0.11 | 0 | NE-HVAC-airAC-SpltPkg-240to759kBtuh-10p8eer_MZDEER2017AnyEPr1996CZ15cPVVG | #N/A | NE-HVAC-airAC-SpltPkg-240to759kBtuh-10p8eer_SZDEER2017AnyEPr1996CZ15cDXGF | 54207 |  | #N/A | #N/A | #N/A | 94.8 | 0.11 | 0 | #N/A | #N/A | #N/A | 94.8 | 0.11 | 0 | #N/A | #N/A | 229 | 50000
NE-HVAC-airAC-SpltPkg-240to759kBtuh-10p8eer | DEER2017 | D17 v2 |  | Any | EPr | 1996 | CZ16 | cDXGF | Cap-Tons | 113 | 50000 | None | 20 | 0.00544 | 0 | 20 | 0.00544 | 0 | 20 | 0.00544 | 0 | 20 | 0.00544 | 0 | DEER:HVAC_Split-Package_AC | Annual | 1719 | 20 | 0.00544 | 0 | 20 | 0.00544 | 0 | NE-HVAC-airAC-SpltPkg-240to759kBtuh-10p8eer_MZDEER2017AnyEPr1996CZ16cPVVG | #N/A | NE-HVAC-airAC-SpltPkg-240to759kBtuh-10p8eer_SZDEER2017AnyEPr1996CZ16cDXGF | 54208 |  | #N/A | #N/A | #N/A | 20 | 0.00544 | 0 | #N/A | #N/A | #N/A | 20 | 0.00544 | 0 | #N/A | #N/A | 113 | 50000
NE-HVAC-airAC-SpltPkg-240to759kBtuh-10p8eer | DEER2017 | D17 v2 |  | Any | EPr | 2003 | CZ01 | cDXGF | Cap-Tons | 90.7 | 50000 | None | 7.37 | 0.0289 | 0 | 7.37 | 0.0289 | 0 | 7.37 | 0.0289 | 0 | 7.37 | 0.0289 | 0 | DEER:HVAC_Split-Package_AC | Annual | 1719 | 7.37 | 0.0289 | 0 | 7.37 | 0.0289 | 0 | NE-HVAC-airAC-SpltPkg-240to759kBtuh-10p8eer_MZDEER2017AnyEPr2003CZ01cPVVG | #N/A | NE-HVAC-airAC-SpltPkg-240to759kBtuh-10p8eer_SZDEER2017AnyEPr2003CZ01cDXGF | 75553 |  | #N/A | #N/A | #N/A | 7.37 | 0.0289 | 0 | #N/A | #N/A | #N/A | 7.37 | 0.0289 | 0 | #N/A | #N/A | 90.7 | 50000
NE-HVAC-airAC-SpltPkg-240to759kBtuh-10p8eer | DEER2017 | D17 v2 |  | Any | EPr | 2003 | CZ02 | cDXGF | Cap-Tons | 155 | 50000 | None | 25.9 | 0.00367 | 0 | 25.9 | 0.00367 | 0 | 25.9 | 0.00367 | 0 | 25.9 | 0.00367 | 0 | DEER:HVAC_Split-Package_AC | Annual | 1719 | 25.9 | 0.00367 | 0 | 25.9 | 0.00367 | 0 | NE-HVAC-airAC-SpltPkg-240to759kBtuh-10p8eer_MZDEER2017AnyEPr2003CZ02cPVVG | #N/A | NE-HVAC-airAC-SpltPkg-240to759kBtuh-10p8eer_SZDEER2017AnyEPr2003CZ02cDXGF | 75554 |  | #N/A | #N/A | #N/A | 25.9 | 0.00367 | 0 | #N/A | #N/A | #N/A | 25.9 | 0.00367 | 0 | #N/A | #N/A | 155 | 50000
NE-HVAC-airAC-SpltPkg-240to759kBtuh-10p8eer | DEER2017 | D17 v2 |  | Any | EPr | 2003 | CZ03 | cDXGF | Cap-Tons | 126 | 50000 | None | 17.3 | 0.000435 | 0 | 17.3 | 0.000435 | 0 | 17.3 | 0.000435 | 0 | 17.3 | 0.000435 | 0 | DEER:HVAC_Split-Package_AC | Annual | 1719 | 17.3 | 0.000435 | 0 | 17.3 | 0.000435 | 0 | NE-HVAC-airAC-SpltPkg-240to759kBtuh-10p8eer_MZDEER2017AnyEPr2003CZ03cPVVG | #N/A | NE-HVAC-airAC-SpltPkg-240to759kBtuh-10p8eer_SZDEER2017AnyEPr2003CZ03cDXGF | 75555 |  | #N/A | #N/A | #N/A | 17.3 | 0.000435 | 0 | #N/A | #N/A | #N/A | 17.3 | 0.000435 | 0 | #N/A | #N/A | 126 | 50000
NE-HVAC-airAC-SpltPkg-240to759kBtuh-10p8eer | DEER2017 | D17 v2 |  | Any | EPr | 2003 | CZ04 | cDXGF | Cap-Tons | 151 | 50000 | None | 32.2 | 0.0883 | 0 | 32.2 | 0.0883 | 0 | 32.2 | 0.0883 | 0 | 32.2 | 0.0883 | 0 | DEER:HVAC_Split-Package_AC | Annual | 1719 | 32.2 | 0.0883 | 0 | 32.2 | 0.0883 | 0 | NE-HVAC-airAC-SpltPkg-240to759kBtuh-10p8eer_MZDEER2017AnyEPr2003CZ04cPVVG | #N/A | NE-HVAC-airAC-SpltPkg-240to759kBtuh-10p8eer_SZDEER2017AnyEPr2003CZ04cDXGF | 75556 |  | #N/A | #N/A | #N/A | 32.2 | 0.0883 | 0 | #N/A | #N/A | #N/A | 32.2 | 0.0883 | 0 | #N/A | #N/A | 151 | 50000
NE-HVAC-airAC-SpltPkg-240to759kBtuh-10p8eer | DEER2017 | D17 v2 |  | Any | EPr | 2003 | CZ05 | cDXGF | Cap-Tons | 111 | 50000 | None | 24.9 | 0.0471 | 0 | 24.9 | 0.0471 | 0 | 24.9 | 0.0471 | 0 | 24.9 | 0.0471 | 0 | DEER:HVAC_Split-Package_AC | Annual | 1719 | 24.9 | 0.0471 | 0 | 24.9 | 0.0471 | 0 | NE-HVAC-airAC-SpltPkg-240to759kBtuh-10p8eer_MZDEER2017AnyEPr2003CZ05cPVVG | #N/A | NE-HVAC-airAC-SpltPkg-240to759kBtuh-10p8eer_SZDEER2017AnyEPr2003CZ05cDXGF | 75557 |  | #N/A | #N/A | #N/A | 24.9 | 0.0471 | 0 | #N/A | #N/A | #N/A | 24.9 | 0.0471 | 0 | #N/A | #N/A | 111 | 50000
NE-HVAC-airAC-SpltPkg-240to759kBtuh-10p8eer | DEER2017 | D17 v2 |  | Any | EPr | 2003 | CZ06 | cDXGF | Cap-Tons | 174 | 50000 | None | 30.2 | 0.062 | 0 | 30.2 | 0.062 | 0 | 30.2 | 0.062 | 0 | 30.2 | 0.062 | 0 | DEER:HVAC_Split-Package_AC | Annual | 1719 | 30.2 | 0.062 | 0 | 30.2 | 0.062 | 0 | NE-HVAC-airAC-SpltPkg-240to759kBtuh-10p8eer_MZDEER2017AnyEPr2003CZ06cPVVG | #N/A | NE-HVAC-airAC-SpltPkg-240to759kBtuh-10p8eer_SZDEER2017AnyEPr2003CZ06cDXGF | 75558 |  | #N/A | #N/A | #N/A | 30.2 | 0.062 | 0 | #N/A | #N/A | #N/A | 30.2 | 0.062 | 0 | #N/A | #N/A | 174 | 50000
NE-HVAC-airAC-SpltPkg-240to759kBtuh-10p8eer | DEER2017 | D17 v2 |  | Any | EPr | 2003 | CZ07 | cDXGF | Cap-Tons | 128 | 50000 | None | 37.9 | 0.0731 | 0 | 37.9 | 0.0731 | 0 | 37.9 | 0.0731 | 0 | 37.9 | 0.0731 | 0 | DEER:HVAC_Split-Package_AC | Annual | 1719 | 37.9 | 0.0731 | 0 | 37.9 | 0.0731 | 0 | NE-HVAC-airAC-SpltPkg-240to759kBtuh-10p8eer_MZDEER2017AnyEPr2003CZ07cPVVG | #N/A | NE-HVAC-airAC-SpltPkg-240to759kBtuh-10p8eer_SZDEER2017AnyEPr2003CZ07cDXGF | 75559 |  | #N/A | #N/A | #N/A | 37.9 | 0.0731 | 0 | #N/A | #N/A | #N/A | 37.9 | 0.0731 | 0 | #N/A | #N/A | 128 | 50000
NE-HVAC-airAC-SpltPkg-240to759kBtuh-10p8eer | DEER2017 | D17 v2 |  | Any | EPr | 2003 | CZ08 | cDXGF | Cap-Tons | 187 | 50000 | None | 38 | 0.0726 | 0 | 38 | 0.0726 | 0 | 38 | 0.0726 | 0 | 38 | 0.0726 | 0 | DEER:HVAC_Split-Package_AC | Annual | 1719 | 38 | 0.0726 | 0 | 38 | 0.0726 | 0 | NE-HVAC-airAC-SpltPkg-240to759kBtuh-10p8eer_MZDEER2017AnyEPr2003CZ08cPVVG | #N/A | NE-HVAC-airAC-SpltPkg-240to759kBtuh-10p8eer_SZDEER2017AnyEPr2003CZ08cDXGF | 75560 |  | #N/A | #N/A | #N/A | 38 | 0.0726 | 0 | #N/A | #N/A | #N/A | 38 | 0.0726 | 0 | #N/A | #N/A | 187 | 50000
NE-HVAC-airAC-SpltPkg-240to759kBtuh-10p8eer | DEER2017 | D17 v2 |  | Any | EPr | 2003 | CZ09 | cDXGF | Cap-Tons | 195 | 50000 | None | 40.7 | 0.106 | 0 | 40.7 | 0.106 | 0 | 40.7 | 0.106 | 0 | 40.7 | 0.106 | 0 | DEER:HVAC_Split-Package_AC | Annual | 1719 | 40.7 | 0.106 | 0 | 40.7 | 0.106 | 0 | NE-HVAC-airAC-SpltPkg-240to759kBtuh-10p8eer_MZDEER2017AnyEPr2003CZ09cPVVG | #N/A | NE-HVAC-airAC-SpltPkg-240to759kBtuh-10p8eer_SZDEER2017AnyEPr2003CZ09cDXGF | 75561 |  | #N/A | #N/A | #N/A | 40.7 | 0.106 | 0 | #N/A | #N/A | #N/A | 40.7 | 0.106 | 0 | #N/A | #N/A | 195 | 50000
NE-HVAC-airAC-SpltPkg-240to759kBtuh-10p8eer | DEER2017 | D17 v2 |  | Any | EPr | 2003 | CZ10 | cDXGF | Cap-Tons | 186 | 50000 | None | 44.4 | 0.112 | 0 | 44.4 | 0.112 | 0 | 44.4 | 0.112 | 0 | 44.4 | 0.112 | 0 | DEER:HVAC_Split-Package_AC | Annual | 1719 | 44.4 | 0.112 | 0 | 44.4 | 0.112 | 0 | NE-HVAC-airAC-SpltPkg-240to759kBtuh-10p8eer_MZDEER2017AnyEPr2003CZ10cPVVG | #N/A | NE-HVAC-airAC-SpltPkg-240to759kBtuh-10p8eer_SZDEER2017AnyEPr2003CZ10cDXGF | 75562 |  | #N/A | #N/A | #N/A | 44.4 | 0.112 | 0 | #N/A | #N/A | #N/A | 44.4 | 0.112 | 0 | #N/A | #N/A | 186 | 50000
NE-HVAC-airAC-SpltPkg-240to759kBtuh-10p8eer | DEER2017 | D17 v2 |  | Any | EPr | 2003 | CZ11 | cDXGF | Cap-Tons | 154 | 50000 | None | 49.6 | 0.0204 | 0 | 49.6 | 0.0204 | 0 | 49.6 | 0.0204 | 0 | 49.6 | 0.0204 | 0 | DEER:HVAC_Split-Package_AC | Annual | 1719 | 49.6 | 0.0204 | 0 | 49.6 | 0.0204 | 0 | NE-HVAC-airAC-SpltPkg-240to759kBtuh-10p8eer_MZDEER2017AnyEPr2003CZ11cPVVG | #N/A | NE-HVAC-airAC-SpltPkg-240to759kBtuh-10p8eer_SZDEER2017AnyEPr2003CZ11cDXGF | 75563 |  | #N/A | #N/A | #N/A | 49.6 | 0.0204 | 0 | #N/A | #N/A | #N/A | 49.6 | 0.0204 | 0 | #N/A | #N/A | 154 | 50000
NE-HVAC-airAC-SpltPkg-240to759kBtuh-10p8eer | DEER2017 | D17 v2 |  | Any | EPr | 2003 | CZ12 | cDXGF | Cap-Tons | 143 | 50000 | None | 42.1 | 0.0125 | 0 | 42.1 | 0.0125 | 0 | 42.1 | 0.0125 | 0 | 42.1 | 0.0125 | 0 | DEER:HVAC_Split-Package_AC | Annual | 1719 | 42.1 | 0.0125 | 0 | 42.1 | 0.0125 | 0 | NE-HVAC-airAC-SpltPkg-240to759kBtuh-10p8eer_MZDEER2017AnyEPr2003CZ12cPVVG | #N/A | NE-HVAC-airAC-SpltPkg-240to759kBtuh-10p8eer_SZDEER2017AnyEPr2003CZ12cDXGF | 75564 |  | #N/A | #N/A | #N/A | 42.1 | 0.0125 | 0 | #N/A | #N/A | #N/A | 42.1 | 0.0125 | 0 | #N/A | #N/A | 143 | 50000
NE-HVAC-airAC-SpltPkg-240to759kBtuh-10p8eer | DEER2017 | D17 v2 |  | Any | EPr | 2003 | CZ13 | cDXGF | Cap-Tons | 172 | 50000 | None | 51.2 | 0.0182 | 0 | 51.2 | 0.0182 | 0 | 51.2 | 0.0182 | 0 | 51.2 | 0.0182 | 0 | DEER:HVAC_Split-Package_AC | Annual | 1719 | 51.2 | 0.0182 | 0 | 51.2 | 0.0182 | 0 | NE-HVAC-airAC-SpltPkg-240to759kBtuh-10p8eer_MZDEER2017AnyEPr2003CZ13cPVVG | #N/A | NE-HVAC-airAC-SpltPkg-240to759kBtuh-10p8eer_SZDEER2017AnyEPr2003CZ13cDXGF | 75565 |  | #N/A | #N/A | #N/A | 51.2 | 0.0182 | 0 | #N/A | #N/A | #N/A | 51.2 | 0.0182 | 0 | #N/A | #N/A | 172 | 50000
NE-HVAC-airAC-SpltPkg-240to759kBtuh-10p8eer | DEER2017 | D17 v2 |  | Any | EPr | 2003 | CZ14 | cDXGF | Cap-Tons | 165 | 50000 | None | 52.8 | 0.108 | 0 | 52.8 | 0.108 | 0 | 52.8 | 0.108 | 0 | 52.8 | 0.108 | 0 | DEER:HVAC_Split-Package_AC | Annual | 1719 | 52.8 | 0.108 | 0 | 52.8 | 0.108 | 0 | NE-HVAC-airAC-SpltPkg-240to759kBtuh-10p8eer_MZDEER2017AnyEPr2003CZ14cPVVG | #N/A | NE-HVAC-airAC-SpltPkg-240to759kBtuh-10p8eer_SZDEER2017AnyEPr2003CZ14cDXGF | 75566 |  | #N/A | #N/A | #N/A | 52.8 | 0.108 | 0 | #N/A | #N/A | #N/A | 52.8 | 0.108 | 0 | #N/A | #N/A | 165 | 50000
NE-HVAC-airAC-SpltPkg-240to759kBtuh-10p8eer | DEER2017 | D17 v2 |  | Any | EPr | 2003 | CZ15 | cDXGF | Cap-Tons | 216 | 50000 | None | 93.1 | 0.11 | 0 | 93.1 | 0.11 | 0 | 93.1 | 0.11 | 0 | 93.1 | 0.11 | 0 | DEER:HVAC_Split-Package_AC | Annual | 1719 | 93.1 | 0.11 | 0 | 93.1 | 0.11 | 0 | NE-HVAC-airAC-SpltPkg-240to759kBtuh-10p8eer_MZDEER2017AnyEPr2003CZ15cPVVG | #N/A | NE-HVAC-airAC-SpltPkg-240to759kBtuh-10p8eer_SZDEER2017AnyEPr2003CZ15cDXGF | 75567 |  | #N/A | #N/A | #N/A | 93.1 | 0.11 | 0 | #N/A | #N/A | #N/A | 93.1 | 0.11 | 0 | #N/A | #N/A | 216 | 50000
NE-HVAC-airAC-SpltPkg-240to759kBtuh-10p8eer | DEER2017 | D17 v2 |  | Any | EPr | 2003 | CZ16 | cDXGF | Cap-Tons | 103 | 50000 | None | 20.2 | 0.00406 | 0 | 20.2 | 0.00406 | 0 | 20.2 | 0.00406 | 0 | 20.2 | 0.00406 | 0 | DEER:HVAC_Split-Package_AC | Annual | 1719 | 20.2 | 0.00406 | 0 | 20.2 | 0.00406 | 0 | NE-HVAC-airAC-SpltPkg-240to759kBtuh-10p8eer_MZDEER2017AnyEPr2003CZ16cPVVG | #N/A | NE-HVAC-airAC-SpltPkg-240to759kBtuh-10p8eer_SZDEER2017AnyEPr2003CZ16cDXGF | 75568 |  | #N/A | #N/A | #N/A | 20.2 | 0.00406 | 0 | #N/A | #N/A | #N/A | 20.2 | 0.00406 | 0 | #N/A | #N/A | 103 | 50000
NE-HVAC-airAC-SpltPkg-240to759kBtuh-10p8eer | DEER2017 | D17 v2 |  | Any | EPr | 2007 | CZ01 | cDXGF | Cap-Tons | 90 | 50000 | None | 7.32 | 0.0286 | 0 | 7.32 | 0.0286 | 0 | 7.32 | 0.0286 | 0 | 7.32 | 0.0286 | 0 | DEER:HVAC_Split-Package_AC | Annual | 1719 | 7.32 | 0.0286 | 0 | 7.32 | 0.0286 | 0 | NE-HVAC-airAC-SpltPkg-240to759kBtuh-10p8eer_MZDEER2017AnyEPr2007CZ01cPVVG | #N/A | NE-HVAC-airAC-SpltPkg-240to759kBtuh-10p8eer_SZDEER2017AnyEPr2007CZ01cDXGF | 96913 |  | #N/A | #N/A | #N/A | 7.32 | 0.0286 | 0 | #N/A | #N/A | #N/A | 7.32 | 0.0286 | 0 | #N/A | #N/A | 90 | 50000
NE-HVAC-airAC-SpltPkg-240to759kBtuh-10p8eer | DEER2017 | D17 v2 |  | Any | EPr | 2007 | CZ02 | cDXGF | Cap-Tons | 154 | 50000 | None | 25.8 | 0.00368 | 0 | 25.8 | 0.00368 | 0 | 25.8 | 0.00368 | 0 | 25.8 | 0.00368 | 0 | DEER:HVAC_Split-Package_AC | Annual | 1719 | 25.8 | 0.00368 | 0 | 25.8 | 0.00368 | 0 | NE-HVAC-airAC-SpltPkg-240to759kBtuh-10p8eer_MZDEER2017AnyEPr2007CZ02cPVVG | #N/A | NE-HVAC-airAC-SpltPkg-240to759kBtuh-10p8eer_SZDEER2017AnyEPr2007CZ02cDXGF | 96914 |  | #N/A | #N/A | #N/A | 25.8 | 0.00368 | 0 | #N/A | #N/A | #N/A | 25.8 | 0.00368 | 0 | #N/A | #N/A | 154 | 50000
NE-HVAC-airAC-SpltPkg-240to759kBtuh-10p8eer | DEER2017 | D17 v2 |  | Any | EPr | 2007 | CZ03 | cDXGF | Cap-Tons | 125 | 50000 | None | 17.1 | 0.000437 | 0 | 17.1 | 0.000437 | 0 | 17.1 | 0.000437 | 0 | 17.1 | 0.000437 | 0 | DEER:HVAC_Split-Package_AC | Annual | 1719 | 17.1 | 0.000437 | 0 | 17.1 | 0.000437 | 0 | NE-HVAC-airAC-SpltPkg-240to759kBtuh-10p8eer_MZDEER2017AnyEPr2007CZ03cPVVG | #N/A | NE-HVAC-airAC-SpltPkg-240to759kBtuh-10p8eer_SZDEER2017AnyEPr2007CZ03cDXGF | 96915 |  | #N/A | #N/A | #N/A | 17.1 | 0.000437 | 0 | #N/A | #N/A | #N/A | 17.1 | 0.000437 | 0 | #N/A | #N/A | 125 | 50000
NE-HVAC-airAC-SpltPkg-240to759kBtuh-10p8eer | DEER2017 | D17 v2 |  | Any | EPr | 2007 | CZ04 | cDXGF | Cap-Tons | 150 | 50000 | None | 32.1 | 0.0883 | 0 | 32.1 | 0.0883 | 0 | 32.1 | 0.0883 | 0 | 32.1 | 0.0883 | 0 | DEER:HVAC_Split-Package_AC | Annual | 1719 | 32.1 | 0.0883 | 0 | 32.1 | 0.0883 | 0 | NE-HVAC-airAC-SpltPkg-240to759kBtuh-10p8eer_MZDEER2017AnyEPr2007CZ04cPVVG | #N/A | NE-HVAC-airAC-SpltPkg-240to759kBtuh-10p8eer_SZDEER2017AnyEPr2007CZ04cDXGF | 96916 |  | #N/A | #N/A | #N/A | 32.1 | 0.0883 | 0 | #N/A | #N/A | #N/A | 32.1 | 0.0883 | 0 | #N/A | #N/A | 150 | 50000
NE-HVAC-airAC-SpltPkg-240to759kBtuh-10p8eer | DEER2017 | D17 v2 |  | Any | EPr | 2007 | CZ05 | cDXGF | Cap-Tons | 110 | 50000 | None | 24.7 | 0.047 | 0 | 24.7 | 0.047 | 0 | 24.7 | 0.047 | 0 | 24.7 | 0.047 | 0 | DEER:HVAC_Split-Package_AC | Annual | 1719 | 24.7 | 0.047 | 0 | 24.7 | 0.047 | 0 | NE-HVAC-airAC-SpltPkg-240to759kBtuh-10p8eer_MZDEER2017AnyEPr2007CZ05cPVVG | #N/A | NE-HVAC-airAC-SpltPkg-240to759kBtuh-10p8eer_SZDEER2017AnyEPr2007CZ05cDXGF | 96917 |  | #N/A | #N/A | #N/A | 24.7 | 0.047 | 0 | #N/A | #N/A | #N/A | 24.7 | 0.047 | 0 | #N/A | #N/A | 110 | 50000
NE-HVAC-airAC-SpltPkg-240to759kBtuh-10p8eer | DEER2017 | D17 v2 |  | Any | EPr | 2007 | CZ06 | cDXGF | Cap-Tons | 173 | 50000 | None | 30 | 0.0619 | 0 | 30 | 0.0619 | 0 | 30 | 0.0619 | 0 | 30 | 0.0619 | 0 | DEER:HVAC_Split-Package_AC | Annual | 1719 | 30 | 0.0619 | 0 | 30 | 0.0619 | 0 | NE-HVAC-airAC-SpltPkg-240to759kBtuh-10p8eer_MZDEER2017AnyEPr2007CZ06cPVVG | #N/A | NE-HVAC-airAC-SpltPkg-240to759kBtuh-10p8eer_SZDEER2017AnyEPr2007CZ06cDXGF | 96918 |  | #N/A | #N/A | #N/A | 30 | 0.0619 | 0 | #N/A | #N/A | #N/A | 30 | 0.0619 | 0 | #N/A | #N/A | 173 | 50000
NE-HVAC-airAC-SpltPkg-240to759kBtuh-10p8eer | DEER2017 | D17 v2 |  | Any | EPr | 2007 | CZ07 | cDXGF | Cap-Tons | 128 | 50000 | None | 37.7 | 0.0731 | 0 | 37.7 | 0.0731 | 0 | 37.7 | 0.0731 | 0 | 37.7 | 0.0731 | 0 | DEER:HVAC_Split-Package_AC | Annual | 1719 | 37.7 | 0.0731 | 0 | 37.7 | 0.0731 | 0 | NE-HVAC-airAC-SpltPkg-240to759kBtuh-10p8eer_MZDEER2017AnyEPr2007CZ07cPVVG | #N/A | NE-HVAC-airAC-SpltPkg-240to759kBtuh-10p8eer_SZDEER2017AnyEPr2007CZ07cDXGF | 96919 |  | #N/A | #N/A | #N/A | 37.7 | 0.0731 | 0 | #N/A | #N/A | #N/A | 37.7 | 0.0731 | 0 | #N/A | #N/A | 128 | 50000
NE-HVAC-airAC-SpltPkg-240to759kBtuh-10p8eer | DEER2017 | D17 v2 |  | Any | EPr | 2007 | CZ08 | cDXGF | Cap-Tons | 186 | 50000 | None | 37.8 | 0.0726 | 0 | 37.8 | 0.0726 | 0 | 37.8 | 0.0726 | 0 | 37.8 | 0.0726 | 0 | DEER:HVAC_Split-Package_AC | Annual | 1719 | 37.8 | 0.0726 | 0 | 37.8 | 0.0726 | 0 | NE-HVAC-airAC-SpltPkg-240to759kBtuh-10p8eer_MZDEER2017AnyEPr2007CZ08cPVVG | #N/A | NE-HVAC-airAC-SpltPkg-240to759kBtuh-10p8eer_SZDEER2017AnyEPr2007CZ08cDXGF | 96920 |  | #N/A | #N/A | #N/A | 37.8 | 0.0726 | 0 | #N/A | #N/A | #N/A | 37.8 | 0.0726 | 0 | #N/A | #N/A | 186 | 50000
NE-HVAC-airAC-SpltPkg-240to759kBtuh-10p8eer | DEER2017 | D17 v2 |  | Any | EPr | 2007 | CZ09 | cDXGF | Cap-Tons | 193 | 50000 | None | 40.6 | 0.106 | 0 | 40.6 | 0.106 | 0 | 40.6 | 0.106 | 0 | 40.6 | 0.106 | 0 | DEER:HVAC_Split-Package_AC | Annual | 1719 | 40.6 | 0.106 | 0 | 40.6 | 0.106 | 0 | NE-HVAC-airAC-SpltPkg-240to759kBtuh-10p8eer_MZDEER2017AnyEPr2007CZ09cPVVG | #N/A | NE-HVAC-airAC-SpltPkg-240to759kBtuh-10p8eer_SZDEER2017AnyEPr2007CZ09cDXGF | 96921 |  | #N/A | #N/A | #N/A | 40.6 | 0.106 | 0 | #N/A | #N/A | #N/A | 40.6 | 0.106 | 0 | #N/A | #N/A | 193 | 50000
NE-HVAC-airAC-SpltPkg-240to759kBtuh-10p8eer | DEER2017 | D17 v2 |  | Any | EPr | 2007 | CZ10 | cDXGF | Cap-Tons | 185 | 50000 | None | 44.3 | 0.112 | 0 | 44.3 | 0.112 | 0 | 44.3 | 0.112 | 0 | 44.3 | 0.112 | 0 | DEER:HVAC_Split-Package_AC | Annual | 1719 | 44.3 | 0.112 | 0 | 44.3 | 0.112 | 0 | NE-HVAC-airAC-SpltPkg-240to759kBtuh-10p8eer_MZDEER2017AnyEPr2007CZ10cPVVG | #N/A | NE-HVAC-airAC-SpltPkg-240to759kBtuh-10p8eer_SZDEER2017AnyEPr2007CZ10cDXGF | 96922 |  | #N/A | #N/A | #N/A | 44.3 | 0.112 | 0 | #N/A | #N/A | #N/A | 44.3 | 0.112 | 0 | #N/A | #N/A | 185 | 50000
NE-HVAC-airAC-SpltPkg-240to759kBtuh-10p8eer | DEER2017 | D17 v2 |  | Any | EPr | 2007 | CZ11 | cDXGF | Cap-Tons | 153 | 50000 | None | 49.5 | 0.0204 | 0 | 49.5 | 0.0204 | 0 | 49.5 | 0.0204 | 0 | 49.5 | 0.0204 | 0 | DEER:HVAC_Split-Package_AC | Annual | 1719 | 49.5 | 0.0204 | 0 | 49.5 | 0.0204 | 0 | NE-HVAC-airAC-SpltPkg-240to759kBtuh-10p8eer_MZDEER2017AnyEPr2007CZ11cPVVG | #N/A | NE-HVAC-airAC-SpltPkg-240to759kBtuh-10p8eer_SZDEER2017AnyEPr2007CZ11cDXGF | 96923 |  | #N/A | #N/A | #N/A | 49.5 | 0.0204 | 0 | #N/A | #N/A | #N/A | 49.5 | 0.0204 | 0 | #N/A | #N/A | 153 | 50000
NE-HVAC-airAC-SpltPkg-240to759kBtuh-10p8eer | DEER2017 | D17 v2 |  | Any | EPr | 2007 | CZ12 | cDXGF | Cap-Tons | 143 | 50000 | None | 41.9 | 0.0125 | 0 | 41.9 | 0.0125 | 0 | 41.9 | 0.0125 | 0 | 41.9 | 0.0125 | 0 | DEER:HVAC_Split-Package_AC | Annual | 1719 | 41.9 | 0.0125 | 0 | 41.9 | 0.0125 | 0 | NE-HVAC-airAC-SpltPkg-240to759kBtuh-10p8eer_MZDEER2017AnyEPr2007CZ12cPVVG | #N/A | NE-HVAC-airAC-SpltPkg-240to759kBtuh-10p8eer_SZDEER2017AnyEPr2007CZ12cDXGF | 96924 |  | #N/A | #N/A | #N/A | 41.9 | 0.0125 | 0 | #N/A | #N/A | #N/A | 41.9 | 0.0125 | 0 | #N/A | #N/A | 143 | 50000
NE-HVAC-airAC-SpltPkg-240to759kBtuh-10p8eer | DEER2017 | D17 v2 |  | Any | EPr | 2007 | CZ13 | cDXGF | Cap-Tons | 171 | 50000 | None | 51.2 | 0.0182 | 0 | 51.2 | 0.0182 | 0 | 51.2 | 0.0182 | 0 | 51.2 | 0.0182 | 0 | DEER:HVAC_Split-Package_AC | Annual | 1719 | 51.2 | 0.0182 | 0 | 51.2 | 0.0182 | 0 | NE-HVAC-airAC-SpltPkg-240to759kBtuh-10p8eer_MZDEER2017AnyEPr2007CZ13cPVVG | #N/A | NE-HVAC-airAC-SpltPkg-240to759kBtuh-10p8eer_SZDEER2017AnyEPr2007CZ13cDXGF | 96925 |  | #N/A | #N/A | #N/A | 51.2 | 0.0182 | 0 | #N/A | #N/A | #N/A | 51.2 | 0.0182 | 0 | #N/A | #N/A | 171 | 50000
NE-HVAC-airAC-SpltPkg-240to759kBtuh-10p8eer | DEER2017 | D17 v2 |  | Any | EPr | 2007 | CZ14 | cDXGF | Cap-Tons | 164 | 50000 | None | 52.8 | 0.108 | 0 | 52.8 | 0.108 | 0 | 52.8 | 0.108 | 0 | 52.8 | 0.108 | 0 | DEER:HVAC_Split-Package_AC | Annual | 1719 | 52.8 | 0.108 | 0 | 52.8 | 0.108 | 0 | NE-HVAC-airAC-SpltPkg-240to759kBtuh-10p8eer_MZDEER2017AnyEPr2007CZ14cPVVG | #N/A | NE-HVAC-airAC-SpltPkg-240to759kBtuh-10p8eer_SZDEER2017AnyEPr2007CZ14cDXGF | 96926 |  | #N/A | #N/A | #N/A | 52.8 | 0.108 | 0 | #N/A | #N/A | #N/A | 52.8 | 0.108 | 0 | #N/A | #N/A | 164 | 50000
NE-HVAC-airAC-SpltPkg-240to759kBtuh-10p8eer | DEER2017 | D17 v2 |  | Any | EPr | 2007 | CZ15 | cDXGF | Cap-Tons | 215 | 50000 | None | 93.1 | 0.11 | 0 | 93.1 | 0.11 | 0 | 93.1 | 0.11 | 0 | 93.1 | 0.11 | 0 | DEER:HVAC_Split-Package_AC | Annual | 1719 | 93.1 | 0.11 | 0 | 93.1 | 0.11 | 0 | NE-HVAC-airAC-SpltPkg-240to759kBtuh-10p8eer_MZDEER2017AnyEPr2007CZ15cPVVG | #N/A | NE-HVAC-airAC-SpltPkg-240to759kBtuh-10p8eer_SZDEER2017AnyEPr2007CZ15cDXGF | 96927 |  | #N/A | #N/A | #N/A | 93.1 | 0.11 | 0 | #N/A | #N/A | #N/A | 93.1 | 0.11 | 0 | #N/A | #N/A | 215 | 50000
NE-HVAC-airAC-SpltPkg-240to759kBtuh-10p8eer | DEER2017 | D17 v2 |  | Any | EPr | 2007 | CZ16 | cDXGF | Cap-Tons | 102 | 50000 | None | 20.1 | 0.00408 | 0 | 20.1 | 0.00408 | 0 | 20.1 | 0.00408 | 0 | 20.1 | 0.00408 | 0 | DEER:HVAC_Split-Package_AC | Annual | 1719 | 20.1 | 0.00408 | 0 | 20.1 | 0.00408 | 0 | NE-HVAC-airAC-SpltPkg-240to759kBtuh-10p8eer_MZDEER2017AnyEPr2007CZ16cPVVG | #N/A | NE-HVAC-airAC-SpltPkg-240to759kBtuh-10p8eer_SZDEER2017AnyEPr2007CZ16cDXGF | 96928 |  | #N/A | #N/A | #N/A | 20.1 | 0.00408 | 0 | #N/A | #N/A | #N/A | 20.1 | 0.00408 | 0 | #N/A | #N/A | 102 | 50000
NE-HVAC-airAC-SpltPkg-240to759kBtuh-10p8eer | DEER2017 | D17 v2 |  | Any | EPr | 2011 | CZ01 | cDXGF | Cap-Tons | 89.7 | 50000 | None | 233 | 0.089 | 12.6 | 7.4 | 0.0288 | 0 | 233 | 0.089 | 12.6 | 7.4 | 0.0288 | 0 | DEER:HVAC_Split-Package_AC | Annual | 1719 | 233 | 0.089 | 12.6 | 7.4 | 0.0288 | 0 | NE-HVAC-airAC-SpltPkg-240to759kBtuh-10p8eer_MZDEER2017AnyEPr2011CZ01cPVVG | #N/A | NE-HVAC-airAC-SpltPkg-240to759kBtuh-10p8eer_SZDEER2017AnyEPr2011CZ01cDXGF | 118273 |  | #N/A | #N/A | #N/A | 233 | 0.089 | 12.6 | #N/A | #N/A | #N/A | 7.4 | 0.0288 | 0 | #N/A | #N/A | 89.7 | 50000
NE-HVAC-airAC-SpltPkg-240to759kBtuh-10p8eer | DEER2017 | D17 v2 |  | Any | EPr | 2011 | CZ02 | cDXGF | Cap-Tons | 153 | 50000 | None | 288 | 0.0317 | -2.4 | 25.6 | 0.00314 | 0 | 288 | 0.0317 | -2.4 | 25.6 | 0.00314 | 0 | DEER:HVAC_Split-Package_AC | Annual | 1719 | 288 | 0.0317 | -2.4 | 25.6 | 0.00314 | 0 | NE-HVAC-airAC-SpltPkg-240to759kBtuh-10p8eer_MZDEER2017AnyEPr2011CZ02cPVVG | #N/A | NE-HVAC-airAC-SpltPkg-240to759kBtuh-10p8eer_SZDEER2017AnyEPr2011CZ02cDXGF | 118274 |  | #N/A | #N/A | #N/A | 288 | 0.0317 | -2.4 | #N/A | #N/A | #N/A | 25.6 | 0.00314 | 0 | #N/A | #N/A | 153 | 50000
NE-HVAC-airAC-SpltPkg-240to759kBtuh-10p8eer | DEER2017 | D17 v2 |  | Any | EPr | 2011 | CZ03 | cDXGF | Cap-Tons | 124 | 50000 | None | 252 | 0.00267 | 1.9 | 17.2 | 0.000242 | 0 | 252 | 0.00267 | 1.9 | 17.2 | 0.000242 | 0 | DEER:HVAC_Split-Package_AC | Annual | 1719 | 252 | 0.00267 | 1.9 | 17.2 | 0.000242 | 0 | NE-HVAC-airAC-SpltPkg-240to759kBtuh-10p8eer_MZDEER2017AnyEPr2011CZ03cPVVG | #N/A | NE-HVAC-airAC-SpltPkg-240to759kBtuh-10p8eer_SZDEER2017AnyEPr2011CZ03cDXGF | 118275 |  | #N/A | #N/A | #N/A | 252 | 0.00267 | 1.9 | #N/A | #N/A | #N/A | 17.2 | 0.000242 | 0 | #N/A | #N/A | 124 | 50000
NE-HVAC-airAC-SpltPkg-240to759kBtuh-10p8eer | DEER2017 | D17 v2 |  | Any | EPr | 2011 | CZ04 | cDXGF | Cap-Tons | 149 | 50000 | None | 301 | 0.226 | -0.544 | 32.2 | 0.0877 | 0 | 301 | 0.226 | -0.544 | 32.2 | 0.0877 | 0 | DEER:HVAC_Split-Package_AC | Annual | 1719 | 301 | 0.226 | -0.544 | 32.2 | 0.0877 | 0 | NE-HVAC-airAC-SpltPkg-240to759kBtuh-10p8eer_MZDEER2017AnyEPr2011CZ04cPVVG | #N/A | NE-HVAC-airAC-SpltPkg-240to759kBtuh-10p8eer_SZDEER2017AnyEPr2011CZ04cDXGF | 118276 |  | #N/A | #N/A | #N/A | 301 | 0.226 | -0.544 | #N/A | #N/A | #N/A | 32.2 | 0.0877 | 0 | #N/A | #N/A | 149 | 50000
NE-HVAC-airAC-SpltPkg-240to759kBtuh-10p8eer | DEER2017 | D17 v2 |  | Any | EPr | 2011 | CZ05 | cDXGF | Cap-Tons | 109 | 50000 | None | 241 | 0.187 | 2.95 | 24.9 | 0.0471 | 0 | 241 | 0.187 | 2.95 | 24.9 | 0.0471 | 0 | DEER:HVAC_Split-Package_AC | Annual | 1719 | 241 | 0.187 | 2.95 | 24.9 | 0.0471 | 0 | NE-HVAC-airAC-SpltPkg-240to759kBtuh-10p8eer_MZDEER2017AnyEPr2011CZ05cPVVG | #N/A | NE-HVAC-airAC-SpltPkg-240to759kBtuh-10p8eer_SZDEER2017AnyEPr2011CZ05cDXGF | 118277 |  | #N/A | #N/A | #N/A | 241 | 0.187 | 2.95 | #N/A | #N/A | #N/A | 24.9 | 0.0471 | 0 | #N/A | #N/A | 109 | 50000
NE-HVAC-airAC-SpltPkg-240to759kBtuh-10p8eer | DEER2017 | D17 v2 |  | Any | EPr | 2011 | CZ06 | cDXGF | Cap-Tons | 173 | 50000 | None | 270 | 0.175 | -2.38 | 30 | 0.0619 | 0 | 270 | 0.175 | -2.38 | 30 | 0.0619 | 0 | DEER:HVAC_Split-Package_AC | Annual | 1719 | 270 | 0.175 | -2.38 | 30 | 0.0619 | 0 | NE-HVAC-airAC-SpltPkg-240to759kBtuh-10p8eer_MZDEER2017AnyEPr2011CZ06cPVVG | #N/A | NE-HVAC-airAC-SpltPkg-240to759kBtuh-10p8eer_SZDEER2017AnyEPr2011CZ06cDXGF | 118278 |  | #N/A | #N/A | #N/A | 270 | 0.175 | -2.38 | #N/A | #N/A | #N/A | 30 | 0.0619 | 0 | #N/A | #N/A | 173 | 50000
NE-HVAC-airAC-SpltPkg-240to759kBtuh-10p8eer | DEER2017 | D17 v2 |  | Any | EPr | 2011 | CZ07 | cDXGF | Cap-Tons | 126 | 50000 | None | 222 | 0.157 | 2.05 | 37.9 | 0.072 | 0 | 222 | 0.157 | 2.05 | 37.9 | 0.072 | 0 | DEER:HVAC_Split-Package_AC | Annual | 1719 | 222 | 0.157 | 2.05 | 37.9 | 0.072 | 0 | NE-HVAC-airAC-SpltPkg-240to759kBtuh-10p8eer_MZDEER2017AnyEPr2011CZ07cPVVG | #N/A | NE-HVAC-airAC-SpltPkg-240to759kBtuh-10p8eer_SZDEER2017AnyEPr2011CZ07cDXGF | 118279 |  | #N/A | #N/A | #N/A | 222 | 0.157 | 2.05 | #N/A | #N/A | #N/A | 37.9 | 0.072 | 0 | #N/A | #N/A | 126 | 50000
NE-HVAC-airAC-SpltPkg-240to759kBtuh-10p8eer | DEER2017 | D17 v2 |  | Any | EPr | 2011 | CZ08 | cDXGF | Cap-Tons | 184 | 50000 | None | 299 | 0.192 | -2.3 | 37.6 | 0.072 | 0 | 299 | 0.192 | -2.3 | 37.6 | 0.072 | 0 | DEER:HVAC_Split-Package_AC | Annual | 1719 | 299 | 0.192 | -2.3 | 37.6 | 0.072 | 0 | NE-HVAC-airAC-SpltPkg-240to759kBtuh-10p8eer_MZDEER2017AnyEPr2011CZ08cPVVG | #N/A | NE-HVAC-airAC-SpltPkg-240to759kBtuh-10p8eer_SZDEER2017AnyEPr2011CZ08cDXGF | 118280 |  | #N/A | #N/A | #N/A | 299 | 0.192 | -2.3 | #N/A | #N/A | #N/A | 37.6 | 0.072 | 0 | #N/A | #N/A | 184 | 50000
NE-HVAC-airAC-SpltPkg-240to759kBtuh-10p8eer | DEER2017 | D17 v2 |  | Any | EPr | 2011 | CZ09 | cDXGF | Cap-Tons | 174 | 50000 | None | 320 | 0.201 | -1.81 | 44.2 | 0.109 | 0 | 320 | 0.201 | -1.81 | 44.2 | 0.109 | 0 | DEER:HVAC_Split-Package_AC | Annual | 1719 | 320 | 0.201 | -1.81 | 44.2 | 0.109 | 0 | NE-HVAC-airAC-SpltPkg-240to759kBtuh-10p8eer_MZDEER2017AnyEPr2011CZ09cPVVG | #N/A | NE-HVAC-airAC-SpltPkg-240to759kBtuh-10p8eer_SZDEER2017AnyEPr2011CZ09cDXGF | 118281 |  | #N/A | #N/A | #N/A | 320 | 0.201 | -1.81 | #N/A | #N/A | #N/A | 44.2 | 0.109 | 0 | #N/A | #N/A | 174 | 50000
NE-HVAC-airAC-SpltPkg-240to759kBtuh-10p8eer | DEER2017 | D17 v2 |  | Any | EPr | 2011 | CZ10 | cDXGF | Cap-Tons | 182 | 50000 | None | 325 | 0.224 | -2.44 | 44 | 0.111 | 0 | 325 | 0.224 | -2.44 | 44 | 0.111 | 0 | DEER:HVAC_Split-Package_AC | Annual | 1719 | 325 | 0.224 | -2.44 | 44 | 0.111 | 0 | NE-HVAC-airAC-SpltPkg-240to759kBtuh-10p8eer_MZDEER2017AnyEPr2011CZ10cPVVG | #N/A | NE-HVAC-airAC-SpltPkg-240to759kBtuh-10p8eer_SZDEER2017AnyEPr2011CZ10cDXGF | 118282 |  | #N/A | #N/A | #N/A | 325 | 0.224 | -2.44 | #N/A | #N/A | #N/A | 44 | 0.111 | 0 | #N/A | #N/A | 182 | 50000
NE-HVAC-airAC-SpltPkg-240to759kBtuh-10p8eer | DEER2017 | D17 v2 |  | Any | EPr | 2011 | CZ11 | cDXGF | Cap-Tons | 151 | 50000 | None | 376 | 0.145 | -2.43 | 48.6 | 0.0186 | 0 | 376 | 0.145 | -2.43 | 48.6 | 0.0186 | 0 | DEER:HVAC_Split-Package_AC | Annual | 1719 | 376 | 0.145 | -2.43 | 48.6 | 0.0186 | 0 | NE-HVAC-airAC-SpltPkg-240to759kBtuh-10p8eer_MZDEER2017AnyEPr2011CZ11cPVVG | #N/A | NE-HVAC-airAC-SpltPkg-240to759kBtuh-10p8eer_SZDEER2017AnyEPr2011CZ11cDXGF | 118283 |  | #N/A | #N/A | #N/A | 376 | 0.145 | -2.43 | #N/A | #N/A | #N/A | 48.6 | 0.0186 | 0 | #N/A | #N/A | 151 | 50000
NE-HVAC-airAC-SpltPkg-240to759kBtuh-10p8eer | DEER2017 | D17 v2 |  | Any | EPr | 2011 | CZ12 | cDXGF | Cap-Tons | 141 | 50000 | None | 335 | 0.0833 | -0.256 | 41.5 | 0.0105 | 0 | 335 | 0.0833 | -0.256 | 41.5 | 0.0105 | 0 | DEER:HVAC_Split-Package_AC | Annual | 1719 | 335 | 0.0833 | -0.256 | 41.5 | 0.0105 | 0 | NE-HVAC-airAC-SpltPkg-240to759kBtuh-10p8eer_MZDEER2017AnyEPr2011CZ12cPVVG | #N/A | NE-HVAC-airAC-SpltPkg-240to759kBtuh-10p8eer_SZDEER2017AnyEPr2011CZ12cDXGF | 118284 |  | #N/A | #N/A | #N/A | 335 | 0.0833 | -0.256 | #N/A | #N/A | #N/A | 41.5 | 0.0105 | 0 | #N/A | #N/A | 141 | 50000
NE-HVAC-airAC-SpltPkg-240to759kBtuh-10p8eer | DEER2017 | D17 v2 |  | Any | EPr | 2011 | CZ13 | cDXGF | Cap-Tons | 169 | 50000 | None | 381 | 0.149 | -3.82 | 50 | 0.016 | 0 | 381 | 0.149 | -3.82 | 50 | 0.016 | 0 | DEER:HVAC_Split-Package_AC | Annual | 1719 | 381 | 0.149 | -3.82 | 50 | 0.016 | 0 | NE-HVAC-airAC-SpltPkg-240to759kBtuh-10p8eer_MZDEER2017AnyEPr2011CZ13cPVVG | #N/A | NE-HVAC-airAC-SpltPkg-240to759kBtuh-10p8eer_SZDEER2017AnyEPr2011CZ13cDXGF | 118285 |  | #N/A | #N/A | #N/A | 381 | 0.149 | -3.82 | #N/A | #N/A | #N/A | 50 | 0.016 | 0 | #N/A | #N/A | 169 | 50000
NE-HVAC-airAC-SpltPkg-240to759kBtuh-10p8eer | DEER2017 | D17 v2 |  | Any | EPr | 2011 | CZ14 | cDXGF | Cap-Tons | 162 | 50000 | None | 370 | 0.224 | -3.68 | 52.1 | 0.107 | 0 | 370 | 0.224 | -3.68 | 52.1 | 0.107 | 0 | DEER:HVAC_Split-Package_AC | Annual | 1719 | 370 | 0.224 | -3.68 | 52.1 | 0.107 | 0 | NE-HVAC-airAC-SpltPkg-240to759kBtuh-10p8eer_MZDEER2017AnyEPr2011CZ14cPVVG | #N/A | NE-HVAC-airAC-SpltPkg-240to759kBtuh-10p8eer_SZDEER2017AnyEPr2011CZ14cDXGF | 118286 |  | #N/A | #N/A | #N/A | 370 | 0.224 | -3.68 | #N/A | #N/A | #N/A | 52.1 | 0.107 | 0 | #N/A | #N/A | 162 | 50000
NE-HVAC-airAC-SpltPkg-240to759kBtuh-10p8eer | DEER2017 | D17 v2 |  | Any | EPr | 2011 | CZ15 | cDXGF | Cap-Tons | 210 | 50000 | None | 479 | 0.248 | -1.03 | 91.8 | 0.11 | 0 | 479 | 0.248 | -1.03 | 91.8 | 0.11 | 0 | DEER:HVAC_Split-Package_AC | Annual | 1719 | 479 | 0.248 | -1.03 | 91.8 | 0.11 | 0 | NE-HVAC-airAC-SpltPkg-240to759kBtuh-10p8eer_MZDEER2017AnyEPr2011CZ15cPVVG | #N/A | NE-HVAC-airAC-SpltPkg-240to759kBtuh-10p8eer_SZDEER2017AnyEPr2011CZ15cDXGF | 118287 |  | #N/A | #N/A | #N/A | 479 | 0.248 | -1.03 | #N/A | #N/A | #N/A | 91.8 | 0.11 | 0 | #N/A | #N/A | 210 | 50000
NE-HVAC-airAC-SpltPkg-240to759kBtuh-10p8eer | DEER2017 | D17 v2 |  | Any | EPr | 2011 | CZ16 | cDXGF | Cap-Tons | 101 | 50000 | None | 275 | 0.0312 | 6.27 | 20.2 | 0.00341 | 0 | 275 | 0.0312 | 6.27 | 20.2 | 0.00341 | 0 | DEER:HVAC_Split-Package_AC | Annual | 1719 | 275 | 0.0312 | 6.27 | 20.2 | 0.00341 | 0 | NE-HVAC-airAC-SpltPkg-240to759kBtuh-10p8eer_MZDEER2017AnyEPr2011CZ16cPVVG | #N/A | NE-HVAC-airAC-SpltPkg-240to759kBtuh-10p8eer_SZDEER2017AnyEPr2011CZ16cDXGF | 118288 |  | #N/A | #N/A | #N/A | 275 | 0.0312 | 6.27 | #N/A | #N/A | #N/A | 20.2 | 0.00341 | 0 | #N/A | #N/A | 101 | 50000
NE-HVAC-airAC-SpltPkg-240to759kBtuh-10p8eer | DEER2017 | D17 v2 |  | Any | EPr | 2014 | CZ01 | cDXGF | Cap-Tons | 84.2 | 50000 | None | 7.3 | 0.028 | 0 | 7.3 | 0.028 | 0 | 7.3 | 0.028 | 0 | 7.3 | 0.028 | 0 | DEER:HVAC_Split-Package_AC | Annual | 1719 | 7.3 | 0.028 | 0 | 7.3 | 0.028 | 0 | NE-HVAC-airAC-SpltPkg-240to759kBtuh-10p8eer_MZDEER2017AnyEPr2014CZ01cPVVG | #N/A | NE-HVAC-airAC-SpltPkg-240to759kBtuh-10p8eer_SZDEER2017AnyEPr2014CZ01cDXGF | 139633 |  | #N/A | #N/A | #N/A | 7.3 | 0.028 | 0 | #N/A | #N/A | #N/A | 7.3 | 0.028 | 0 | #N/A | #N/A | 84.2 | 50000
NE-HVAC-airAC-SpltPkg-240to759kBtuh-10p8eer | DEER2017 | D17 v2 |  | Any | EPr | 2014 | CZ02 | cDXGF | Cap-Tons | 149 | 50000 | None | 24.4 | 0 | 0 | 24.4 | 0 | 0 | 24.4 | 0 | 0 | 24.4 | 0 | 0 | DEER:HVAC_Split-Package_AC | Annual | 1719 | 24.4 | 0 | 0 | 24.4 | 0 | 0 | NE-HVAC-airAC-SpltPkg-240to759kBtuh-10p8eer_MZDEER2017AnyEPr2014CZ02cPVVG | #N/A | NE-HVAC-airAC-SpltPkg-240to759kBtuh-10p8eer_SZDEER2017AnyEPr2014CZ02cDXGF | 139634 |  | #N/A | #N/A | #N/A | 24.4 | 0 | 0 | #N/A | #N/A | #N/A | 24.4 | 0 | 0 | #N/A | #N/A | 149 | 50000
NE-HVAC-airAC-SpltPkg-240to759kBtuh-10p8eer | DEER2017 | D17 v2 |  | Any | EPr | 2014 | CZ03 | cDXGF | Cap-Tons | 115 | 50000 | None | 15.8 | 0 | 0 | 15.8 | 0 | 0 | 15.8 | 0 | 0 | 15.8 | 0 | 0 | DEER:HVAC_Split-Package_AC | Annual | 1719 | 15.8 | 0 | 0 | 15.8 | 0 | 0 | NE-HVAC-airAC-SpltPkg-240to759kBtuh-10p8eer_MZDEER2017AnyEPr2014CZ03cPVVG | #N/A | NE-HVAC-airAC-SpltPkg-240to759kBtuh-10p8eer_SZDEER2017AnyEPr2014CZ03cDXGF | 139635 |  | #N/A | #N/A | #N/A | 15.8 | 0 | 0 | #N/A | #N/A | #N/A | 15.8 | 0 | 0 | #N/A | #N/A | 115 | 50000
NE-HVAC-airAC-SpltPkg-240to759kBtuh-10p8eer | DEER2017 | D17 v2 |  | Any | EPr | 2014 | CZ04 | cDXGF | Cap-Tons | 140 | 50000 | None | 29.2 | 0.0853 | 0 | 29.2 | 0.0853 | 0 | 29.2 | 0.0853 | 0 | 29.2 | 0.0853 | 0 | DEER:HVAC_Split-Package_AC | Annual | 1719 | 29.2 | 0.0853 | 0 | 29.2 | 0.0853 | 0 | NE-HVAC-airAC-SpltPkg-240to759kBtuh-10p8eer_MZDEER2017AnyEPr2014CZ04cPVVG | #N/A | NE-HVAC-airAC-SpltPkg-240to759kBtuh-10p8eer_SZDEER2017AnyEPr2014CZ04cDXGF | 139636 |  | #N/A | #N/A | #N/A | 29.2 | 0.0853 | 0 | #N/A | #N/A | #N/A | 29.2 | 0.0853 | 0 | #N/A | #N/A | 140 | 50000
NE-HVAC-airAC-SpltPkg-240to759kBtuh-10p8eer | DEER2017 | D17 v2 |  | Any | EPr | 2014 | CZ05 | cDXGF | Cap-Tons | 112 | 50000 | None | 18.9 | 0.039 | 0 | 18.9 | 0.039 | 0 | 18.9 | 0.039 | 0 | 18.9 | 0.039 | 0 | DEER:HVAC_Split-Package_AC | Annual | 1719 | 18.9 | 0.039 | 0 | 18.9 | 0.039 | 0 | NE-HVAC-airAC-SpltPkg-240to759kBtuh-10p8eer_MZDEER2017AnyEPr2014CZ05cPVVG | #N/A | NE-HVAC-airAC-SpltPkg-240to759kBtuh-10p8eer_SZDEER2017AnyEPr2014CZ05cDXGF | 139637 |  | #N/A | #N/A | #N/A | 18.9 | 0.039 | 0 | #N/A | #N/A | #N/A | 18.9 | 0.039 | 0 | #N/A | #N/A | 112 | 50000
NE-HVAC-airAC-SpltPkg-240to759kBtuh-10p8eer | DEER2017 | D17 v2 |  | Any | EPr | 2014 | CZ06 | cDXGF | Cap-Tons | 159 | 50000 | None | 27.5 | 0.0604 | 0 | 27.5 | 0.0604 | 0 | 27.5 | 0.0604 | 0 | 27.5 | 0.0604 | 0 | DEER:HVAC_Split-Package_AC | Annual | 1719 | 27.5 | 0.0604 | 0 | 27.5 | 0.0604 | 0 | NE-HVAC-airAC-SpltPkg-240to759kBtuh-10p8eer_MZDEER2017AnyEPr2014CZ06cPVVG | #N/A | NE-HVAC-airAC-SpltPkg-240to759kBtuh-10p8eer_SZDEER2017AnyEPr2014CZ06cDXGF | 139638 |  | #N/A | #N/A | #N/A | 27.5 | 0.0604 | 0 | #N/A | #N/A | #N/A | 27.5 | 0.0604 | 0 | #N/A | #N/A | 159 | 50000
NE-HVAC-airAC-SpltPkg-240to759kBtuh-10p8eer | DEER2017 | D17 v2 |  | Any | EPr | 2014 | CZ07 | cDXGF | Cap-Tons | 115 | 50000 | None | 35.3 | 0.0706 | 0 | 35.3 | 0.0706 | 0 | 35.3 | 0.0706 | 0 | 35.3 | 0.0706 | 0 | DEER:HVAC_Split-Package_AC | Annual | 1719 | 35.3 | 0.0706 | 0 | 35.3 | 0.0706 | 0 | NE-HVAC-airAC-SpltPkg-240to759kBtuh-10p8eer_MZDEER2017AnyEPr2014CZ07cPVVG | #N/A | NE-HVAC-airAC-SpltPkg-240to759kBtuh-10p8eer_SZDEER2017AnyEPr2014CZ07cDXGF | 139639 |  | #N/A | #N/A | #N/A | 35.3 | 0.0706 | 0 | #N/A | #N/A | #N/A | 35.3 | 0.0706 | 0 | #N/A | #N/A | 115 | 50000
NE-HVAC-airAC-SpltPkg-240to759kBtuh-10p8eer | DEER2017 | D17 v2 |  | Any | EPr | 2014 | CZ08 | cDXGF | Cap-Tons | 171 | 50000 | None | 33.8 | 0.0698 | 0 | 33.8 | 0.0698 | 0 | 33.8 | 0.0698 | 0 | 33.8 | 0.0698 | 0 | DEER:HVAC_Split-Package_AC | Annual | 1719 | 33.8 | 0.0698 | 0 | 33.8 | 0.0698 | 0 | NE-HVAC-airAC-SpltPkg-240to759kBtuh-10p8eer_MZDEER2017AnyEPr2014CZ08cPVVG | #N/A | NE-HVAC-airAC-SpltPkg-240to759kBtuh-10p8eer_SZDEER2017AnyEPr2014CZ08cDXGF | 139640 |  | #N/A | #N/A | #N/A | 33.8 | 0.0698 | 0 | #N/A | #N/A | #N/A | 33.8 | 0.0698 | 0 | #N/A | #N/A | 171 | 50000
NE-HVAC-airAC-SpltPkg-240to759kBtuh-10p8eer | DEER2017 | D17 v2 |  | Any | EPr | 2014 | CZ09 | cDXGF | Cap-Tons | 177 | 50000 | None | 36.1 | 0.104 | 0 | 36.1 | 0.104 | 0 | 36.1 | 0.104 | 0 | 36.1 | 0.104 | 0 | DEER:HVAC_Split-Package_AC | Annual | 1719 | 36.1 | 0.104 | 0 | 36.1 | 0.104 | 0 | NE-HVAC-airAC-SpltPkg-240to759kBtuh-10p8eer_MZDEER2017AnyEPr2014CZ09cPVVG | #N/A | NE-HVAC-airAC-SpltPkg-240to759kBtuh-10p8eer_SZDEER2017AnyEPr2014CZ09cDXGF | 139641 |  | #N/A | #N/A | #N/A | 36.1 | 0.104 | 0 | #N/A | #N/A | #N/A | 36.1 | 0.104 | 0 | #N/A | #N/A | 177 | 50000
NE-HVAC-airAC-SpltPkg-240to759kBtuh-10p8eer | DEER2017 | D17 v2 |  | Any | EPr | 2014 | CZ10 | cDXGF | Cap-Tons | 177 | 50000 | None | 41.2 | 0.11 | 0 | 41.2 | 0.11 | 0 | 41.2 | 0.11 | 0 | 41.2 | 0.11 | 0 | DEER:HVAC_Split-Package_AC | Annual | 1719 | 41.2 | 0.11 | 0 | 41.2 | 0.11 | 0 | NE-HVAC-airAC-SpltPkg-240to759kBtuh-10p8eer_MZDEER2017AnyEPr2014CZ10cPVVG | #N/A | NE-HVAC-airAC-SpltPkg-240to759kBtuh-10p8eer_SZDEER2017AnyEPr2014CZ10cDXGF | 139642 |  | #N/A | #N/A | #N/A | 41.2 | 0.11 | 0 | #N/A | #N/A | #N/A | 41.2 | 0.11 | 0 | #N/A | #N/A | 177 | 50000
NE-HVAC-airAC-SpltPkg-240to759kBtuh-10p8eer | DEER2017 | D17 v2 |  | Any | EPr | 2014 | CZ11 | cDXGF | Cap-Tons | 147 | 50000 | None | 45.1 | 0.0155 | 0 | 45.1 | 0.0155 | 0 | 45.1 | 0.0155 | 0 | 45.1 | 0.0155 | 0 | DEER:HVAC_Split-Package_AC | Annual | 1719 | 45.1 | 0.0155 | 0 | 45.1 | 0.0155 | 0 | NE-HVAC-airAC-SpltPkg-240to759kBtuh-10p8eer_MZDEER2017AnyEPr2014CZ11cPVVG | #N/A | NE-HVAC-airAC-SpltPkg-240to759kBtuh-10p8eer_SZDEER2017AnyEPr2014CZ11cDXGF | 139643 |  | #N/A | #N/A | #N/A | 45.1 | 0.0155 | 0 | #N/A | #N/A | #N/A | 45.1 | 0.0155 | 0 | #N/A | #N/A | 147 | 50000
NE-HVAC-airAC-SpltPkg-240to759kBtuh-10p8eer | DEER2017 | D17 v2 |  | Any | EPr | 2014 | CZ12 | cDXGF | Cap-Tons | 137 | 50000 | None | 38.7 | 0.00361 | 0 | 38.7 | 0.00361 | 0 | 38.7 | 0.00361 | 0 | 38.7 | 0.00361 | 0 | DEER:HVAC_Split-Package_AC | Annual | 1719 | 38.7 | 0.00361 | 0 | 38.7 | 0.00361 | 0 | NE-HVAC-airAC-SpltPkg-240to759kBtuh-10p8eer_MZDEER2017AnyEPr2014CZ12cPVVG | #N/A | NE-HVAC-airAC-SpltPkg-240to759kBtuh-10p8eer_SZDEER2017AnyEPr2014CZ12cDXGF | 139644 |  | #N/A | #N/A | #N/A | 38.7 | 0.00361 | 0 | #N/A | #N/A | #N/A | 38.7 | 0.00361 | 0 | #N/A | #N/A | 137 | 50000
NE-HVAC-airAC-SpltPkg-240to759kBtuh-10p8eer | DEER2017 | D17 v2 |  | Any | EPr | 2014 | CZ13 | cDXGF | Cap-Tons | 165 | 50000 | None | 46.9 | 0.0137 | 0 | 46.9 | 0.0137 | 0 | 46.9 | 0.0137 | 0 | 46.9 | 0.0137 | 0 | DEER:HVAC_Split-Package_AC | Annual | 1719 | 46.9 | 0.0137 | 0 | 46.9 | 0.0137 | 0 | NE-HVAC-airAC-SpltPkg-240to759kBtuh-10p8eer_MZDEER2017AnyEPr2014CZ13cPVVG | #N/A | NE-HVAC-airAC-SpltPkg-240to759kBtuh-10p8eer_SZDEER2017AnyEPr2014CZ13cDXGF | 139645 |  | #N/A | #N/A | #N/A | 46.9 | 0.0137 | 0 | #N/A | #N/A | #N/A | 46.9 | 0.0137 | 0 | #N/A | #N/A | 165 | 50000
NE-HVAC-airAC-SpltPkg-240to759kBtuh-10p8eer | DEER2017 | D17 v2 |  | Any | EPr | 2014 | CZ14 | cDXGF | Cap-Tons | 157 | 50000 | None | 49 | 0.106 | 0 | 49 | 0.106 | 0 | 49 | 0.106 | 0 | 49 | 0.106 | 0 | DEER:HVAC_Split-Package_AC | Annual | 1719 | 49 | 0.106 | 0 | 49 | 0.106 | 0 | NE-HVAC-airAC-SpltPkg-240to759kBtuh-10p8eer_MZDEER2017AnyEPr2014CZ14cPVVG | #N/A | NE-HVAC-airAC-SpltPkg-240to759kBtuh-10p8eer_SZDEER2017AnyEPr2014CZ14cDXGF | 139646 |  | #N/A | #N/A | #N/A | 49 | 0.106 | 0 | #N/A | #N/A | #N/A | 49 | 0.106 | 0 | #N/A | #N/A | 157 | 50000
NE-HVAC-airAC-SpltPkg-240to759kBtuh-10p8eer | DEER2017 | D17 v2 |  | Any | EPr | 2014 | CZ15 | cDXGF | Cap-Tons | 204 | 50000 | None | 89 | 0.11 | 0 | 89 | 0.11 | 0 | 89 | 0.11 | 0 | 89 | 0.11 | 0 | DEER:HVAC_Split-Package_AC | Annual | 1719 | 89 | 0.11 | 0 | 89 | 0.11 | 0 | NE-HVAC-airAC-SpltPkg-240to759kBtuh-10p8eer_MZDEER2017AnyEPr2014CZ15cPVVG | #N/A | NE-HVAC-airAC-SpltPkg-240to759kBtuh-10p8eer_SZDEER2017AnyEPr2014CZ15cDXGF | 139647 |  | #N/A | #N/A | #N/A | 89 | 0.11 | 0 | #N/A | #N/A | #N/A | 89 | 0.11 | 0 | #N/A | #N/A | 204 | 50000
NE-HVAC-airAC-SpltPkg-240to759kBtuh-10p8eer | DEER2017 | D17 v2 |  | Any | EPr | 2014 | CZ16 | cDXGF | Cap-Tons | 99.3 | 50000 | None | 17.4 | 0 | 0 | 17.4 | 0 | 0 | 17.4 | 0 | 0 | 17.4 | 0 | 0 | DEER:HVAC_Split-Package_AC | Annual | 1719 | 17.4 | 0 | 0 | 17.4 | 0 | 0 | NE-HVAC-airAC-SpltPkg-240to759kBtuh-10p8eer_MZDEER2017AnyEPr2014CZ16cPVVG | #N/A | NE-HVAC-airAC-SpltPkg-240to759kBtuh-10p8eer_SZDEER2017AnyEPr2014CZ16cDXGF | 139648 |  | #N/A | #N/A | #N/A | 17.4 | 0 | 0 | #N/A | #N/A | #N/A | 17.4 | 0 | 0 | #N/A | #N/A | 99.3 | 50000
NE-HVAC-airAC-SpltPkg-240to759kBtuh-10p8eer | DEER2017 | D17 v2 |  | Any | EPr | New | CZ01 | cDXGF | Cap-Tons | 84.2 | 50000 | None | 7.3 | 0.028 | 0 | 7.3 | 0.028 | 0 | 7.3 | 0.028 | 0 | 7.3 | 0.028 | 0 | DEER:HVAC_Split-Package_AC | Annual | 1719 | 7.3 | 0.028 | 0 | 7.3 | 0.028 | 0 | NE-HVAC-airAC-SpltPkg-240to759kBtuh-10p8eer_MZDEER2017AnyEPrNewCZ01cPVVG | #N/A | NE-HVAC-airAC-SpltPkg-240to759kBtuh-10p8eer_SZDEER2017AnyEPrNewCZ01cDXGF | 163985 |  | #N/A | #N/A | #N/A | 7.3 | 0.028 | 0 | #N/A | #N/A | #N/A | 7.3 | 0.028 | 0 | #N/A | #N/A | 84.2 | 50000
NE-HVAC-airAC-SpltPkg-240to759kBtuh-10p8eer | DEER2017 | D17 v2 |  | Any | EPr | New | CZ02 | cDXGF | Cap-Tons | 149 | 50000 | None | 24.4 | 0 | 0 | 24.4 | 0 | 0 | 24.4 | 0 | 0 | 24.4 | 0 | 0 | DEER:HVAC_Split-Package_AC | Annual | 1719 | 24.4 | 0 | 0 | 24.4 | 0 | 0 | NE-HVAC-airAC-SpltPkg-240to759kBtuh-10p8eer_MZDEER2017AnyEPrNewCZ02cPVVG | #N/A | NE-HVAC-airAC-SpltPkg-240to759kBtuh-10p8eer_SZDEER2017AnyEPrNewCZ02cDXGF | 163986 |  | #N/A | #N/A | #N/A | 24.4 | 0 | 0 | #N/A | #N/A | #N/A | 24.4 | 0 | 0 | #N/A | #N/A | 149 | 50000
NE-HVAC-airAC-SpltPkg-240to759kBtuh-10p8eer | DEER2017 | D17 v2 |  | Any | EPr | New | CZ03 | cDXGF | Cap-Tons | 115 | 50000 | None | 15.8 | 0 | 0 | 15.8 | 0 | 0 | 15.8 | 0 | 0 | 15.8 | 0 | 0 | DEER:HVAC_Split-Package_AC | Annual | 1719 | 15.8 | 0 | 0 | 15.8 | 0 | 0 | NE-HVAC-airAC-SpltPkg-240to759kBtuh-10p8eer_MZDEER2017AnyEPrNewCZ03cPVVG | #N/A | NE-HVAC-airAC-SpltPkg-240to759kBtuh-10p8eer_SZDEER2017AnyEPrNewCZ03cDXGF | 163987 |  | #N/A | #N/A | #N/A | 15.8 | 0 | 0 | #N/A | #N/A | #N/A | 15.8 | 0 | 0 | #N/A | #N/A | 115 | 50000
NE-HVAC-airAC-SpltPkg-240to759kBtuh-10p8eer | DEER2017 | D17 v2 |  | Any | EPr | New | CZ04 | cDXGF | Cap-Tons | 140 | 50000 | None | 29.2 | 0.0853 | 0 | 29.2 | 0.0853 | 0 | 29.2 | 0.0853 | 0 | 29.2 | 0.0853 | 0 | DEER:HVAC_Split-Package_AC | Annual | 1719 | 29.2 | 0.0853 | 0 | 29.2 | 0.0853 | 0 | NE-HVAC-airAC-SpltPkg-240to759kBtuh-10p8eer_MZDEER2017AnyEPrNewCZ04cPVVG | #N/A | NE-HVAC-airAC-SpltPkg-240to759kBtuh-10p8eer_SZDEER2017AnyEPrNewCZ04cDXGF | 163988 |  | #N/A | #N/A | #N/A | 29.2 | 0.0853 | 0 | #N/A | #N/A | #N/A | 29.2 | 0.0853 | 0 | #N/A | #N/A | 140 | 50000
NE-HVAC-airAC-SpltPkg-240to759kBtuh-10p8eer | DEER2017 | D17 v2 |  | Any | EPr | New | CZ05 | cDXGF | Cap-Tons | 112 | 50000 | None | 18.9 | 0.039 | 0 | 18.9 | 0.039 | 0 | 18.9 | 0.039 | 0 | 18.9 | 0.039 | 0 | DEER:HVAC_Split-Package_AC | Annual | 1719 | 18.9 | 0.039 | 0 | 18.9 | 0.039 | 0 | NE-HVAC-airAC-SpltPkg-240to759kBtuh-10p8eer_MZDEER2017AnyEPrNewCZ05cPVVG | #N/A | NE-HVAC-airAC-SpltPkg-240to759kBtuh-10p8eer_SZDEER2017AnyEPrNewCZ05cDXGF | 163989 |  | #N/A | #N/A | #N/A | 18.9 | 0.039 | 0 | #N/A | #N/A | #N/A | 18.9 | 0.039 | 0 | #N/A | #N/A | 112 | 50000
NE-HVAC-airAC-SpltPkg-240to759kBtuh-10p8eer | DEER2017 | D17 v2 |  | Any | EPr | New | CZ06 | cDXGF | Cap-Tons | 159 | 50000 | None | 27.5 | 0.0604 | 0 | 27.5 | 0.0604 | 0 | 27.5 | 0.0604 | 0 | 27.5 | 0.0604 | 0 | DEER:HVAC_Split-Package_AC | Annual | 1719 | 27.5 | 0.0604 | 0 | 27.5 | 0.0604 | 0 | NE-HVAC-airAC-SpltPkg-240to759kBtuh-10p8eer_MZDEER2017AnyEPrNewCZ06cPVVG | #N/A | NE-HVAC-airAC-SpltPkg-240to759kBtuh-10p8eer_SZDEER2017AnyEPrNewCZ06cDXGF | 163990 |  | #N/A | #N/A | #N/A | 27.5 | 0.0604 | 0 | #N/A | #N/A | #N/A | 27.5 | 0.0604 | 0 | #N/A | #N/A | 159 | 50000
NE-HVAC-airAC-SpltPkg-240to759kBtuh-10p8eer | DEER2017 | D17 v2 |  | Any | EPr | New | CZ07 | cDXGF | Cap-Tons | 115 | 50000 | None | 35.3 | 0.0706 | 0 | 35.3 | 0.0706 | 0 | 35.3 | 0.0706 | 0 | 35.3 | 0.0706 | 0 | DEER:HVAC_Split-Package_AC | Annual | 1719 | 35.3 | 0.0706 | 0 | 35.3 | 0.0706 | 0 | NE-HVAC-airAC-SpltPkg-240to759kBtuh-10p8eer_MZDEER2017AnyEPrNewCZ07cPVVG | #N/A | NE-HVAC-airAC-SpltPkg-240to759kBtuh-10p8eer_SZDEER2017AnyEPrNewCZ07cDXGF | 163991 |  | #N/A | #N/A | #N/A | 35.3 | 0.0706 | 0 | #N/A | #N/A | #N/A | 35.3 | 0.0706 | 0 | #N/A | #N/A | 115 | 50000
NE-HVAC-airAC-SpltPkg-240to759kBtuh-10p8eer | DEER2017 | D17 v2 |  | Any | EPr | New | CZ08 | cDXGF | Cap-Tons | 171 | 50000 | None | 33.8 | 0.0698 | 0 | 33.8 | 0.0698 | 0 | 33.8 | 0.0698 | 0 | 33.8 | 0.0698 | 0 | DEER:HVAC_Split-Package_AC | Annual | 1719 | 33.8 | 0.0698 | 0 | 33.8 | 0.0698 | 0 | NE-HVAC-airAC-SpltPkg-240to759kBtuh-10p8eer_MZDEER2017AnyEPrNewCZ08cPVVG | #N/A | NE-HVAC-airAC-SpltPkg-240to759kBtuh-10p8eer_SZDEER2017AnyEPrNewCZ08cDXGF | 163992 |  | #N/A | #N/A | #N/A | 33.8 | 0.0698 | 0 | #N/A | #N/A | #N/A | 33.8 | 0.0698 | 0 | #N/A | #N/A | 171 | 50000
NE-HVAC-airAC-SpltPkg-240to759kBtuh-10p8eer | DEER2017 | D17 v2 |  | Any | EPr | New | CZ09 | cDXGF | Cap-Tons | 177 | 50000 | None | 36.1 | 0.104 | 0 | 36.1 | 0.104 | 0 | 36.1 | 0.104 | 0 | 36.1 | 0.104 | 0 | DEER:HVAC_Split-Package_AC | Annual | 1719 | 36.1 | 0.104 | 0 | 36.1 | 0.104 | 0 | NE-HVAC-airAC-SpltPkg-240to759kBtuh-10p8eer_MZDEER2017AnyEPrNewCZ09cPVVG | #N/A | NE-HVAC-airAC-SpltPkg-240to759kBtuh-10p8eer_SZDEER2017AnyEPrNewCZ09cDXGF | 163993 |  | #N/A | #N/A | #N/A | 36.1 | 0.104 | 0 | #N/A | #N/A | #N/A | 36.1 | 0.104 | 0 | #N/A | #N/A | 177 | 50000
NE-HVAC-airAC-SpltPkg-240to759kBtuh-10p8eer | DEER2017 | D17 v2 |  | Any | EPr | New | CZ10 | cDXGF | Cap-Tons | 177 | 50000 | None | 41.2 | 0.11 | 0 | 41.2 | 0.11 | 0 | 41.2 | 0.11 | 0 | 41.2 | 0.11 | 0 | DEER:HVAC_Split-Package_AC | Annual | 1719 | 41.2 | 0.11 | 0 | 41.2 | 0.11 | 0 | NE-HVAC-airAC-SpltPkg-240to759kBtuh-10p8eer_MZDEER2017AnyEPrNewCZ10cPVVG | #N/A | NE-HVAC-airAC-SpltPkg-240to759kBtuh-10p8eer_SZDEER2017AnyEPrNewCZ10cDXGF | 163994 |  | #N/A | #N/A | #N/A | 41.2 | 0.11 | 0 | #N/A | #N/A | #N/A | 41.2 | 0.11 | 0 | #N/A | #N/A | 177 | 50000
NE-HVAC-airAC-SpltPkg-240to759kBtuh-10p8eer | DEER2017 | D17 v2 |  | Any | EPr | New | CZ11 | cDXGF | Cap-Tons | 147 | 50000 | None | 45.1 | 0.0155 | 0 | 45.1 | 0.0155 | 0 | 45.1 | 0.0155 | 0 | 45.1 | 0.0155 | 0 | DEER:HVAC_Split-Package_AC | Annual | 1719 | 45.1 | 0.0155 | 0 | 45.1 | 0.0155 | 0 | NE-HVAC-airAC-SpltPkg-240to759kBtuh-10p8eer_MZDEER2017AnyEPrNewCZ11cPVVG | #N/A | NE-HVAC-airAC-SpltPkg-240to759kBtuh-10p8eer_SZDEER2017AnyEPrNewCZ11cDXGF | 163995 |  | #N/A | #N/A | #N/A | 45.1 | 0.0155 | 0 | #N/A | #N/A | #N/A | 45.1 | 0.0155 | 0 | #N/A | #N/A | 147 | 50000
NE-HVAC-airAC-SpltPkg-240to759kBtuh-10p8eer | DEER2017 | D17 v2 |  | Any | EPr | New | CZ12 | cDXGF | Cap-Tons | 137 | 50000 | None | 38.7 | 0.00361 | 0 | 38.7 | 0.00361 | 0 | 38.7 | 0.00361 | 0 | 38.7 | 0.00361 | 0 | DEER:HVAC_Split-Package_AC | Annual | 1719 | 38.7 | 0.00361 | 0 | 38.7 | 0.00361 | 0 | NE-HVAC-airAC-SpltPkg-240to759kBtuh-10p8eer_MZDEER2017AnyEPrNewCZ12cPVVG | #N/A | NE-HVAC-airAC-SpltPkg-240to759kBtuh-10p8eer_SZDEER2017AnyEPrNewCZ12cDXGF | 163996 |  | #N/A | #N/A | #N/A | 38.7 | 0.00361 | 0 | #N/A | #N/A | #N/A | 38.7 | 0.00361 | 0 | #N/A | #N/A | 137 | 50000
NE-HVAC-airAC-SpltPkg-240to759kBtuh-10p8eer | DEER2017 | D17 v2 |  | Any | EPr | New | CZ13 | cDXGF | Cap-Tons | 165 | 50000 | None | 46.9 | 0.0137 | 0 | 46.9 | 0.0137 | 0 | 46.9 | 0.0137 | 0 | 46.9 | 0.0137 | 0 | DEER:HVAC_Split-Package_AC | Annual | 1719 | 46.9 | 0.0137 | 0 | 46.9 | 0.0137 | 0 | NE-HVAC-airAC-SpltPkg-240to759kBtuh-10p8eer_MZDEER2017AnyEPrNewCZ13cPVVG | #N/A | NE-HVAC-airAC-SpltPkg-240to759kBtuh-10p8eer_SZDEER2017AnyEPrNewCZ13cDXGF | 163997 |  | #N/A | #N/A | #N/A | 46.9 | 0.0137 | 0 | #N/A | #N/A | #N/A | 46.9 | 0.0137 | 0 | #N/A | #N/A | 165 | 50000
NE-HVAC-airAC-SpltPkg-240to759kBtuh-10p8eer | DEER2017 | D17 v2 |  | Any | EPr | New | CZ14 | cDXGF | Cap-Tons | 157 | 50000 | None | 49 | 0.106 | 0 | 49 | 0.106 | 0 | 49 | 0.106 | 0 | 49 | 0.106 | 0 | DEER:HVAC_Split-Package_AC | Annual | 1719 | 49 | 0.106 | 0 | 49 | 0.106 | 0 | NE-HVAC-airAC-SpltPkg-240to759kBtuh-10p8eer_MZDEER2017AnyEPrNewCZ14cPVVG | #N/A | NE-HVAC-airAC-SpltPkg-240to759kBtuh-10p8eer_SZDEER2017AnyEPrNewCZ14cDXGF | 163998 |  | #N/A | #N/A | #N/A | 49 | 0.106 | 0 | #N/A | #N/A | #N/A | 49 | 0.106 | 0 | #N/A | #N/A | 157 | 50000
NE-HVAC-airAC-SpltPkg-240to759kBtuh-10p8eer | DEER2017 | D17 v2 |  | Any | EPr | New | CZ15 | cDXGF | Cap-Tons | 204 | 50000 | None | 89 | 0.11 | 0 | 89 | 0.11 | 0 | 89 | 0.11 | 0 | 89 | 0.11 | 0 | DEER:HVAC_Split-Package_AC | Annual | 1719 | 89 | 0.11 | 0 | 89 | 0.11 | 0 | NE-HVAC-airAC-SpltPkg-240to759kBtuh-10p8eer_MZDEER2017AnyEPrNewCZ15cPVVG | #N/A | NE-HVAC-airAC-SpltPkg-240to759kBtuh-10p8eer_SZDEER2017AnyEPrNewCZ15cDXGF | 163999 |  | #N/A | #N/A | #N/A | 89 | 0.11 | 0 | #N/A | #N/A | #N/A | 89 | 0.11 | 0 | #N/A | #N/A | 204 | 50000
NE-HVAC-airAC-SpltPkg-240to759kBtuh-10p8eer | DEER2017 | D17 v2 |  | Any | EPr | New | CZ16 | cDXGF | Cap-Tons | 99.3 | 50000 | None | 17.4 | 0 | 0 | 17.4 | 0 | 0 | 17.4 | 0 | 0 | 17.4 | 0 | 0 | DEER:HVAC_Split-Package_AC | Annual | 1719 | 17.4 | 0 | 0 | 17.4 | 0 | 0 | NE-HVAC-airAC-SpltPkg-240to759kBtuh-10p8eer_MZDEER2017AnyEPrNewCZ16cPVVG | #N/A | NE-HVAC-airAC-SpltPkg-240to759kBtuh-10p8eer_SZDEER2017AnyEPrNewCZ16cDXGF | 164000 |  | #N/A | #N/A | #N/A | 17.4 | 0 | 0 | #N/A | #N/A | #N/A | 17.4 | 0 | 0 | #N/A | #N/A | 99.3 | 50000
NE-HVAC-airAC-SpltPkg-240to759kBtuh-10p8eer | DEER2017 | D17 v2 |  | Any | ESe | 1975 | CZ01 | cWtd | Cap-Tons | 284.8 | 91120 | None | 11.7 | 0.0252 | 0 | 11.7 | 0.0252 | 0 | 11.7 | 0.0252 | 0 | 11.7 | 0.0252 | 0 | DEER:HVAC_Split-Package_AC | Annual | 1719 | 11.728 | 0.0252 | 0 | 11.728 | 0.0252 | 0 | NE-HVAC-airAC-SpltPkg-240to759kBtuh-10p8eer_MZDEER2017AnyESe1975CZ01cPVVG | 11490 | NE-HVAC-airAC-SpltPkg-240to759kBtuh-10p8eer_SZDEER2017AnyESe1975CZ01cDXGF | 11489 |  | 13.5 | 0.0246 | 0 | 4.64 | 0.0276 | 0 | 13.5 | 0.0246 | 0 | 4.64 | 0.0276 | 0 | 282 | 76400 | 296 | 150000
NE-HVAC-airAC-SpltPkg-240to759kBtuh-10p8eer | DEER2017 | D17 v2 |  | Any | ESe | 1975 | CZ02 | cWtd | Cap-Tons | 442.6 | 91120 | None | 38.6 | 0.0171 | 0 | 38.6 | 0.0171 | 0 | 38.6 | 0.0171 | 0 | 38.6 | 0.0171 | 0 | DEER:HVAC_Split-Package_AC | Annual | 1719 | 38.56 | 0.0171 | 0 | 38.56 | 0.0171 | 0 | NE-HVAC-airAC-SpltPkg-240to759kBtuh-10p8eer_MZDEER2017AnyESe1975CZ02cPVVG | 11492 | NE-HVAC-airAC-SpltPkg-240to759kBtuh-10p8eer_SZDEER2017AnyESe1975CZ02cDXGF | 11491 |  | 41.4 | 0.0184 | 0 | 27.2 | 0.0119 | 0 | 41.4 | 0.0184 | 0 | 27.2 | 0.0119 | 0 | 417 | 76400 | 545 | 150000
NE-HVAC-airAC-SpltPkg-240to759kBtuh-10p8eer | DEER2017 | D17 v2 |  | Any | ESe | 1975 | CZ03 | cWtd | Cap-Tons | 364 | 91120 | None | 31.5 | 0.00672 | 0 | 31.5 | 0.00672 | 0 | 31.5 | 0.00672 | 0 | 31.5 | 0.00672 | 0 | DEER:HVAC_Split-Package_AC | Annual | 1719 | 31.48 | 0.006724 | 0 | 31.48 | 0.006724 | 0 | NE-HVAC-airAC-SpltPkg-240to759kBtuh-10p8eer_MZDEER2017AnyESe1975CZ03cPVVG | 11494 | NE-HVAC-airAC-SpltPkg-240to759kBtuh-10p8eer_SZDEER2017AnyESe1975CZ03cDXGF | 11493 |  | 35.2 | 0.00794 | 0 | 16.6 | 0.00186 | 0 | 35.2 | 0.00794 | 0 | 16.6 | 0.00186 | 0 | 348 | 76400 | 428 | 150000
NE-HVAC-airAC-SpltPkg-240to759kBtuh-10p8eer | DEER2017 | D17 v2 |  | Any | ESe | 1975 | CZ04 | cWtd | Cap-Tons | 424.6 | 91120 | None | 46.2 | 0.065 | 0 | 46.2 | 0.065 | 0 | 46.2 | 0.065 | 0 | 46.2 | 0.065 | 0 | DEER:HVAC_Split-Package_AC | Annual | 1719 | 46.18 | 0.065 | 0 | 46.18 | 0.065 | 0 | NE-HVAC-airAC-SpltPkg-240to759kBtuh-10p8eer_MZDEER2017AnyESe1975CZ04cPVVG | 11496 | NE-HVAC-airAC-SpltPkg-240to759kBtuh-10p8eer_SZDEER2017AnyESe1975CZ04cDXGF | 11495 |  | 49.5 | 0.0577 | 0 | 32.9 | 0.0942 | 0 | 49.5 | 0.0577 | 0 | 32.9 | 0.0942 | 0 | 401 | 76400 | 519 | 150000
NE-HVAC-airAC-SpltPkg-240to759kBtuh-10p8eer | DEER2017 | D17 v2 |  | Any | ESe | 1975 | CZ05 | cWtd | Cap-Tons | 321.8 | 91120 | None | 34.4 | 0.038 | 0 | 34.4 | 0.038 | 0 | 34.4 | 0.038 | 0 | 34.4 | 0.038 | 0 | DEER:HVAC_Split-Package_AC | Annual | 1719 | 34.4 | 0.03804 | 0 | 34.4 | 0.03804 | 0 | NE-HVAC-airAC-SpltPkg-240to759kBtuh-10p8eer_MZDEER2017AnyESe1975CZ05cPVVG | 11498 | NE-HVAC-airAC-SpltPkg-240to759kBtuh-10p8eer_SZDEER2017AnyESe1975CZ05cDXGF | 11497 |  | 37.4 | 0.0353 | 0 | 22.4 | 0.049 | 0 | 37.4 | 0.0353 | 0 | 22.4 | 0.049 | 0 | 309 | 76400 | 373 | 150000
NE-HVAC-airAC-SpltPkg-240to759kBtuh-10p8eer | DEER2017 | D17 v2 |  | Any | ESe | 1975 | CZ06 | cWtd | Cap-Tons | 437.4 | 91120 | None | 52 | 0.0508 | 0 | 52 | 0.0508 | 0 | 52 | 0.0508 | 0 | 52 | 0.0508 | 0 | DEER:HVAC_Split-Package_AC | Annual | 1719 | 51.98 | 0.05078 | 0 | 51.98 | 0.05078 | 0 | NE-HVAC-airAC-SpltPkg-240to759kBtuh-10p8eer_MZDEER2017AnyESe1975CZ06cPVVG | 11500 | NE-HVAC-airAC-SpltPkg-240to759kBtuh-10p8eer_SZDEER2017AnyESe1975CZ06cDXGF | 11499 |  | 57 | 0.0463 | 0 | 31.9 | 0.0687 | 0 | 57 | 0.0463 | 0 | 31.9 | 0.0687 | 0 | 412 | 76400 | 539 | 150000
NE-HVAC-airAC-SpltPkg-240to759kBtuh-10p8eer | DEER2017 | D17 v2 |  | Any | ESe | 1975 | CZ07 | cWtd | Cap-Tons | 355.4 | 91120 | None | 55.4 | 0.0541 | 0 | 55.4 | 0.0541 | 0 | 55.4 | 0.0541 | 0 | 55.4 | 0.0541 | 0 | DEER:HVAC_Split-Package_AC | Annual | 1719 | 55.38 | 0.05414 | 0 | 55.38 | 0.05414 | 0 | NE-HVAC-airAC-SpltPkg-240to759kBtuh-10p8eer_MZDEER2017AnyESe1975CZ07cPVVG | 11502 | NE-HVAC-airAC-SpltPkg-240to759kBtuh-10p8eer_SZDEER2017AnyESe1975CZ07cDXGF | 11501 |  | 59.9 | 0.0483 | 0 | 37.3 | 0.0775 | 0 | 59.9 | 0.0483 | 0 | 37.3 | 0.0775 | 0 | 337 | 76400 | 429 | 150000
NE-HVAC-airAC-SpltPkg-240to759kBtuh-10p8eer | DEER2017 | D17 v2 |  | Any | ESe | 1975 | CZ08 | cWtd | Cap-Tons | 468 | 91120 | None | 57.8 | 0.0575 | 0 | 57.8 | 0.0575 | 0 | 57.8 | 0.0575 | 0 | 57.8 | 0.0575 | 0 | DEER:HVAC_Split-Package_AC | Annual | 1719 | 57.78 | 0.05748 | 0 | 57.78 | 0.05748 | 0 | NE-HVAC-airAC-SpltPkg-240to759kBtuh-10p8eer_MZDEER2017AnyESe1975CZ08cPVVG | 11504 | NE-HVAC-airAC-SpltPkg-240to759kBtuh-10p8eer_SZDEER2017AnyESe1975CZ08cDXGF | 11503 |  | 62.3 | 0.0523 | 0 | 39.7 | 0.0782 | 0 | 62.3 | 0.0523 | 0 | 39.7 | 0.0782 | 0 | 438 | 76400 | 588 | 150000
NE-HVAC-airAC-SpltPkg-240to759kBtuh-10p8eer | DEER2017 | D17 v2 |  | Any | ESe | 1975 | CZ09 | cWtd | Cap-Tons | 532.6 | 91120 | None | 56.4 | 0.0761 | 0 | 56.4 | 0.0761 | 0 | 56.4 | 0.0761 | 0 | 56.4 | 0.0761 | 0 | DEER:HVAC_Split-Package_AC | Annual | 1719 | 56.42 | 0.07608 | 0 | 56.42 | 0.07608 | 0 | NE-HVAC-airAC-SpltPkg-240to759kBtuh-10p8eer_MZDEER2017AnyESe1975CZ09cPVVG | 11506 | NE-HVAC-airAC-SpltPkg-240to759kBtuh-10p8eer_SZDEER2017AnyESe1975CZ09cDXGF | 11505 |  | 60.7 | 0.0691 | 0 | 39.3 | 0.104 | 0 | 60.7 | 0.0691 | 0 | 39.3 | 0.104 | 0 | 492 | 76400 | 695 | 150000
NE-HVAC-airAC-SpltPkg-240to759kBtuh-10p8eer | DEER2017 | D17 v2 |  | Any | ESe | 1975 | CZ10 | cWtd | Cap-Tons | 512.4 | 91120 | None | 61.2 | 0.0814 | 0 | 61.2 | 0.0814 | 0 | 61.2 | 0.0814 | 0 | 61.2 | 0.0814 | 0 | DEER:HVAC_Split-Package_AC | Annual | 1719 | 61.22 | 0.08136 | 0 | 61.22 | 0.08136 | 0 | NE-HVAC-airAC-SpltPkg-240to759kBtuh-10p8eer_MZDEER2017AnyESe1975CZ10cPVVG | 11508 | NE-HVAC-airAC-SpltPkg-240to759kBtuh-10p8eer_SZDEER2017AnyESe1975CZ10cDXGF | 11507 |  | 64.5 | 0.0732 | 0 | 48.1 | 0.114 | 0 | 64.5 | 0.0732 | 0 | 48.1 | 0.114 | 0 | 475 | 76400 | 662 | 150000
NE-HVAC-airAC-SpltPkg-240to759kBtuh-10p8eer | DEER2017 | D17 v2 |  | Any | ESe | 1975 | CZ11 | cWtd | Cap-Tons | 466.4 | 91120 | None | 61.8 | 0.0265 | 0 | 61.8 | 0.0265 | 0 | 61.8 | 0.0265 | 0 | 61.8 | 0.0265 | 0 | DEER:HVAC_Split-Package_AC | Annual | 1719 | 61.8 | 0.02648 | 0 | 61.8 | 0.02648 | 0 | NE-HVAC-airAC-SpltPkg-240to759kBtuh-10p8eer_MZDEER2017AnyESe1975CZ11cPVVG | 11510 | NE-HVAC-airAC-SpltPkg-240to759kBtuh-10p8eer_SZDEER2017AnyESe1975CZ11cDXGF | 11509 |  | 63.6 | 0.027 | 0 | 54.6 | 0.0244 | 0 | 63.6 | 0.027 | 0 | 54.6 | 0.0244 | 0 | 434 | 76400 | 596 | 150000
NE-HVAC-airAC-SpltPkg-240to759kBtuh-10p8eer | DEER2017 | D17 v2 |  | Any | ESe | 1975 | CZ12 | cWtd | Cap-Tons | 438.8 | 91120 | None | 51.6 | 0.0231 | 0 | 51.6 | 0.0231 | 0 | 51.6 | 0.0231 | 0 | 51.6 | 0.0231 | 0 | DEER:HVAC_Split-Package_AC | Annual | 1719 | 51.64 | 0.02314 | 0 | 51.64 | 0.02314 | 0 | NE-HVAC-airAC-SpltPkg-240to759kBtuh-10p8eer_MZDEER2017AnyESe1975CZ12cPVVG | 11512 | NE-HVAC-airAC-SpltPkg-240to759kBtuh-10p8eer_SZDEER2017AnyESe1975CZ12cDXGF | 11511 |  | 53.4 | 0.0243 | 0 | 44.6 | 0.0185 | 0 | 53.4 | 0.0243 | 0 | 44.6 | 0.0185 | 0 | 414 | 76400 | 538 | 150000
NE-HVAC-airAC-SpltPkg-240to759kBtuh-10p8eer | DEER2017 | D17 v2 |  | Any | ESe | 1975 | CZ13 | cWtd | Cap-Tons | 488.6 | 91120 | None | 63.2 | 0.0214 | 0 | 63.2 | 0.0214 | 0 | 63.2 | 0.0214 | 0 | 63.2 | 0.0214 | 0 | DEER:HVAC_Split-Package_AC | Annual | 1719 | 63.2 | 0.02144 | 0 | 63.2 | 0.02144 | 0 | NE-HVAC-airAC-SpltPkg-240to759kBtuh-10p8eer_MZDEER2017AnyESe1975CZ13cPVVG | 11514 | NE-HVAC-airAC-SpltPkg-240to759kBtuh-10p8eer_SZDEER2017AnyESe1975CZ13cDXGF | 11513 |  | 64.3 | 0.0214 | 0 | 58.8 | 0.0216 | 0 | 64.3 | 0.0214 | 0 | 58.8 | 0.0216 | 0 | 456 | 76400 | 619 | 150000
NE-HVAC-airAC-SpltPkg-240to759kBtuh-10p8eer | DEER2017 | D17 v2 |  | Any | ESe | 1975 | CZ14 | cWtd | Cap-Tons | 450.4 | 91120 | None | 67.4 | 0.0812 | 0 | 67.4 | 0.0812 | 0 | 67.4 | 0.0812 | 0 | 67.4 | 0.0812 | 0 | DEER:HVAC_Split-Package_AC | Annual | 1719 | 67.42 | 0.08124 | 0 | 67.42 | 0.08124 | 0 | NE-HVAC-airAC-SpltPkg-240to759kBtuh-10p8eer_MZDEER2017AnyESe1975CZ14cPVVG | 11516 | NE-HVAC-airAC-SpltPkg-240to759kBtuh-10p8eer_SZDEER2017AnyESe1975CZ14cDXGF | 11515 |  | 68.6 | 0.0733 | 0 | 62.7 | 0.113 | 0 | 68.6 | 0.0733 | 0 | 62.7 | 0.113 | 0 | 421 | 76400 | 568 | 150000
NE-HVAC-airAC-SpltPkg-240to759kBtuh-10p8eer | DEER2017 | D17 v2 |  | Any | ESe | 1975 | CZ15 | cWtd | Cap-Tons | 600.2 | 91120 | None | 107 | 0.0782 | 0 | 107 | 0.0782 | 0 | 107 | 0.0782 | 0 | 107 | 0.0782 | 0 | DEER:HVAC_Split-Package_AC | Annual | 1719 | 106.6 | 0.0782 | 0 | 106.6 | 0.0782 | 0 | NE-HVAC-airAC-SpltPkg-240to759kBtuh-10p8eer_MZDEER2017AnyESe1975CZ15cPVVG | 11518 | NE-HVAC-airAC-SpltPkg-240to759kBtuh-10p8eer_SZDEER2017AnyESe1975CZ15cDXGF | 11517 |  | 106 | 0.07 | 0 | 109 | 0.111 | 0 | 106 | 0.07 | 0 | 109 | 0.111 | 0 | 553 | 76400 | 789 | 150000
NE-HVAC-airAC-SpltPkg-240to759kBtuh-10p8eer | DEER2017 | D17 v2 |  | Any | ESe | 1975 | CZ16 | cWtd | Cap-Tons | 331.4 | 91120 | None | 27.7 | 0.0159 | 0 | 27.7 | 0.0159 | 0 | 27.7 | 0.0159 | 0 | 27.7 | 0.0159 | 0 | DEER:HVAC_Split-Package_AC | Annual | 1719 | 27.7 | 0.01592 | 0 | 27.7 | 0.01592 | 0 | NE-HVAC-airAC-SpltPkg-240to759kBtuh-10p8eer_MZDEER2017AnyESe1975CZ16cPVVG | 11520 | NE-HVAC-airAC-SpltPkg-240to759kBtuh-10p8eer_SZDEER2017AnyESe1975CZ16cDXGF | 11519 |  | 29.3 | 0.0173 | 0 | 21.3 | 0.0104 | 0 | 29.3 | 0.0173 | 0 | 21.3 | 0.0104 | 0 | 316 | 76400 | 393 | 150000
NE-HVAC-airAC-SpltPkg-240to759kBtuh-10p8eer | DEER2017 | D17 v2 |  | Any | ESe | 1985 | CZ01 | cWtd | Cap-Tons | 256.8 | 91120 | None | 21.8 | 0.0279 | 0 | 21.8 | 0.0279 | 0 | 21.8 | 0.0279 | 0 | 21.8 | 0.0279 | 0 | DEER:HVAC_Split-Package_AC | Annual | 1719 | 21.818 | 0.02792 | 0 | 21.818 | 0.02792 | 0 | NE-HVAC-airAC-SpltPkg-240to759kBtuh-10p8eer_MZDEER2017AnyESe1985CZ01cPVVG | 32850 | NE-HVAC-airAC-SpltPkg-240to759kBtuh-10p8eer_SZDEER2017AnyESe1985CZ01cDXGF | 32849 |  | 25.8 | 0.0273 | 0 | 5.89 | 0.0304 | 0 | 25.8 | 0.0273 | 0 | 5.89 | 0.0304 | 0 | 249 | 76400 | 288 | 150000
NE-HVAC-airAC-SpltPkg-240to759kBtuh-10p8eer | DEER2017 | D17 v2 |  | Any | ESe | 1985 | CZ02 | cWtd | Cap-Tons | 407 | 91120 | None | 40.6 | 0.0143 | 0 | 40.6 | 0.0143 | 0 | 40.6 | 0.0143 | 0 | 40.6 | 0.0143 | 0 | DEER:HVAC_Split-Package_AC | Annual | 1719 | 40.58 | 0.01426 | 0 | 40.58 | 0.01426 | 0 | NE-HVAC-airAC-SpltPkg-240to759kBtuh-10p8eer_MZDEER2017AnyESe1985CZ02cPVVG | 32852 | NE-HVAC-airAC-SpltPkg-240to759kBtuh-10p8eer_SZDEER2017AnyESe1985CZ02cDXGF | 32851 |  | 43.8 | 0.0149 | 0 | 27.7 | 0.0117 | 0 | 43.8 | 0.0149 | 0 | 27.7 | 0.0117 | 0 | 376 | 76400 | 531 | 150000
NE-HVAC-airAC-SpltPkg-240to759kBtuh-10p8eer | DEER2017 | D17 v2 |  | Any | ESe | 1985 | CZ03 | cWtd | Cap-Tons | 331.4 | 91120 | None | 35.6 | 0.00618 | 0 | 35.6 | 0.00618 | 0 | 35.6 | 0.00618 | 0 | 35.6 | 0.00618 | 0 | DEER:HVAC_Split-Package_AC | Annual | 1719 | 35.56 | 0.006184 | 0 | 35.56 | 0.006184 | 0 | NE-HVAC-airAC-SpltPkg-240to759kBtuh-10p8eer_MZDEER2017AnyESe1985CZ03cPVVG | 32854 | NE-HVAC-airAC-SpltPkg-240to759kBtuh-10p8eer_SZDEER2017AnyESe1985CZ03cDXGF | 32853 |  | 40.1 | 0.00727 | 0 | 17.4 | 0.00184 | 0 | 40.1 | 0.00727 | 0 | 17.4 | 0.00184 | 0 | 311 | 76400 | 413 | 150000
NE-HVAC-airAC-SpltPkg-240to759kBtuh-10p8eer | DEER2017 | D17 v2 |  | Any | ESe | 1985 | CZ04 | cWtd | Cap-Tons | 390 | 91120 | None | 49.8 | 0.0737 | 0 | 49.8 | 0.0737 | 0 | 49.8 | 0.0737 | 0 | 49.8 | 0.0737 | 0 | DEER:HVAC_Split-Package_AC | Annual | 1719 | 49.84 | 0.0737 | 0 | 49.84 | 0.0737 | 0 | NE-HVAC-airAC-SpltPkg-240to759kBtuh-10p8eer_MZDEER2017AnyESe1985CZ04cPVVG | 32856 | NE-HVAC-airAC-SpltPkg-240to759kBtuh-10p8eer_SZDEER2017AnyESe1985CZ04cDXGF | 32855 |  | 53.9 | 0.0683 | 0 | 33.6 | 0.0953 | 0 | 53.9 | 0.0683 | 0 | 33.6 | 0.0953 | 0 | 361 | 76400 | 506 | 150000
NE-HVAC-airAC-SpltPkg-240to759kBtuh-10p8eer | DEER2017 | D17 v2 |  | Any | ESe | 1985 | CZ05 | cWtd | Cap-Tons | 290.8 | 91120 | None | 39.9 | 0.0438 | 0 | 39.9 | 0.0438 | 0 | 39.9 | 0.0438 | 0 | 39.9 | 0.0438 | 0 | DEER:HVAC_Split-Package_AC | Annual | 1719 | 39.86 | 0.0438 | 0 | 39.86 | 0.0438 | 0 | NE-HVAC-airAC-SpltPkg-240to759kBtuh-10p8eer_MZDEER2017AnyESe1985CZ05cPVVG | 32858 | NE-HVAC-airAC-SpltPkg-240to759kBtuh-10p8eer_SZDEER2017AnyESe1985CZ05cDXGF | 32857 |  | 43.9 | 0.0422 | 0 | 23.7 | 0.0502 | 0 | 43.9 | 0.0422 | 0 | 23.7 | 0.0502 | 0 | 274 | 76400 | 358 | 150000
NE-HVAC-airAC-SpltPkg-240to759kBtuh-10p8eer | DEER2017 | D17 v2 |  | Any | ESe | 1985 | CZ06 | cWtd | Cap-Tons | 403.4 | 91120 | None | 53 | 0.0556 | 0 | 53 | 0.0556 | 0 | 53 | 0.0556 | 0 | 53 | 0.0556 | 0 | DEER:HVAC_Split-Package_AC | Annual | 1719 | 53 | 0.05564 | 0 | 53 | 0.05564 | 0 | NE-HVAC-airAC-SpltPkg-240to759kBtuh-10p8eer_MZDEER2017AnyESe1985CZ06cPVVG | 32860 | NE-HVAC-airAC-SpltPkg-240to759kBtuh-10p8eer_SZDEER2017AnyESe1985CZ06cDXGF | 32859 |  | 58.1 | 0.0522 | 0 | 32.6 | 0.0694 | 0 | 58.1 | 0.0522 | 0 | 32.6 | 0.0694 | 0 | 373 | 76400 | 525 | 150000
NE-HVAC-airAC-SpltPkg-240to759kBtuh-10p8eer | DEER2017 | D17 v2 |  | Any | ESe | 1985 | CZ07 | cWtd | Cap-Tons | 323.6 | 91120 | None | 56.4 | 0.0602 | 0 | 56.4 | 0.0602 | 0 | 56.4 | 0.0602 | 0 | 56.4 | 0.0602 | 0 | DEER:HVAC_Split-Package_AC | Annual | 1719 | 56.44 | 0.06018 | 0 | 56.44 | 0.06018 | 0 | NE-HVAC-airAC-SpltPkg-240to759kBtuh-10p8eer_MZDEER2017AnyESe1985CZ07cPVVG | 32862 | NE-HVAC-airAC-SpltPkg-240to759kBtuh-10p8eer_SZDEER2017AnyESe1985CZ07cDXGF | 32861 |  | 60.8 | 0.0554 | 0 | 39 | 0.0793 | 0 | 60.8 | 0.0554 | 0 | 39 | 0.0793 | 0 | 301 | 76400 | 414 | 150000
NE-HVAC-airAC-SpltPkg-240to759kBtuh-10p8eer | DEER2017 | D17 v2 |  | Any | ESe | 1985 | CZ08 | cWtd | Cap-Tons | 432.2 | 91120 | None | 58.2 | 0.0645 | 0 | 58.2 | 0.0645 | 0 | 58.2 | 0.0645 | 0 | 58.2 | 0.0645 | 0 | DEER:HVAC_Split-Package_AC | Annual | 1719 | 58.24 | 0.06454 | 0 | 58.24 | 0.06454 | 0 | NE-HVAC-airAC-SpltPkg-240to759kBtuh-10p8eer_MZDEER2017AnyESe1985CZ08cPVVG | 32864 | NE-HVAC-airAC-SpltPkg-240to759kBtuh-10p8eer_SZDEER2017AnyESe1985CZ08cDXGF | 32863 |  | 62.7 | 0.0609 | 0 | 40.4 | 0.0791 | 0 | 62.7 | 0.0609 | 0 | 40.4 | 0.0791 | 0 | 397 | 76400 | 573 | 150000
NE-HVAC-airAC-SpltPkg-240to759kBtuh-10p8eer | DEER2017 | D17 v2 |  | Any | ESe | 1985 | CZ09 | cWtd | Cap-Tons | 494 | 91120 | None | 56.2 | 0.083 | 0 | 56.2 | 0.083 | 0 | 56.2 | 0.083 | 0 | 56.2 | 0.083 | 0 | DEER:HVAC_Split-Package_AC | Annual | 1719 | 56.22 | 0.083 | 0 | 56.22 | 0.083 | 0 | NE-HVAC-airAC-SpltPkg-240to759kBtuh-10p8eer_MZDEER2017AnyESe1985CZ09cPVVG | 32866 | NE-HVAC-airAC-SpltPkg-240to759kBtuh-10p8eer_SZDEER2017AnyESe1985CZ09cDXGF | 32865 |  | 60.3 | 0.0775 | 0 | 39.9 | 0.105 | 0 | 60.3 | 0.0775 | 0 | 39.9 | 0.105 | 0 | 448 | 76400 | 678 | 150000
NE-HVAC-airAC-SpltPkg-240to759kBtuh-10p8eer | DEER2017 | D17 v2 |  | Any | ESe | 1985 | CZ10 | cWtd | Cap-Tons | 473.2 | 91120 | None | 63.1 | 0.0908 | 0 | 63.1 | 0.0908 | 0 | 63.1 | 0.0908 | 0 | 63.1 | 0.0908 | 0 | DEER:HVAC_Split-Package_AC | Annual | 1719 | 63.12 | 0.09084 | 0 | 63.12 | 0.09084 | 0 | NE-HVAC-airAC-SpltPkg-240to759kBtuh-10p8eer_MZDEER2017AnyESe1985CZ10cPVVG | 32868 | NE-HVAC-airAC-SpltPkg-240to759kBtuh-10p8eer_SZDEER2017AnyESe1985CZ10cDXGF | 32867 |  | 66.7 | 0.0848 | 0 | 48.8 | 0.115 | 0 | 66.7 | 0.0848 | 0 | 48.8 | 0.115 | 0 | 430 | 76400 | 646 | 150000
NE-HVAC-airAC-SpltPkg-240to759kBtuh-10p8eer | DEER2017 | D17 v2 |  | Any | ESe | 1985 | CZ11 | cWtd | Cap-Tons | 427.6 | 91120 | None | 64.8 | 0.0246 | 0 | 64.8 | 0.0246 | 0 | 64.8 | 0.0246 | 0 | 64.8 | 0.0246 | 0 | DEER:HVAC_Split-Package_AC | Annual | 1719 | 64.84 | 0.02464 | 0 | 64.84 | 0.02464 | 0 | NE-HVAC-airAC-SpltPkg-240to759kBtuh-10p8eer_MZDEER2017AnyESe1985CZ11cPVVG | 32870 | NE-HVAC-airAC-SpltPkg-240to759kBtuh-10p8eer_SZDEER2017AnyESe1985CZ11cDXGF | 32869 |  | 67.1 | 0.0247 | 0 | 55.8 | 0.0244 | 0 | 67.1 | 0.0247 | 0 | 55.8 | 0.0244 | 0 | 390 | 76400 | 578 | 150000
NE-HVAC-airAC-SpltPkg-240to759kBtuh-10p8eer | DEER2017 | D17 v2 |  | Any | ESe | 1985 | CZ12 | cWtd | Cap-Tons | 403.2 | 91120 | None | 55.6 | 0.0189 | 0 | 55.6 | 0.0189 | 0 | 55.6 | 0.0189 | 0 | 55.6 | 0.0189 | 0 | DEER:HVAC_Split-Package_AC | Annual | 1719 | 55.58 | 0.01892 | 0 | 55.58 | 0.01892 | 0 | NE-HVAC-airAC-SpltPkg-240to759kBtuh-10p8eer_MZDEER2017AnyESe1985CZ12cPVVG | 32872 | NE-HVAC-airAC-SpltPkg-240to759kBtuh-10p8eer_SZDEER2017AnyESe1985CZ12cDXGF | 32871 |  | 58.1 | 0.0191 | 0 | 45.5 | 0.0182 | 0 | 58.1 | 0.0191 | 0 | 45.5 | 0.0182 | 0 | 373 | 76400 | 524 | 150000
NE-HVAC-airAC-SpltPkg-240to759kBtuh-10p8eer | DEER2017 | D17 v2 |  | Any | ESe | 1985 | CZ13 | cWtd | Cap-Tons | 450.4 | 91120 | None | 66.4 | 0.0217 | 0 | 66.4 | 0.0217 | 0 | 66.4 | 0.0217 | 0 | 66.4 | 0.0217 | 0 | DEER:HVAC_Split-Package_AC | Annual | 1719 | 66.36 | 0.02172 | 0 | 66.36 | 0.02172 | 0 | NE-HVAC-airAC-SpltPkg-240to759kBtuh-10p8eer_MZDEER2017AnyESe1985CZ13cPVVG | 32874 | NE-HVAC-airAC-SpltPkg-240to759kBtuh-10p8eer_SZDEER2017AnyESe1985CZ13cDXGF | 32873 |  | 68 | 0.0218 | 0 | 59.8 | 0.0214 | 0 | 68 | 0.0218 | 0 | 59.8 | 0.0214 | 0 | 412 | 76400 | 604 | 150000
NE-HVAC-airAC-SpltPkg-240to759kBtuh-10p8eer | DEER2017 | D17 v2 |  | Any | ESe | 1985 | CZ14 | cWtd | Cap-Tons | 429.2 | 91120 | None | 68.5 | 0.087 | 0 | 68.5 | 0.087 | 0 | 68.5 | 0.087 | 0 | 68.5 | 0.087 | 0 | DEER:HVAC_Split-Package_AC | Annual | 1719 | 68.54 | 0.087 | 0 | 68.54 | 0.087 | 0 | NE-HVAC-airAC-SpltPkg-240to759kBtuh-10p8eer_MZDEER2017AnyESe1985CZ14cPVVG | 32876 | NE-HVAC-airAC-SpltPkg-240to759kBtuh-10p8eer_SZDEER2017AnyESe1985CZ14cDXGF | 32875 |  | 70.5 | 0.081 | 0 | 60.7 | 0.111 | 0 | 70.5 | 0.081 | 0 | 60.7 | 0.111 | 0 | 392 | 76400 | 578 | 150000
NE-HVAC-airAC-SpltPkg-240to759kBtuh-10p8eer | DEER2017 | D17 v2 |  | Any | ESe | 1985 | CZ15 | cWtd | Cap-Tons | 539 | 91120 | None | 112 | 0.0863 | 0 | 112 | 0.0863 | 0 | 112 | 0.0863 | 0 | 112 | 0.0863 | 0 | DEER:HVAC_Split-Package_AC | Annual | 1719 | 111.8 | 0.08632 | 0 | 111.8 | 0.08632 | 0 | NE-HVAC-airAC-SpltPkg-240to759kBtuh-10p8eer_MZDEER2017AnyESe1985CZ15cPVVG | 32878 | NE-HVAC-airAC-SpltPkg-240to759kBtuh-10p8eer_SZDEER2017AnyESe1985CZ15cDXGF | 32877 |  | 112 | 0.0799 | 0 | 111 | 0.112 | 0 | 112 | 0.0799 | 0 | 111 | 0.112 | 0 | 486 | 76400 | 751 | 150000
NE-HVAC-airAC-SpltPkg-240to759kBtuh-10p8eer | DEER2017 | D17 v2 |  | Any | ESe | 1985 | CZ16 | cWtd | Cap-Tons | 295.6 | 91120 | None | 34.6 | 0.0144 | 0 | 34.6 | 0.0144 | 0 | 34.6 | 0.0144 | 0 | 34.6 | 0.0144 | 0 | DEER:HVAC_Split-Package_AC | Annual | 1719 | 34.64 | 0.01438 | 0 | 34.64 | 0.01438 | 0 | NE-HVAC-airAC-SpltPkg-240to759kBtuh-10p8eer_MZDEER2017AnyESe1985CZ16cPVVG | 32880 | NE-HVAC-airAC-SpltPkg-240to759kBtuh-10p8eer_SZDEER2017AnyESe1985CZ16cDXGF | 32879 |  | 37.6 | 0.0153 | 0 | 22.8 | 0.0107 | 0 | 37.6 | 0.0153 | 0 | 22.8 | 0.0107 | 0 | 276 | 76400 | 374 | 150000
NE-HVAC-airAC-SpltPkg-240to759kBtuh-10p8eer | DEER2017 | D17 v2 |  | Any | ESe | 1996 | CZ01 | cWtd | Cap-Tons | 205.2 | 91120 | None | 23.6 | 0.0292 | 0 | 23.6 | 0.0292 | 0 | 23.6 | 0.0292 | 0 | 23.6 | 0.0292 | 0 | DEER:HVAC_Split-Package_AC | Annual | 1719 | 23.568 | 0.0292 | 0 | 23.568 | 0.0292 | 0 | NE-HVAC-airAC-SpltPkg-240to759kBtuh-10p8eer_MZDEER2017AnyESe1996CZ01cPVVG | 54210 | NE-HVAC-airAC-SpltPkg-240to759kBtuh-10p8eer_SZDEER2017AnyESe1996CZ01cDXGF | 54209 |  | 27.9 | 0.0286 | 0 | 6.24 | 0.0316 | 0 | 27.9 | 0.0286 | 0 | 6.24 | 0.0316 | 0 | 194 | 76400 | 250 | 150000
NE-HVAC-airAC-SpltPkg-240to759kBtuh-10p8eer | DEER2017 | D17 v2 |  | Any | ESe | 1996 | CZ02 | cWtd | Cap-Tons | 353.6 | 91120 | None | 45.3 | 0.0129 | 0 | 45.3 | 0.0129 | 0 | 45.3 | 0.0129 | 0 | 45.3 | 0.0129 | 0 | DEER:HVAC_Split-Package_AC | Annual | 1719 | 45.26 | 0.012924 | 0 | 45.26 | 0.012924 | 0 | NE-HVAC-airAC-SpltPkg-240to759kBtuh-10p8eer_MZDEER2017AnyESe1996CZ02cPVVG | 54212 | NE-HVAC-airAC-SpltPkg-240to759kBtuh-10p8eer_SZDEER2017AnyESe1996CZ02cDXGF | 54211 |  | 49.9 | 0.0143 | 0 | 26.7 | 0.00742 | 0 | 49.9 | 0.0143 | 0 | 26.7 | 0.00742 | 0 | 320 | 76400 | 488 | 150000
NE-HVAC-airAC-SpltPkg-240to759kBtuh-10p8eer | DEER2017 | D17 v2 |  | Any | ESe | 1996 | CZ03 | cWtd | Cap-Tons | 282.2 | 91120 | None | 37.1 | 0.000785 | 0 | 37.1 | 0.000785 | 0 | 37.1 | 0.000785 | 0 | 37.1 | 0.000785 | 0 | DEER:HVAC_Split-Package_AC | Annual | 1719 | 37.14 | 0.0007846 | 0 | 37.14 | 0.0007846 | 0 | NE-HVAC-airAC-SpltPkg-240to759kBtuh-10p8eer_MZDEER2017AnyESe1996CZ03cPVVG | 54214 | NE-HVAC-airAC-SpltPkg-240to759kBtuh-10p8eer_SZDEER2017AnyESe1996CZ03cDXGF | 54213 |  | 42.2 | 0.000954 | 0 | 16.9 | 0.000107 | 0 | 42.2 | 0.000954 | 0 | 16.9 | 0.000107 | 0 | 260 | 76400 | 371 | 150000
NE-HVAC-airAC-SpltPkg-240to759kBtuh-10p8eer | DEER2017 | D17 v2 |  | Any | ESe | 1996 | CZ04 | cWtd | Cap-Tons | 338.6 | 91120 | None | 51.5 | 0.077 | 0 | 51.5 | 0.077 | 0 | 51.5 | 0.077 | 0 | 51.5 | 0.077 | 0 | DEER:HVAC_Split-Package_AC | Annual | 1719 | 51.5 | 0.07696 | 0 | 51.5 | 0.07696 | 0 | NE-HVAC-airAC-SpltPkg-240to759kBtuh-10p8eer_MZDEER2017AnyESe1996CZ04cPVVG | 54216 | NE-HVAC-airAC-SpltPkg-240to759kBtuh-10p8eer_SZDEER2017AnyESe1996CZ04cDXGF | 54215 |  | 56.3 | 0.0721 | 0 | 32.3 | 0.0964 | 0 | 56.3 | 0.0721 | 0 | 32.3 | 0.0964 | 0 | 307 | 76400 | 465 | 150000
NE-HVAC-airAC-SpltPkg-240to759kBtuh-10p8eer | DEER2017 | D17 v2 |  | Any | ESe | 1996 | CZ05 | cWtd | Cap-Tons | 243.8 | 91120 | None | 41.6 | 0.045 | 0 | 41.6 | 0.045 | 0 | 41.6 | 0.045 | 0 | 41.6 | 0.045 | 0 | DEER:HVAC_Split-Package_AC | Annual | 1719 | 41.6 | 0.04502 | 0 | 41.6 | 0.04502 | 0 | NE-HVAC-airAC-SpltPkg-240to759kBtuh-10p8eer_MZDEER2017AnyESe1996CZ05cPVVG | 54218 | NE-HVAC-airAC-SpltPkg-240to759kBtuh-10p8eer_SZDEER2017AnyESe1996CZ05cDXGF | 54217 |  | 46.2 | 0.0438 | 0 | 23.2 | 0.0499 | 0 | 46.2 | 0.0438 | 0 | 23.2 | 0.0499 | 0 | 225 | 76400 | 319 | 150000
NE-HVAC-airAC-SpltPkg-240to759kBtuh-10p8eer | DEER2017 | D17 v2 |  | Any | ESe | 1996 | CZ06 | cWtd | Cap-Tons | 355.2 | 91120 | None | 54.2 | 0.0584 | 0 | 54.2 | 0.0584 | 0 | 54.2 | 0.0584 | 0 | 54.2 | 0.0584 | 0 | DEER:HVAC_Split-Package_AC | Annual | 1719 | 54.22 | 0.0584 | 0 | 54.22 | 0.0584 | 0 | NE-HVAC-airAC-SpltPkg-240to759kBtuh-10p8eer_MZDEER2017AnyESe1996CZ06cPVVG | 54220 | NE-HVAC-airAC-SpltPkg-240to759kBtuh-10p8eer_SZDEER2017AnyESe1996CZ06cDXGF | 54219 |  | 59.9 | 0.0553 | 0 | 31.5 | 0.0708 | 0 | 59.9 | 0.0553 | 0 | 31.5 | 0.0708 | 0 | 322 | 76400 | 488 | 150000
NE-HVAC-airAC-SpltPkg-240to759kBtuh-10p8eer | DEER2017 | D17 v2 |  | Any | ESe | 1996 | CZ07 | cWtd | Cap-Tons | 278.6 | 91120 | None | 57.6 | 0.0642 | 0 | 57.6 | 0.0642 | 0 | 57.6 | 0.0642 | 0 | 57.6 | 0.0642 | 0 | DEER:HVAC_Split-Package_AC | Annual | 1719 | 57.58 | 0.06418 | 0 | 57.58 | 0.06418 | 0 | NE-HVAC-airAC-SpltPkg-240to759kBtuh-10p8eer_MZDEER2017AnyESe1996CZ07cPVVG | 54222 | NE-HVAC-airAC-SpltPkg-240to759kBtuh-10p8eer_SZDEER2017AnyESe1996CZ07cDXGF | 54221 |  | 62.4 | 0.0598 | 0 | 38.3 | 0.0817 | 0 | 62.4 | 0.0598 | 0 | 38.3 | 0.0817 | 0 | 254 | 76400 | 377 | 150000
NE-HVAC-airAC-SpltPkg-240to759kBtuh-10p8eer | DEER2017 | D17 v2 |  | Any | ESe | 1996 | CZ08 | cWtd | Cap-Tons | 383.4 | 91120 | None | 59.5 | 0.0673 | 0 | 59.5 | 0.0673 | 0 | 59.5 | 0.0673 | 0 | 59.5 | 0.0673 | 0 | DEER:HVAC_Split-Package_AC | Annual | 1719 | 59.54 | 0.06734 | 0 | 59.54 | 0.06734 | 0 | NE-HVAC-airAC-SpltPkg-240to759kBtuh-10p8eer_MZDEER2017AnyESe1996CZ08cPVVG | 54224 | NE-HVAC-airAC-SpltPkg-240to759kBtuh-10p8eer_SZDEER2017AnyESe1996CZ08cDXGF | 54223 |  | 64.7 | 0.0641 | 0 | 38.9 | 0.0803 | 0 | 64.7 | 0.0641 | 0 | 38.9 | 0.0803 | 0 | 345 | 76400 | 537 | 150000
NE-HVAC-airAC-SpltPkg-240to759kBtuh-10p8eer | DEER2017 | D17 v2 |  | Any | ESe | 1996 | CZ09 | cWtd | Cap-Tons | 441 | 91120 | None | 55.5 | 0.0868 | 0 | 55.5 | 0.0868 | 0 | 55.5 | 0.0868 | 0 | 55.5 | 0.0868 | 0 | DEER:HVAC_Split-Package_AC | Annual | 1719 | 55.54 | 0.08676 | 0 | 55.54 | 0.08676 | 0 | NE-HVAC-airAC-SpltPkg-240to759kBtuh-10p8eer_MZDEER2017AnyESe1996CZ09cPVVG | 54226 | NE-HVAC-airAC-SpltPkg-240to759kBtuh-10p8eer_SZDEER2017AnyESe1996CZ09cDXGF | 54225 |  | 59.8 | 0.0817 | 0 | 38.5 | 0.107 | 0 | 59.8 | 0.0817 | 0 | 38.5 | 0.107 | 0 | 392 | 76400 | 637 | 150000
NE-HVAC-airAC-SpltPkg-240to759kBtuh-10p8eer | DEER2017 | D17 v2 |  | Any | ESe | 1996 | CZ10 | cWtd | Cap-Tons | 418.4 | 91120 | None | 62.3 | 0.0945 | 0 | 62.3 | 0.0945 | 0 | 62.3 | 0.0945 | 0 | 62.3 | 0.0945 | 0 | DEER:HVAC_Split-Package_AC | Annual | 1719 | 62.34 | 0.09448 | 0 | 62.34 | 0.09448 | 0 | NE-HVAC-airAC-SpltPkg-240to759kBtuh-10p8eer_MZDEER2017AnyESe1996CZ10cPVVG | 54228 | NE-HVAC-airAC-SpltPkg-240to759kBtuh-10p8eer_SZDEER2017AnyESe1996CZ10cDXGF | 54227 |  | 66.2 | 0.0891 | 0 | 46.9 | 0.116 | 0 | 66.2 | 0.0891 | 0 | 46.9 | 0.116 | 0 | 372 | 76400 | 604 | 150000
NE-HVAC-airAC-SpltPkg-240to759kBtuh-10p8eer | DEER2017 | D17 v2 |  | Any | ESe | 1996 | CZ11 | cWtd | Cap-Tons | 357.8 | 91120 | None | 68.1 | 0.0229 | 0 | 68.1 | 0.0229 | 0 | 68.1 | 0.0229 | 0 | 68.1 | 0.0229 | 0 | DEER:HVAC_Split-Package_AC | Annual | 1719 | 68.06 | 0.02294 | 0 | 68.06 | 0.02294 | 0 | NE-HVAC-airAC-SpltPkg-240to759kBtuh-10p8eer_MZDEER2017AnyESe1996CZ11cPVVG | 54230 | NE-HVAC-airAC-SpltPkg-240to759kBtuh-10p8eer_SZDEER2017AnyESe1996CZ11cDXGF | 54229 |  | 72 | 0.0233 | 0 | 52.3 | 0.0215 | 0 | 72 | 0.0233 | 0 | 52.3 | 0.0215 | 0 | 318 | 76400 | 517 | 150000
NE-HVAC-airAC-SpltPkg-240to759kBtuh-10p8eer | DEER2017 | D17 v2 |  | Any | ESe | 1996 | CZ12 | cWtd | Cap-Tons | 336.8 | 91120 | None | 58.1 | 0.0167 | 0 | 58.1 | 0.0167 | 0 | 58.1 | 0.0167 | 0 | 58.1 | 0.0167 | 0 | DEER:HVAC_Split-Package_AC | Annual | 1719 | 58.14 | 0.01668 | 0 | 58.14 | 0.01668 | 0 | NE-HVAC-airAC-SpltPkg-240to759kBtuh-10p8eer_MZDEER2017AnyESe1996CZ12cPVVG | 54232 | NE-HVAC-airAC-SpltPkg-240to759kBtuh-10p8eer_SZDEER2017AnyESe1996CZ12cDXGF | 54231 |  | 62.2 | 0.0176 | 0 | 41.9 | 0.013 | 0 | 62.2 | 0.0176 | 0 | 41.9 | 0.013 | 0 | 304 | 76400 | 468 | 150000
NE-HVAC-airAC-SpltPkg-240to759kBtuh-10p8eer | DEER2017 | D17 v2 |  | Any | ESe | 1996 | CZ13 | cWtd | Cap-Tons | 381.8 | 91120 | None | 69.8 | 0.0214 | 0 | 69.8 | 0.0214 | 0 | 69.8 | 0.0214 | 0 | 69.8 | 0.0214 | 0 | DEER:HVAC_Split-Package_AC | Annual | 1719 | 69.84 | 0.02142 | 0 | 69.84 | 0.02142 | 0 | NE-HVAC-airAC-SpltPkg-240to759kBtuh-10p8eer_MZDEER2017AnyESe1996CZ13cPVVG | 54234 | NE-HVAC-airAC-SpltPkg-240to759kBtuh-10p8eer_SZDEER2017AnyESe1996CZ13cDXGF | 54233 |  | 73.2 | 0.0221 | 0 | 56.4 | 0.0187 | 0 | 73.2 | 0.0221 | 0 | 56.4 | 0.0187 | 0 | 341 | 76400 | 545 | 150000
NE-HVAC-airAC-SpltPkg-240to759kBtuh-10p8eer | DEER2017 | D17 v2 |  | Any | ESe | 1996 | CZ14 | cWtd | Cap-Tons | 335.6 | 91120 | None | 72.9 | 0.0941 | 0 | 72.9 | 0.0941 | 0 | 72.9 | 0.0941 | 0 | 72.9 | 0.0941 | 0 | DEER:HVAC_Split-Package_AC | Annual | 1719 | 72.92 | 0.09408 | 0 | 72.92 | 0.09408 | 0 | NE-HVAC-airAC-SpltPkg-240to759kBtuh-10p8eer_MZDEER2017AnyESe1996CZ14cPVVG | 54236 | NE-HVAC-airAC-SpltPkg-240to759kBtuh-10p8eer_SZDEER2017AnyESe1996CZ14cDXGF | 54235 |  | 75.8 | 0.0886 | 0 | 61.4 | 0.116 | 0 | 75.8 | 0.0886 | 0 | 61.4 | 0.116 | 0 | 300 | 76400 | 478 | 150000
NE-HVAC-airAC-SpltPkg-240to759kBtuh-10p8eer | DEER2017 | D17 v2 |  | Any | ESe | 1996 | CZ15 | cWtd | Cap-Tons | 463.6 | 91120 | None | 109 | 0.0909 | 0 | 109 | 0.0909 | 0 | 109 | 0.0909 | 0 | 109 | 0.0909 | 0 | DEER:HVAC_Split-Package_AC | Annual | 1719 | 109 | 0.09088 | 0 | 109 | 0.09088 | 0 | NE-HVAC-airAC-SpltPkg-240to759kBtuh-10p8eer_MZDEER2017AnyESe1996CZ15cPVVG | 54238 | NE-HVAC-airAC-SpltPkg-240to759kBtuh-10p8eer_SZDEER2017AnyESe1996CZ15cDXGF | 54237 |  | 109 | 0.0851 | 0 | 109 | 0.114 | 0 | 109 | 0.0851 | 0 | 109 | 0.114 | 0 | 408 | 76400 | 686 | 150000
NE-HVAC-airAC-SpltPkg-240to759kBtuh-10p8eer | DEER2017 | D17 v2 |  | Any | ESe | 1996 | CZ16 | cWtd | Cap-Tons | 240.4 | 91120 | None | 35.7 | 0.00928 | 0 | 35.7 | 0.00928 | 0 | 35.7 | 0.00928 | 0 | 35.7 | 0.00928 | 0 | DEER:HVAC_Split-Package_AC | Annual | 1719 | 35.72 | 0.00928 | 0 | 35.72 | 0.00928 | 0 | NE-HVAC-airAC-SpltPkg-240to759kBtuh-10p8eer_MZDEER2017AnyESe1996CZ16cPVVG | 54240 | NE-HVAC-airAC-SpltPkg-240to759kBtuh-10p8eer_SZDEER2017AnyESe1996CZ16cDXGF | 54239 |  | 39.4 | 0.0103 | 0 | 21 | 0.0052 | 0 | 39.4 | 0.0103 | 0 | 21 | 0.0052 | 0 | 219 | 76400 | 326 | 150000
NE-HVAC-airAC-SpltPkg-240to759kBtuh-10p8eer | DEER2017 | D17 v2 |  | Any | ESe | 2003 | CZ01 | cWtd | Cap-Tons | 181.6 | 91120 | None | 20.4 | 0.0284 | 0 | 20.4 | 0.0284 | 0 | 20.4 | 0.0284 | 0 | 20.4 | 0.0284 | 0 | DEER:HVAC_Split-Package_AC | Annual | 1719 | 20.368 | 0.02836 | 0 | 20.368 | 0.02836 | 0 | NE-HVAC-airAC-SpltPkg-240to759kBtuh-10p8eer_MZDEER2017AnyESe2003CZ01cPVVG | 75570 | NE-HVAC-airAC-SpltPkg-240to759kBtuh-10p8eer_SZDEER2017AnyESe2003CZ01cDXGF | 75569 |  | 23.9 | 0.0277 | 0 | 6.24 | 0.031 | 0 | 23.9 | 0.0277 | 0 | 6.24 | 0.031 | 0 | 169 | 76400 | 232 | 150000
NE-HVAC-airAC-SpltPkg-240to759kBtuh-10p8eer | DEER2017 | D17 v2 |  | Any | ESe | 2003 | CZ02 | cWtd | Cap-Tons | 297.8 | 91120 | None | 37.8 | 0.0067 | 0 | 37.8 | 0.0067 | 0 | 37.8 | 0.0067 | 0 | 37.8 | 0.0067 | 0 | DEER:HVAC_Split-Package_AC | Annual | 1719 | 37.78 | 0.006704 | 0 | 37.78 | 0.006704 | 0 | NE-HVAC-airAC-SpltPkg-240to759kBtuh-10p8eer_MZDEER2017AnyESe2003CZ02cPVVG | 75572 | NE-HVAC-airAC-SpltPkg-240to759kBtuh-10p8eer_SZDEER2017AnyESe2003CZ02cDXGF | 75571 |  | 40.7 | 0.0077 | 0 | 26.1 | 0.00272 | 0 | 40.7 | 0.0077 | 0 | 26.1 | 0.00272 | 0 | 264 | 76400 | 433 | 150000
NE-HVAC-airAC-SpltPkg-240to759kBtuh-10p8eer | DEER2017 | D17 v2 |  | Any | ESe | 2003 | CZ03 | cWtd | Cap-Tons | 253.4 | 91120 | None | 33.5 | 0.00034 | 0 | 33.5 | 0.00034 | 0 | 33.5 | 0.00034 | 0 | 33.5 | 0.00034 | 0 | DEER:HVAC_Split-Package_AC | Annual | 1719 | 33.54 | 0.00033992 | 0 | 33.54 | 0.00033992 | 0 | NE-HVAC-airAC-SpltPkg-240to759kBtuh-10p8eer_MZDEER2017AnyESe2003CZ03cPVVG | 75574 | NE-HVAC-airAC-SpltPkg-240to759kBtuh-10p8eer_SZDEER2017AnyESe2003CZ03cDXGF | 75573 |  | 37.6 | 0.000414 | 0 | 17.3 | 4.36e-05 | 0 | 37.6 | 0.000414 | 0 | 17.3 | 4.36e-05 | 0 | 230 | 76400 | 347 | 150000
NE-HVAC-airAC-SpltPkg-240to759kBtuh-10p8eer | DEER2017 | D17 v2 |  | Any | ESe | 2003 | CZ04 | cWtd | Cap-Tons | 305.8 | 91120 | None | 46.7 | 0.0752 | 0 | 46.7 | 0.0752 | 0 | 46.7 | 0.0752 | 0 | 46.7 | 0.0752 | 0 | DEER:HVAC_Split-Package_AC | Annual | 1719 | 46.7 | 0.07518 | 0 | 46.7 | 0.07518 | 0 | NE-HVAC-airAC-SpltPkg-240to759kBtuh-10p8eer_MZDEER2017AnyESe2003CZ04cPVVG | 75576 | NE-HVAC-airAC-SpltPkg-240to759kBtuh-10p8eer_SZDEER2017AnyESe2003CZ04cDXGF | 75575 |  | 50.3 | 0.0699 | 0 | 32.3 | 0.0963 | 0 | 50.3 | 0.0699 | 0 | 32.3 | 0.0963 | 0 | 273 | 76400 | 437 | 150000
NE-HVAC-airAC-SpltPkg-240to759kBtuh-10p8eer | DEER2017 | D17 v2 |  | Any | ESe | 2003 | CZ05 | cWtd | Cap-Tons | 217.4 | 91120 | None | 39.6 | 0.042 | 0 | 39.6 | 0.042 | 0 | 39.6 | 0.042 | 0 | 39.6 | 0.042 | 0 | DEER:HVAC_Split-Package_AC | Annual | 1719 | 39.64 | 0.04198 | 0 | 39.64 | 0.04198 | 0 | NE-HVAC-airAC-SpltPkg-240to759kBtuh-10p8eer_MZDEER2017AnyESe2003CZ05cPVVG | 75578 | NE-HVAC-airAC-SpltPkg-240to759kBtuh-10p8eer_SZDEER2017AnyESe2003CZ05cDXGF | 75577 |  | 43.7 | 0.0401 | 0 | 23.4 | 0.0495 | 0 | 43.7 | 0.0401 | 0 | 23.4 | 0.0495 | 0 | 197 | 76400 | 299 | 150000
NE-HVAC-airAC-SpltPkg-240to759kBtuh-10p8eer | DEER2017 | D17 v2 |  | Any | ESe | 2003 | CZ06 | cWtd | Cap-Tons | 329.6 | 91120 | None | 51.3 | 0.0569 | 0 | 51.3 | 0.0569 | 0 | 51.3 | 0.0569 | 0 | 51.3 | 0.0569 | 0 | DEER:HVAC_Split-Package_AC | Annual | 1719 | 51.34 | 0.05694 | 0 | 51.34 | 0.05694 | 0 | NE-HVAC-airAC-SpltPkg-240to759kBtuh-10p8eer_MZDEER2017AnyESe2003CZ06cPVVG | 75580 | NE-HVAC-airAC-SpltPkg-240to759kBtuh-10p8eer_SZDEER2017AnyESe2003CZ06cDXGF | 75579 |  | 56.2 | 0.0534 | 0 | 31.9 | 0.0711 | 0 | 56.2 | 0.0534 | 0 | 31.9 | 0.0711 | 0 | 295 | 76400 | 468 | 150000
NE-HVAC-airAC-SpltPkg-240to759kBtuh-10p8eer | DEER2017 | D17 v2 |  | Any | ESe | 2003 | CZ07 | cWtd | Cap-Tons | 257.2 | 91120 | None | 56.9 | 0.0642 | 0 | 56.9 | 0.0642 | 0 | 56.9 | 0.0642 | 0 | 56.9 | 0.0642 | 0 | DEER:HVAC_Split-Package_AC | Annual | 1719 | 56.86 | 0.06424 | 0 | 56.86 | 0.06424 | 0 | NE-HVAC-airAC-SpltPkg-240to759kBtuh-10p8eer_MZDEER2017AnyESe2003CZ07cPVVG | 75582 | NE-HVAC-airAC-SpltPkg-240to759kBtuh-10p8eer_SZDEER2017AnyESe2003CZ07cDXGF | 75581 |  | 61.2 | 0.0599 | 0 | 39.5 | 0.0816 | 0 | 61.2 | 0.0599 | 0 | 39.5 | 0.0816 | 0 | 231 | 76400 | 362 | 150000
NE-HVAC-airAC-SpltPkg-240to759kBtuh-10p8eer | DEER2017 | D17 v2 |  | Any | ESe | 2003 | CZ08 | cWtd | Cap-Tons | 355 | 91120 | None | 57.3 | 0.0652 | 0 | 57.3 | 0.0652 | 0 | 57.3 | 0.0652 | 0 | 57.3 | 0.0652 | 0 | DEER:HVAC_Split-Package_AC | Annual | 1719 | 57.32 | 0.06516 | 0 | 57.32 | 0.06516 | 0 | NE-HVAC-airAC-SpltPkg-240to759kBtuh-10p8eer_MZDEER2017AnyESe2003CZ08cPVVG | 75584 | NE-HVAC-airAC-SpltPkg-240to759kBtuh-10p8eer_SZDEER2017AnyESe2003CZ08cDXGF | 75583 |  | 61.8 | 0.0613 | 0 | 39.4 | 0.0806 | 0 | 61.8 | 0.0613 | 0 | 39.4 | 0.0806 | 0 | 315 | 76400 | 515 | 150000
NE-HVAC-airAC-SpltPkg-240to759kBtuh-10p8eer | DEER2017 | D17 v2 |  | Any | ESe | 2003 | CZ09 | cWtd | Cap-Tons | 406.4 | 91120 | None | 55.6 | 0.0849 | 0 | 55.6 | 0.0849 | 0 | 55.6 | 0.0849 | 0 | 55.6 | 0.0849 | 0 | DEER:HVAC_Split-Package_AC | Annual | 1719 | 55.58 | 0.08488 | 0 | 55.58 | 0.08488 | 0 | NE-HVAC-airAC-SpltPkg-240to759kBtuh-10p8eer_MZDEER2017AnyESe2003CZ09cPVVG | 75586 | NE-HVAC-airAC-SpltPkg-240to759kBtuh-10p8eer_SZDEER2017AnyESe2003CZ09cDXGF | 75585 |  | 59.8 | 0.0796 | 0 | 38.7 | 0.106 | 0 | 59.8 | 0.0796 | 0 | 38.7 | 0.106 | 0 | 356 | 76400 | 608 | 150000
NE-HVAC-airAC-SpltPkg-240to759kBtuh-10p8eer | DEER2017 | D17 v2 |  | Any | ESe | 2003 | CZ10 | cWtd | Cap-Tons | 354.2 | 91120 | None | 58.6 | 0.0932 | 0 | 58.6 | 0.0932 | 0 | 58.6 | 0.0932 | 0 | 58.6 | 0.0932 | 0 | DEER:HVAC_Split-Package_AC | Annual | 1719 | 58.56 | 0.0932 | 0 | 58.56 | 0.0932 | 0 | NE-HVAC-airAC-SpltPkg-240to759kBtuh-10p8eer_MZDEER2017AnyESe2003CZ10cPVVG | 75588 | NE-HVAC-airAC-SpltPkg-240to759kBtuh-10p8eer_SZDEER2017AnyESe2003CZ10cDXGF | 75587 |  | 61.9 | 0.0875 | 0 | 45.2 | 0.116 | 0 | 61.9 | 0.0875 | 0 | 45.2 | 0.116 | 0 | 308 | 76400 | 539 | 150000
NE-HVAC-airAC-SpltPkg-240to759kBtuh-10p8eer | DEER2017 | D17 v2 |  | Any | ESe | 2003 | CZ11 | cWtd | Cap-Tons | 309.2 | 91120 | None | 61.3 | 0.0198 | 0 | 61.3 | 0.0198 | 0 | 61.3 | 0.0198 | 0 | 61.3 | 0.0198 | 0 | DEER:HVAC_Split-Package_AC | Annual | 1719 | 61.32 | 0.01976 | 0 | 61.32 | 0.01976 | 0 | NE-HVAC-airAC-SpltPkg-240to759kBtuh-10p8eer_MZDEER2017AnyESe2003CZ11cPVVG | 75590 | NE-HVAC-airAC-SpltPkg-240to759kBtuh-10p8eer_SZDEER2017AnyESe2003CZ11cDXGF | 75589 |  | 63.6 | 0.0199 | 0 | 52.2 | 0.0192 | 0 | 63.6 | 0.0199 | 0 | 52.2 | 0.0192 | 0 | 269 | 76400 | 470 | 150000
NE-HVAC-airAC-SpltPkg-240to759kBtuh-10p8eer | DEER2017 | D17 v2 |  | Any | ESe | 2003 | CZ12 | cWtd | Cap-Tons | 285.6 | 91120 | None | 51.4 | 0.014 | 0 | 51.4 | 0.014 | 0 | 51.4 | 0.014 | 0 | 51.4 | 0.014 | 0 | DEER:HVAC_Split-Package_AC | Annual | 1719 | 51.4 | 0.01402 | 0 | 51.4 | 0.01402 | 0 | NE-HVAC-airAC-SpltPkg-240to759kBtuh-10p8eer_MZDEER2017AnyESe2003CZ12cPVVG | 75592 | NE-HVAC-airAC-SpltPkg-240to759kBtuh-10p8eer_SZDEER2017AnyESe2003CZ12cDXGF | 75591 |  | 53.3 | 0.0149 | 0 | 43.8 | 0.0105 | 0 | 53.3 | 0.0149 | 0 | 43.8 | 0.0105 | 0 | 254 | 76400 | 412 | 150000
NE-HVAC-airAC-SpltPkg-240to759kBtuh-10p8eer | DEER2017 | D17 v2 |  | Any | ESe | 2003 | CZ13 | cWtd | Cap-Tons | 337.4 | 91120 | None | 61.6 | 0.0168 | 0 | 61.6 | 0.0168 | 0 | 61.6 | 0.0168 | 0 | 61.6 | 0.0168 | 0 | DEER:HVAC_Split-Package_AC | Annual | 1719 | 61.64 | 0.0168 | 0 | 61.64 | 0.0168 | 0 | NE-HVAC-airAC-SpltPkg-240to759kBtuh-10p8eer_MZDEER2017AnyESe2003CZ13cPVVG | 75594 | NE-HVAC-airAC-SpltPkg-240to759kBtuh-10p8eer_SZDEER2017AnyESe2003CZ13cDXGF | 75593 |  | 63.1 | 0.0168 | 0 | 55.8 | 0.0168 | 0 | 63.1 | 0.0168 | 0 | 55.8 | 0.0168 | 0 | 296 | 76400 | 503 | 150000
NE-HVAC-airAC-SpltPkg-240to759kBtuh-10p8eer | DEER2017 | D17 v2 |  | Any | ESe | 2003 | CZ14 | cWtd | Cap-Tons | 321.2 | 91120 | None | 65.1 | 0.0897 | 0 | 65.1 | 0.0897 | 0 | 65.1 | 0.0897 | 0 | 65.1 | 0.0897 | 0 | DEER:HVAC_Split-Package_AC | Annual | 1719 | 65.08 | 0.08972 | 0 | 65.08 | 0.08972 | 0 | NE-HVAC-airAC-SpltPkg-240to759kBtuh-10p8eer_MZDEER2017AnyESe2003CZ14cPVVG | 75596 | NE-HVAC-airAC-SpltPkg-240to759kBtuh-10p8eer_SZDEER2017AnyESe2003CZ14cDXGF | 75595 |  | 67.3 | 0.0839 | 0 | 56.2 | 0.113 | 0 | 67.3 | 0.0839 | 0 | 56.2 | 0.113 | 0 | 281 | 76400 | 482 | 150000
NE-HVAC-airAC-SpltPkg-240to759kBtuh-10p8eer | DEER2017 | D17 v2 |  | Any | ESe | 2003 | CZ15 | cWtd | Cap-Tons | 417.8 | 91120 | None | 105 | 0.0892 | 0 | 105 | 0.0892 | 0 | 105 | 0.0892 | 0 | 105 | 0.0892 | 0 | DEER:HVAC_Split-Package_AC | Annual | 1719 | 104.6 | 0.08924 | 0 | 104.6 | 0.08924 | 0 | NE-HVAC-airAC-SpltPkg-240to759kBtuh-10p8eer_MZDEER2017AnyESe2003CZ15cPVVG | 75598 | NE-HVAC-airAC-SpltPkg-240to759kBtuh-10p8eer_SZDEER2017AnyESe2003CZ15cDXGF | 75597 |  | 104 | 0.0828 | 0 | 107 | 0.115 | 0 | 104 | 0.0828 | 0 | 107 | 0.115 | 0 | 361 | 76400 | 645 | 150000
NE-HVAC-airAC-SpltPkg-240to759kBtuh-10p8eer | DEER2017 | D17 v2 |  | Any | ESe | 2003 | CZ16 | cWtd | Cap-Tons | 213.6 | 91120 | None | 33.3 | 0.00877 | 0 | 33.3 | 0.00877 | 0 | 33.3 | 0.00877 | 0 | 33.3 | 0.00877 | 0 | DEER:HVAC_Split-Package_AC | Annual | 1719 | 33.34 | 0.008772 | 0 | 33.34 | 0.008772 | 0 | NE-HVAC-airAC-SpltPkg-240to759kBtuh-10p8eer_MZDEER2017AnyESe2003CZ16cPVVG | 75600 | NE-HVAC-airAC-SpltPkg-240to759kBtuh-10p8eer_SZDEER2017AnyESe2003CZ16cDXGF | 75599 |  | 36.5 | 0.00987 | 0 | 20.7 | 0.00438 | 0 | 36.5 | 0.00987 | 0 | 20.7 | 0.00438 | 0 | 191 | 76400 | 304 | 150000
NE-HVAC-airAC-SpltPkg-240to759kBtuh-10p8eer | DEER2017 | D17 v2 |  | Any | ESe | 2007 | CZ01 | cWtd | Cap-Tons | 180.4 | 91120 | None | 19.8 | 0.0282 | 0 | 19.8 | 0.0282 | 0 | 19.8 | 0.0282 | 0 | 19.8 | 0.0282 | 0 | DEER:HVAC_Split-Package_AC | Annual | 1719 | 19.778 | 0.02822 | 0 | 19.778 | 0.02822 | 0 | NE-HVAC-airAC-SpltPkg-240to759kBtuh-10p8eer_MZDEER2017AnyESe2007CZ01cPVVG | 96930 | NE-HVAC-airAC-SpltPkg-240to759kBtuh-10p8eer_SZDEER2017AnyESe2007CZ01cDXGF | 96929 |  | 23.2 | 0.0276 | 0 | 6.09 | 0.0307 | 0 | 23.2 | 0.0276 | 0 | 6.09 | 0.0307 | 0 | 168 | 76400 | 230 | 150000
NE-HVAC-airAC-SpltPkg-240to759kBtuh-10p8eer | DEER2017 | D17 v2 |  | Any | ESe | 2007 | CZ02 | cWtd | Cap-Tons | 295.4 | 91120 | None | 37 | 0.0067 | 0 | 37 | 0.0067 | 0 | 37 | 0.0067 | 0 | 37 | 0.0067 | 0 | DEER:HVAC_Split-Package_AC | Annual | 1719 | 37.02 | 0.006702 | 0 | 37.02 | 0.006702 | 0 | NE-HVAC-airAC-SpltPkg-240to759kBtuh-10p8eer_MZDEER2017AnyESe2007CZ02cPVVG | 96932 | NE-HVAC-airAC-SpltPkg-240to759kBtuh-10p8eer_SZDEER2017AnyESe2007CZ02cDXGF | 96931 |  | 39.8 | 0.0077 | 0 | 25.9 | 0.00271 | 0 | 39.8 | 0.0077 | 0 | 25.9 | 0.00271 | 0 | 262 | 76400 | 429 | 150000
NE-HVAC-airAC-SpltPkg-240to759kBtuh-10p8eer | DEER2017 | D17 v2 |  | Any | ESe | 2007 | CZ03 | cWtd | Cap-Tons | 251.2 | 91120 | None | 33 | 0.00034 | 0 | 33 | 0.00034 | 0 | 33 | 0.00034 | 0 | 33 | 0.00034 | 0 | DEER:HVAC_Split-Package_AC | Annual | 1719 | 33.04 | 0.00033996 | 0 | 33.04 | 0.00033996 | 0 | NE-HVAC-airAC-SpltPkg-240to759kBtuh-10p8eer_MZDEER2017AnyESe2007CZ03cPVVG | 96934 | NE-HVAC-airAC-SpltPkg-240to759kBtuh-10p8eer_SZDEER2017AnyESe2007CZ03cDXGF | 96933 |  | 37 | 0.000414 | 0 | 17.2 | 4.38e-05 | 0 | 37 | 0.000414 | 0 | 17.2 | 4.38e-05 | 0 | 228 | 76400 | 344 | 150000
NE-HVAC-airAC-SpltPkg-240to759kBtuh-10p8eer | DEER2017 | D17 v2 |  | Any | ESe | 2007 | CZ04 | cWtd | Cap-Tons | 303.4 | 91120 | None | 46.2 | 0.0752 | 0 | 46.2 | 0.0752 | 0 | 46.2 | 0.0752 | 0 | 46.2 | 0.0752 | 0 | DEER:HVAC_Split-Package_AC | Annual | 1719 | 46.18 | 0.0752 | 0 | 46.18 | 0.0752 | 0 | NE-HVAC-airAC-SpltPkg-240to759kBtuh-10p8eer_MZDEER2017AnyESe2007CZ04cPVVG | 96936 | NE-HVAC-airAC-SpltPkg-240to759kBtuh-10p8eer_SZDEER2017AnyESe2007CZ04cDXGF | 96935 |  | 49.7 | 0.0699 | 0 | 32.1 | 0.0964 | 0 | 49.7 | 0.0699 | 0 | 32.1 | 0.0964 | 0 | 271 | 76400 | 433 | 150000
NE-HVAC-airAC-SpltPkg-240to759kBtuh-10p8eer | DEER2017 | D17 v2 |  | Any | ESe | 2007 | CZ05 | cWtd | Cap-Tons | 215.2 | 91120 | None | 39.3 | 0.0419 | 0 | 39.3 | 0.0419 | 0 | 39.3 | 0.0419 | 0 | 39.3 | 0.0419 | 0 | DEER:HVAC_Split-Package_AC | Annual | 1719 | 39.26 | 0.04188 | 0 | 39.26 | 0.04188 | 0 | NE-HVAC-airAC-SpltPkg-240to759kBtuh-10p8eer_MZDEER2017AnyESe2007CZ05cPVVG | 96938 | NE-HVAC-airAC-SpltPkg-240to759kBtuh-10p8eer_SZDEER2017AnyESe2007CZ05cDXGF | 96937 |  | 43.3 | 0.04 | 0 | 23.1 | 0.0494 | 0 | 43.3 | 0.04 | 0 | 23.1 | 0.0494 | 0 | 195 | 76400 | 296 | 150000
NE-HVAC-airAC-SpltPkg-240to759kBtuh-10p8eer | DEER2017 | D17 v2 |  | Any | ESe | 2007 | CZ06 | cWtd | Cap-Tons | 327.4 | 91120 | None | 51 | 0.0569 | 0 | 51 | 0.0569 | 0 | 51 | 0.0569 | 0 | 51 | 0.0569 | 0 | DEER:HVAC_Split-Package_AC | Annual | 1719 | 50.96 | 0.05694 | 0 | 50.96 | 0.05694 | 0 | NE-HVAC-airAC-SpltPkg-240to759kBtuh-10p8eer_MZDEER2017AnyESe2007CZ06cPVVG | 96940 | NE-HVAC-airAC-SpltPkg-240to759kBtuh-10p8eer_SZDEER2017AnyESe2007CZ06cDXGF | 96939 |  | 55.8 | 0.0534 | 0 | 31.6 | 0.0711 | 0 | 55.8 | 0.0534 | 0 | 31.6 | 0.0711 | 0 | 293 | 76400 | 465 | 150000
NE-HVAC-airAC-SpltPkg-240to759kBtuh-10p8eer | DEER2017 | D17 v2 |  | Any | ESe | 2007 | CZ07 | cWtd | Cap-Tons | 255 | 91120 | None | 56.7 | 0.0642 | 0 | 56.7 | 0.0642 | 0 | 56.7 | 0.0642 | 0 | 56.7 | 0.0642 | 0 | DEER:HVAC_Split-Package_AC | Annual | 1719 | 56.66 | 0.06424 | 0 | 56.66 | 0.06424 | 0 | NE-HVAC-airAC-SpltPkg-240to759kBtuh-10p8eer_MZDEER2017AnyESe2007CZ07cPVVG | 96942 | NE-HVAC-airAC-SpltPkg-240to759kBtuh-10p8eer_SZDEER2017AnyESe2007CZ07cDXGF | 96941 |  | 61 | 0.0599 | 0 | 39.3 | 0.0816 | 0 | 61 | 0.0599 | 0 | 39.3 | 0.0816 | 0 | 229 | 76400 | 359 | 150000
NE-HVAC-airAC-SpltPkg-240to759kBtuh-10p8eer | DEER2017 | D17 v2 |  | Any | ESe | 2007 | CZ08 | cWtd | Cap-Tons | 352.8 | 91120 | None | 57 | 0.0651 | 0 | 57 | 0.0651 | 0 | 57 | 0.0651 | 0 | 57 | 0.0651 | 0 | DEER:HVAC_Split-Package_AC | Annual | 1719 | 56.96 | 0.06514 | 0 | 56.96 | 0.06514 | 0 | NE-HVAC-airAC-SpltPkg-240to759kBtuh-10p8eer_MZDEER2017AnyESe2007CZ08cPVVG | 96944 | NE-HVAC-airAC-SpltPkg-240to759kBtuh-10p8eer_SZDEER2017AnyESe2007CZ08cDXGF | 96943 |  | 61.4 | 0.0613 | 0 | 39.2 | 0.0805 | 0 | 61.4 | 0.0613 | 0 | 39.2 | 0.0805 | 0 | 313 | 76400 | 512 | 150000
NE-HVAC-airAC-SpltPkg-240to759kBtuh-10p8eer | DEER2017 | D17 v2 |  | Any | ESe | 2007 | CZ09 | cWtd | Cap-Tons | 404 | 91120 | None | 55 | 0.0849 | 0 | 55 | 0.0849 | 0 | 55 | 0.0849 | 0 | 55 | 0.0849 | 0 | DEER:HVAC_Split-Package_AC | Annual | 1719 | 54.98 | 0.08488 | 0 | 54.98 | 0.08488 | 0 | NE-HVAC-airAC-SpltPkg-240to759kBtuh-10p8eer_MZDEER2017AnyESe2007CZ09cPVVG | 96946 | NE-HVAC-airAC-SpltPkg-240to759kBtuh-10p8eer_SZDEER2017AnyESe2007CZ09cDXGF | 96945 |  | 59.1 | 0.0796 | 0 | 38.5 | 0.106 | 0 | 59.1 | 0.0796 | 0 | 38.5 | 0.106 | 0 | 354 | 76400 | 604 | 150000
NE-HVAC-airAC-SpltPkg-240to759kBtuh-10p8eer | DEER2017 | D17 v2 |  | Any | ESe | 2007 | CZ10 | cWtd | Cap-Tons | 351.8 | 91120 | None | 58 | 0.0933 | 0 | 58 | 0.0933 | 0 | 58 | 0.0933 | 0 | 58 | 0.0933 | 0 | DEER:HVAC_Split-Package_AC | Annual | 1719 | 58.04 | 0.09328 | 0 | 58.04 | 0.09328 | 0 | NE-HVAC-airAC-SpltPkg-240to759kBtuh-10p8eer_MZDEER2017AnyESe2007CZ10cPVVG | 96948 | NE-HVAC-airAC-SpltPkg-240to759kBtuh-10p8eer_SZDEER2017AnyESe2007CZ10cDXGF | 96947 |  | 61.3 | 0.0876 | 0 | 45 | 0.116 | 0 | 61.3 | 0.0876 | 0 | 45 | 0.116 | 0 | 306 | 76400 | 535 | 150000
NE-HVAC-airAC-SpltPkg-240to759kBtuh-10p8eer | DEER2017 | D17 v2 |  | Any | ESe | 2007 | CZ11 | cWtd | Cap-Tons | 307.8 | 91120 | None | 60.7 | 0.0198 | 0 | 60.7 | 0.0198 | 0 | 60.7 | 0.0198 | 0 | 60.7 | 0.0198 | 0 | DEER:HVAC_Split-Package_AC | Annual | 1719 | 60.66 | 0.01978 | 0 | 60.66 | 0.01978 | 0 | NE-HVAC-airAC-SpltPkg-240to759kBtuh-10p8eer_MZDEER2017AnyESe2007CZ11cPVVG | 96950 | NE-HVAC-airAC-SpltPkg-240to759kBtuh-10p8eer_SZDEER2017AnyESe2007CZ11cDXGF | 96949 |  | 62.8 | 0.0199 | 0 | 52.1 | 0.0193 | 0 | 62.8 | 0.0199 | 0 | 52.1 | 0.0193 | 0 | 268 | 76400 | 467 | 150000
NE-HVAC-airAC-SpltPkg-240to759kBtuh-10p8eer | DEER2017 | D17 v2 |  | Any | ESe | 2007 | CZ12 | cWtd | Cap-Tons | 283.2 | 91120 | None | 50.7 | 0.0145 | 0 | 50.7 | 0.0145 | 0 | 50.7 | 0.0145 | 0 | 50.7 | 0.0145 | 0 | DEER:HVAC_Split-Package_AC | Annual | 1719 | 50.74 | 0.0145 | 0 | 50.74 | 0.0145 | 0 | NE-HVAC-airAC-SpltPkg-240to759kBtuh-10p8eer_MZDEER2017AnyESe2007CZ12cPVVG | 96952 | NE-HVAC-airAC-SpltPkg-240to759kBtuh-10p8eer_SZDEER2017AnyESe2007CZ12cDXGF | 96951 |  | 52.5 | 0.0155 | 0 | 43.7 | 0.0105 | 0 | 52.5 | 0.0155 | 0 | 43.7 | 0.0105 | 0 | 252 | 76400 | 408 | 150000
NE-HVAC-airAC-SpltPkg-240to759kBtuh-10p8eer | DEER2017 | D17 v2 |  | Any | ESe | 2007 | CZ13 | cWtd | Cap-Tons | 335.2 | 91120 | None | 61.1 | 0.017 | 0 | 61.1 | 0.017 | 0 | 61.1 | 0.017 | 0 | 61.1 | 0.017 | 0 | DEER:HVAC_Split-Package_AC | Annual | 1719 | 61.06 | 0.01704 | 0 | 61.06 | 0.01704 | 0 | NE-HVAC-airAC-SpltPkg-240to759kBtuh-10p8eer_MZDEER2017AnyESe2007CZ13cPVVG | 96954 | NE-HVAC-airAC-SpltPkg-240to759kBtuh-10p8eer_SZDEER2017AnyESe2007CZ13cDXGF | 96953 |  | 62.4 | 0.0171 | 0 | 55.7 | 0.0168 | 0 | 62.4 | 0.0171 | 0 | 55.7 | 0.0168 | 0 | 294 | 76400 | 500 | 150000
NE-HVAC-airAC-SpltPkg-240to759kBtuh-10p8eer | DEER2017 | D17 v2 |  | Any | ESe | 2007 | CZ14 | cWtd | Cap-Tons | 318.8 | 91120 | None | 64.5 | 0.0897 | 0 | 64.5 | 0.0897 | 0 | 64.5 | 0.0897 | 0 | 64.5 | 0.0897 | 0 | DEER:HVAC_Split-Package_AC | Annual | 1719 | 64.5 | 0.08972 | 0 | 64.5 | 0.08972 | 0 | NE-HVAC-airAC-SpltPkg-240to759kBtuh-10p8eer_MZDEER2017AnyESe2007CZ14cPVVG | 96956 | NE-HVAC-airAC-SpltPkg-240to759kBtuh-10p8eer_SZDEER2017AnyESe2007CZ14cDXGF | 96955 |  | 66.6 | 0.0839 | 0 | 56.1 | 0.113 | 0 | 66.6 | 0.0839 | 0 | 56.1 | 0.113 | 0 | 279 | 76400 | 478 | 150000
NE-HVAC-airAC-SpltPkg-240to759kBtuh-10p8eer | DEER2017 | D17 v2 |  | Any | ESe | 2007 | CZ15 | cWtd | Cap-Tons | 415.4 | 91120 | None | 105 | 0.0893 | 0 | 105 | 0.0893 | 0 | 105 | 0.0893 | 0 | 105 | 0.0893 | 0 | DEER:HVAC_Split-Package_AC | Annual | 1719 | 104.6 | 0.08932 | 0 | 104.6 | 0.08932 | 0 | NE-HVAC-airAC-SpltPkg-240to759kBtuh-10p8eer_MZDEER2017AnyESe2007CZ15cPVVG | 96958 | NE-HVAC-airAC-SpltPkg-240to759kBtuh-10p8eer_SZDEER2017AnyESe2007CZ15cDXGF | 96957 |  | 104 | 0.0829 | 0 | 107 | 0.115 | 0 | 104 | 0.0829 | 0 | 107 | 0.115 | 0 | 359 | 76400 | 641 | 150000
NE-HVAC-airAC-SpltPkg-240to759kBtuh-10p8eer | DEER2017 | D17 v2 |  | Any | ESe | 2007 | CZ16 | cWtd | Cap-Tons | 212.2 | 91120 | None | 32.8 | 0.00878 | 0 | 32.8 | 0.00878 | 0 | 32.8 | 0.00878 | 0 | 32.8 | 0.00878 | 0 | DEER:HVAC_Split-Package_AC | Annual | 1719 | 32.84 | 0.008778 | 0 | 32.84 | 0.008778 | 0 | NE-HVAC-airAC-SpltPkg-240to759kBtuh-10p8eer_MZDEER2017AnyESe2007CZ16cPVVG | 96960 | NE-HVAC-airAC-SpltPkg-240to759kBtuh-10p8eer_SZDEER2017AnyESe2007CZ16cDXGF | 96959 |  | 35.9 | 0.00987 | 0 | 20.6 | 0.00441 | 0 | 35.9 | 0.00987 | 0 | 20.6 | 0.00441 | 0 | 190 | 76400 | 301 | 150000
NE-HVAC-airAC-SpltPkg-240to759kBtuh-10p8eer | DEER2017 | D17 v2 |  | Any | ESe | 2011 | CZ01 | cWtd | Cap-Tons | 178.6 | 91120 | None | 69.5 | 0.0365 | 4.76 | 20 | 0.0283 | 0 | 69.5 | 0.0365 | 4.76 | 20 | 0.0283 | 0 | DEER:HVAC_Split-Package_AC | Annual | 1719 | 69.52 | 0.03652 | 4.76 | 19.964 | 0.02834 | 0 | NE-HVAC-airAC-SpltPkg-240to759kBtuh-10p8eer_MZDEER2017AnyESe2011CZ01cPVVG | 118290 | NE-HVAC-airAC-SpltPkg-240to759kBtuh-10p8eer_SZDEER2017AnyESe2011CZ01cDXGF | 118289 |  | 23.4 | 0.0277 | 0 | 254 | 0.0718 | 23.8 | 23.4 | 0.0277 | 0 | 6.22 | 0.0309 | 0 | 166 | 76400 | 229 | 150000
NE-HVAC-airAC-SpltPkg-240to759kBtuh-10p8eer | DEER2017 | D17 v2 |  | Any | ESe | 2011 | CZ02 | cWtd | Cap-Tons | 293 | 91120 | None | 96.5 | 0.00978 | -0.938 | 36.7 | 0.00646 | 0 | 96.5 | 0.00978 | -0.938 | 36.7 | 0.00646 | 0 | DEER:HVAC_Split-Package_AC | Annual | 1719 | 96.52 | 0.00978 | -0.938 | 36.7 | 0.006464 | 0 | NE-HVAC-airAC-SpltPkg-240to759kBtuh-10p8eer_MZDEER2017AnyESe2011CZ02cPVVG | 118292 | NE-HVAC-airAC-SpltPkg-240to759kBtuh-10p8eer_SZDEER2017AnyESe2011CZ02cDXGF | 118291 |  | 39.4 | 0.0075 | 0 | 325 | 0.0189 | -4.69 | 39.4 | 0.0075 | 0 | 25.9 | 0.00232 | 0 | 260 | 76400 | 425 | 150000
NE-HVAC-airAC-SpltPkg-240to759kBtuh-10p8eer | DEER2017 | D17 v2 |  | Any | ESe | 2011 | CZ03 | cWtd | Cap-Tons | 248.2 | 91120 | None | 87.3 | 0.000429 | 0.5 | 33 | 0.000339 | 0 | 87.3 | 0.000429 | 0.5 | 33 | 0.000339 | 0 | DEER:HVAC_Split-Package_AC | Annual | 1719 | 87.32 | 0.0004288 | 0.5 | 32.98 | 0.0003388 | 0 | NE-HVAC-airAC-SpltPkg-240to759kBtuh-10p8eer_MZDEER2017AnyESe2011CZ03cPVVG | 118294 | NE-HVAC-airAC-SpltPkg-240to759kBtuh-10p8eer_SZDEER2017AnyESe2011CZ03cDXGF | 118293 |  | 36.9 | 0.000413 | 0 | 289 | 0.000492 | 2.5 | 36.9 | 0.000413 | 0 | 17.3 | 4.2e-05 | 0 | 225 | 76400 | 341 | 150000
NE-HVAC-airAC-SpltPkg-240to759kBtuh-10p8eer | DEER2017 | D17 v2 |  | Any | ESe | 2011 | CZ04 | cWtd | Cap-Tons | 300.4 | 91120 | None | 107 | 0.096 | -0.642 | 46 | 0.0755 | 0 | 107 | 0.096 | -0.642 | 46 | 0.0755 | 0 | DEER:HVAC_Split-Package_AC | Annual | 1719 | 107.2 | 0.09596 | -0.642 | 46.02 | 0.07548 | 0 | NE-HVAC-airAC-SpltPkg-240to759kBtuh-10p8eer_MZDEER2017AnyESe2011CZ04cPVVG | 118296 | NE-HVAC-airAC-SpltPkg-240to759kBtuh-10p8eer_SZDEER2017AnyESe2011CZ04cDXGF | 118295 |  | 49.5 | 0.0702 | 0 | 338 | 0.199 | -3.21 | 49.5 | 0.0702 | 0 | 32.1 | 0.0966 | 0 | 268 | 76400 | 430 | 150000
NE-HVAC-airAC-SpltPkg-240to759kBtuh-10p8eer | DEER2017 | D17 v2 |  | Any | ESe | 2011 | CZ05 | cWtd | Cap-Tons | 214.2 | 91120 | None | 87.3 | 0.0685 | 1.27 | 39.4 | 0.042 | 0 | 87.3 | 0.0685 | 1.27 | 39.4 | 0.042 | 0 | DEER:HVAC_Split-Package_AC | Annual | 1719 | 87.32 | 0.06848 | 1.272 | 39.36 | 0.04196 | 0 | NE-HVAC-airAC-SpltPkg-240to759kBtuh-10p8eer_MZDEER2017AnyESe2011CZ05cPVVG | 118298 | NE-HVAC-airAC-SpltPkg-240to759kBtuh-10p8eer_SZDEER2017AnyESe2011CZ05cDXGF | 118297 |  | 43.4 | 0.0401 | 0 | 263 | 0.182 | 6.36 | 43.4 | 0.0401 | 0 | 23.2 | 0.0494 | 0 | 194 | 76400 | 295 | 150000
NE-HVAC-airAC-SpltPkg-240to759kBtuh-10p8eer | DEER2017 | D17 v2 |  | Any | ESe | 2011 | CZ06 | cWtd | Cap-Tons | 325.4 | 91120 | None | 104 | 0.0817 | -0.436 | 51 | 0.0571 | 0 | 104 | 0.0817 | -0.436 | 51 | 0.0571 | 0 | DEER:HVAC_Split-Package_AC | Annual | 1719 | 104.24 | 0.08168 | -0.436 | 50.98 | 0.0571 | 0 | NE-HVAC-airAC-SpltPkg-240to759kBtuh-10p8eer_MZDEER2017AnyESe2011CZ06cPVVG | 118300 | NE-HVAC-airAC-SpltPkg-240to759kBtuh-10p8eer_SZDEER2017AnyESe2011CZ06cDXGF | 118299 |  | 55.8 | 0.0536 | 0 | 298 | 0.194 | -2.18 | 55.8 | 0.0536 | 0 | 31.7 | 0.0711 | 0 | 291 | 76400 | 463 | 150000
NE-HVAC-airAC-SpltPkg-240to759kBtuh-10p8eer | DEER2017 | D17 v2 |  | Any | ESe | 2011 | CZ07 | cWtd | Cap-Tons | 252.8 | 91120 | None | 98.7 | 0.0779 | 0.288 | 56.6 | 0.0644 | 0 | 98.7 | 0.0779 | 0.288 | 56.6 | 0.0644 | 0 | DEER:HVAC_Split-Package_AC | Annual | 1719 | 98.72 | 0.07788 | 0.288 | 56.62 | 0.06436 | 0 | NE-HVAC-airAC-SpltPkg-240to759kBtuh-10p8eer_MZDEER2017AnyESe2011CZ07cPVVG | 118302 | NE-HVAC-airAC-SpltPkg-240to759kBtuh-10p8eer_SZDEER2017AnyESe2011CZ07cDXGF | 118301 |  | 60.9 | 0.0601 | 0 | 250 | 0.149 | 1.44 | 60.9 | 0.0601 | 0 | 39.5 | 0.0814 | 0 | 227 | 76400 | 356 | 150000
NE-HVAC-airAC-SpltPkg-240to759kBtuh-10p8eer | DEER2017 | D17 v2 |  | Any | ESe | 2011 | CZ08 | cWtd | Cap-Tons | 349.6 | 91120 | None | 113 | 0.0893 | -0.444 | 56.7 | 0.0651 | 0 | 113 | 0.0893 | -0.444 | 56.7 | 0.0651 | 0 | DEER:HVAC_Split-Package_AC | Annual | 1719 | 113.48 | 0.08932 | -0.444 | 56.72 | 0.0651 | 0 | NE-HVAC-airAC-SpltPkg-240to759kBtuh-10p8eer_MZDEER2017AnyESe2011CZ08cPVVG | 118304 | NE-HVAC-airAC-SpltPkg-240to759kBtuh-10p8eer_SZDEER2017AnyESe2011CZ08cDXGF | 118303 |  | 61.1 | 0.0614 | 0 | 323 | 0.201 | -2.22 | 61.1 | 0.0614 | 0 | 39.2 | 0.0799 | 0 | 310 | 76400 | 508 | 150000
NE-HVAC-airAC-SpltPkg-240to759kBtuh-10p8eer | DEER2017 | D17 v2 |  | Any | ESe | 2011 | CZ09 | cWtd | Cap-Tons | 399.8 | 91120 | None | 118 | 0.106 | -0.562 | 54.7 | 0.085 | 0 | 118 | 0.106 | -0.562 | 54.7 | 0.085 | 0 | DEER:HVAC_Split-Package_AC | Annual | 1719 | 118.04 | 0.10576 | -0.562 | 54.7 | 0.08496 | 0 | NE-HVAC-airAC-SpltPkg-240to759kBtuh-10p8eer_MZDEER2017AnyESe2011CZ09cPVVG | 118306 | NE-HVAC-airAC-SpltPkg-240to759kBtuh-10p8eer_SZDEER2017AnyESe2011CZ09cDXGF | 118305 |  | 58.8 | 0.0797 | 0 | 355 | 0.21 | -2.81 | 58.8 | 0.0797 | 0 | 38.3 | 0.106 | 0 | 350 | 76400 | 599 | 150000
NE-HVAC-airAC-SpltPkg-240to759kBtuh-10p8eer | DEER2017 | D17 v2 |  | Any | ESe | 2011 | CZ10 | cWtd | Cap-Tons | 348.6 | 91120 | None | 121 | 0.112 | -0.604 | 57.8 | 0.0934 | 0 | 121 | 0.112 | -0.604 | 57.8 | 0.0934 | 0 | DEER:HVAC_Split-Package_AC | Annual | 1719 | 121.4 | 0.11196 | -0.604 | 57.78 | 0.09336 | 0 | NE-HVAC-airAC-SpltPkg-240to759kBtuh-10p8eer_MZDEER2017AnyESe2011CZ10cPVVG | 118308 | NE-HVAC-airAC-SpltPkg-240to759kBtuh-10p8eer_SZDEER2017AnyESe2011CZ10cDXGF | 118307 |  | 61 | 0.0877 | 0 | 363 | 0.209 | -3.02 | 61 | 0.0877 | 0 | 44.9 | 0.116 | 0 | 303 | 76400 | 531 | 150000
NE-HVAC-airAC-SpltPkg-240to759kBtuh-10p8eer | DEER2017 | D17 v2 |  | Any | ESe | 2011 | CZ11 | cWtd | Cap-Tons | 301.6 | 91120 | None | 133 | 0.0436 | -1.06 | 59.4 | 0.0197 | 0 | 133 | 0.0436 | -1.06 | 59.4 | 0.0197 | 0 | DEER:HVAC_Split-Package_AC | Annual | 1719 | 133.4 | 0.04356 | -1.06 | 59.38 | 0.01972 | 0 | NE-HVAC-airAC-SpltPkg-240to759kBtuh-10p8eer_MZDEER2017AnyESe2011CZ11cPVVG | 118310 | NE-HVAC-airAC-SpltPkg-240to759kBtuh-10p8eer_SZDEER2017AnyESe2011CZ11cDXGF | 118309 |  | 61.5 | 0.0202 | 0 | 421 | 0.137 | -5.3 | 61.5 | 0.0202 | 0 | 50.9 | 0.0178 | 0 | 263 | 76400 | 456 | 150000
NE-HVAC-airAC-SpltPkg-240to759kBtuh-10p8eer | DEER2017 | D17 v2 |  | Any | ESe | 2011 | CZ12 | cWtd | Cap-Tons | 288.8 | 91120 | None | 116 | 0.0234 | -0.816 | 49.4 | 0.0119 | 0 | 116 | 0.0234 | -0.816 | 49.4 | 0.0119 | 0 | DEER:HVAC_Split-Package_AC | Annual | 1719 | 115.76 | 0.02344 | -0.816 | 49.36 | 0.011944 | 0 | NE-HVAC-airAC-SpltPkg-240to759kBtuh-10p8eer_MZDEER2017AnyESe2011CZ12cPVVG | 118312 | NE-HVAC-airAC-SpltPkg-240to759kBtuh-10p8eer_SZDEER2017AnyESe2011CZ12cDXGF | 118311 |  | 51.2 | 0.0126 | 0 | 374 | 0.0668 | -4.08 | 51.2 | 0.0126 | 0 | 42 | 0.00932 | 0 | 256 | 76400 | 420 | 150000
NE-HVAC-airAC-SpltPkg-240to759kBtuh-10p8eer | DEER2017 | D17 v2 |  | Any | ESe | 2011 | CZ13 | cWtd | Cap-Tons | 330.2 | 91120 | None | 135 | 0.0404 | -1.13 | 59.8 | 0.0174 | 0 | 135 | 0.0404 | -1.13 | 59.8 | 0.0174 | 0 | DEER:HVAC_Split-Package_AC | Annual | 1719 | 135.48 | 0.04044 | -1.134 | 59.82 | 0.01738 | 0 | NE-HVAC-airAC-SpltPkg-240to759kBtuh-10p8eer_MZDEER2017AnyESe2011CZ13cPVVG | 118314 | NE-HVAC-airAC-SpltPkg-240to759kBtuh-10p8eer_SZDEER2017AnyESe2011CZ13cDXGF | 118313 |  | 61.1 | 0.0178 | 0 | 433 | 0.131 | -5.67 | 61.1 | 0.0178 | 0 | 54.7 | 0.0157 | 0 | 290 | 76400 | 491 | 150000
NE-HVAC-airAC-SpltPkg-240to759kBtuh-10p8eer | DEER2017 | D17 v2 |  | Any | ESe | 2011 | CZ14 | cWtd | Cap-Tons | 312.6 | 91120 | None | 134 | 0.104 | -1.01 | 63.5 | 0.0891 | 0 | 134 | 0.104 | -1.01 | 63.5 | 0.0891 | 0 | DEER:HVAC_Split-Package_AC | Annual | 1719 | 133.6 | 0.10352 | -1.014 | 63.46 | 0.08912 | 0 | NE-HVAC-airAC-SpltPkg-240to759kBtuh-10p8eer_MZDEER2017AnyESe2011CZ14cPVVG | 118316 | NE-HVAC-airAC-SpltPkg-240to759kBtuh-10p8eer_SZDEER2017AnyESe2011CZ14cDXGF | 118315 |  | 65.5 | 0.0834 | 0 | 406 | 0.184 | -5.07 | 65.5 | 0.0834 | 0 | 55.3 | 0.112 | 0 | 274 | 76400 | 467 | 150000
NE-HVAC-airAC-SpltPkg-240to759kBtuh-10p8eer | DEER2017 | D17 v2 |  | Any | ESe | 2011 | CZ15 | cWtd | Cap-Tons | 406.4 | 91120 | None | 200 | 0.112 | -0.21 | 102 | 0.0894 | 0 | 200 | 0.112 | -0.21 | 102 | 0.0894 | 0 | DEER:HVAC_Split-Package_AC | Annual | 1719 | 200 | 0.1118 | -0.21 | 101.6 | 0.0894 | 0 | NE-HVAC-airAC-SpltPkg-240to759kBtuh-10p8eer_MZDEER2017AnyESe2011CZ15cPVVG | 118318 | NE-HVAC-airAC-SpltPkg-240to759kBtuh-10p8eer_SZDEER2017AnyESe2011CZ15cDXGF | 118317 |  | 101 | 0.083 | 0 | 596 | 0.227 | -1.05 | 101 | 0.083 | 0 | 104 | 0.115 | 0 | 352 | 76400 | 624 | 150000
NE-HVAC-airAC-SpltPkg-240to759kBtuh-10p8eer | DEER2017 | D17 v2 |  | Any | ESe | 2011 | CZ16 | cWtd | Cap-Tons | 207 | 91120 | None | 86.4 | 0.0106 | 1.75 | 32 | 0.00718 | 0 | 86.4 | 0.0106 | 1.75 | 32 | 0.00718 | 0 | DEER:HVAC_Split-Package_AC | Annual | 1719 | 86.44 | 0.01056 | 1.75 | 32.04 | 0.007182 | 0 | NE-HVAC-airAC-SpltPkg-240to759kBtuh-10p8eer_MZDEER2017AnyESe2011CZ16cPVVG | 118320 | NE-HVAC-airAC-SpltPkg-240to759kBtuh-10p8eer_SZDEER2017AnyESe2011CZ16cDXGF | 118319 |  | 34.8 | 0.0083 | 0 | 293 | 0.0196 | 8.75 | 34.8 | 0.0083 | 0 | 21 | 0.00271 | 0 | 186 | 76400 | 291 | 150000
NE-HVAC-airAC-SpltPkg-240to759kBtuh-10p8eer | DEER2017 | D17 v2 |  | Any | ESe | 2014 | CZ01 | cWtd | Cap-Tons | 157.6 | 91120 | None | 19.1 | 0.0277 | 0 | 19.1 | 0.0277 | 0 | 19.1 | 0.0277 | 0 | 19.1 | 0.0277 | 0 | DEER:HVAC_Split-Package_AC | Annual | 1719 | 19.064 | 0.0277 | 0 | 19.064 | 0.0277 | 0 | NE-HVAC-airAC-SpltPkg-240to759kBtuh-10p8eer_MZDEER2017AnyESe2014CZ01cPVVG | 139650 | NE-HVAC-airAC-SpltPkg-240to759kBtuh-10p8eer_SZDEER2017AnyESe2014CZ01cDXGF | 139649 |  | 22.5 | 0.0271 | 0 | 5.32 | 0.0301 | 0 | 22.5 | 0.0271 | 0 | 5.32 | 0.0301 | 0 | 145 | 76400 | 208 | 150000
NE-HVAC-airAC-SpltPkg-240to759kBtuh-10p8eer | DEER2017 | D17 v2 |  | Any | ESe | 2014 | CZ02 | cWtd | Cap-Tons | 296 | 91120 | None | 33.9 | 0.000936 | 0 | 33.9 | 0.000936 | 0 | 33.9 | 0.000936 | 0 | 33.9 | 0.000936 | 0 | DEER:HVAC_Split-Package_AC | Annual | 1719 | 33.86 | 0.000936 | 0 | 33.86 | 0.000936 | 0 | NE-HVAC-airAC-SpltPkg-240to759kBtuh-10p8eer_MZDEER2017AnyESe2014CZ02cPVVG | 139652 | NE-HVAC-airAC-SpltPkg-240to759kBtuh-10p8eer_SZDEER2017AnyESe2014CZ02cDXGF | 139651 |  | 36.7 | 0.00117 | 0 | 22.5 | 0 | 0 | 36.7 | 0.00117 | 0 | 22.5 | 0 | 0 | 260 | 76400 | 440 | 150000
NE-HVAC-airAC-SpltPkg-240to759kBtuh-10p8eer | DEER2017 | D17 v2 |  | Any | ESe | 2014 | CZ03 | cWtd | Cap-Tons | 214.8 | 91120 | None | 31.9 | 0 | 0 | 31.9 | 0 | 0 | 31.9 | 0 | 0 | 31.9 | 0 | 0 | DEER:HVAC_Split-Package_AC | Annual | 1719 | 31.86 | 0 | 0 | 31.86 | 0 | 0 | NE-HVAC-airAC-SpltPkg-240to759kBtuh-10p8eer_MZDEER2017AnyESe2014CZ03cPVVG | 139654 | NE-HVAC-airAC-SpltPkg-240to759kBtuh-10p8eer_SZDEER2017AnyESe2014CZ03cDXGF | 139653 |  | 35.8 | 0 | 0 | 16.1 | 0 | 0 | 35.8 | 0 | 0 | 16.1 | 0 | 0 | 193 | 76400 | 302 | 150000
NE-HVAC-airAC-SpltPkg-240to759kBtuh-10p8eer | DEER2017 | D17 v2 |  | Any | ESe | 2014 | CZ04 | cWtd | Cap-Tons | 263.2 | 91120 | None | 43.3 | 0.0756 | 0 | 43.3 | 0.0756 | 0 | 43.3 | 0.0756 | 0 | 43.3 | 0.0756 | 0 | DEER:HVAC_Split-Package_AC | Annual | 1719 | 43.26 | 0.07562 | 0 | 43.26 | 0.07562 | 0 | NE-HVAC-airAC-SpltPkg-240to759kBtuh-10p8eer_MZDEER2017AnyESe2014CZ04cPVVG | 139656 | NE-HVAC-airAC-SpltPkg-240to759kBtuh-10p8eer_SZDEER2017AnyESe2014CZ04cDXGF | 139655 |  | 46.6 | 0.0706 | 0 | 29.9 | 0.0957 | 0 | 46.6 | 0.0706 | 0 | 29.9 | 0.0957 | 0 | 233 | 76400 | 384 | 150000
NE-HVAC-airAC-SpltPkg-240to759kBtuh-10p8eer | DEER2017 | D17 v2 |  | Any | ESe | 2014 | CZ05 | cWtd | Cap-Tons | 181.6 | 91120 | None | 38.2 | 0.0393 | 0 | 38.2 | 0.0393 | 0 | 38.2 | 0.0393 | 0 | 38.2 | 0.0393 | 0 | DEER:HVAC_Split-Package_AC | Annual | 1719 | 38.22 | 0.03926 | 0 | 38.22 | 0.03926 | 0 | NE-HVAC-airAC-SpltPkg-240to759kBtuh-10p8eer_MZDEER2017AnyESe2014CZ05cPVVG | 139658 | NE-HVAC-airAC-SpltPkg-240to759kBtuh-10p8eer_SZDEER2017AnyESe2014CZ05cDXGF | 139657 |  | 42.4 | 0.0381 | 0 | 21.5 | 0.0439 | 0 | 42.4 | 0.0381 | 0 | 21.5 | 0.0439 | 0 | 162 | 76400 | 260 | 150000
NE-HVAC-airAC-SpltPkg-240to759kBtuh-10p8eer | DEER2017 | D17 v2 |  | Any | ESe | 2014 | CZ06 | cWtd | Cap-Tons | 281.4 | 91120 | None | 48.4 | 0.0574 | 0 | 48.4 | 0.0574 | 0 | 48.4 | 0.0574 | 0 | 48.4 | 0.0574 | 0 | DEER:HVAC_Split-Package_AC | Annual | 1719 | 48.44 | 0.05738 | 0 | 48.44 | 0.05738 | 0 | NE-HVAC-airAC-SpltPkg-240to759kBtuh-10p8eer_MZDEER2017AnyESe2014CZ06cPVVG | 139660 | NE-HVAC-airAC-SpltPkg-240to759kBtuh-10p8eer_SZDEER2017AnyESe2014CZ06cDXGF | 139659 |  | 53.3 | 0.054 | 0 | 29 | 0.0709 | 0 | 53.3 | 0.054 | 0 | 29 | 0.0709 | 0 | 249 | 76400 | 411 | 150000
NE-HVAC-airAC-SpltPkg-240to759kBtuh-10p8eer | DEER2017 | D17 v2 |  | Any | ESe | 2014 | CZ07 | cWtd | Cap-Tons | 247.8 | 91120 | None | 49.2 | 0.0567 | 0 | 49.2 | 0.0567 | 0 | 49.2 | 0.0567 | 0 | 49.2 | 0.0567 | 0 | DEER:HVAC_Split-Package_AC | Annual | 1719 | 49.18 | 0.0567 | 0 | 49.18 | 0.0567 | 0 | NE-HVAC-airAC-SpltPkg-240to759kBtuh-10p8eer_MZDEER2017AnyESe2014CZ07cPVVG | 139662 | NE-HVAC-airAC-SpltPkg-240to759kBtuh-10p8eer_SZDEER2017AnyESe2014CZ07cDXGF | 139661 |  | 54.2 | 0.0529 | 0 | 29.1 | 0.0719 | 0 | 54.2 | 0.0529 | 0 | 29.1 | 0.0719 | 0 | 222 | 76400 | 351 | 150000
NE-HVAC-airAC-SpltPkg-240to759kBtuh-10p8eer | DEER2017 | D17 v2 |  | Any | ESe | 2014 | CZ08 | cWtd | Cap-Tons | 304.6 | 91120 | None | 52.5 | 0.0652 | 0 | 52.5 | 0.0652 | 0 | 52.5 | 0.0652 | 0 | 52.5 | 0.0652 | 0 | DEER:HVAC_Split-Package_AC | Annual | 1719 | 52.52 | 0.06524 | 0 | 52.52 | 0.06524 | 0 | NE-HVAC-airAC-SpltPkg-240to759kBtuh-10p8eer_MZDEER2017AnyESe2014CZ08cPVVG | 139664 | NE-HVAC-airAC-SpltPkg-240to759kBtuh-10p8eer_SZDEER2017AnyESe2014CZ08cDXGF | 139663 |  | 56.7 | 0.0619 | 0 | 35.8 | 0.0786 | 0 | 56.7 | 0.0619 | 0 | 35.8 | 0.0786 | 0 | 267 | 76400 | 455 | 150000
NE-HVAC-airAC-SpltPkg-240to759kBtuh-10p8eer | DEER2017 | D17 v2 |  | Any | ESe | 2014 | CZ09 | cWtd | Cap-Tons | 351.2 | 91120 | None | 49.7 | 0.086 | 0 | 49.7 | 0.086 | 0 | 49.7 | 0.086 | 0 | 49.7 | 0.086 | 0 | DEER:HVAC_Split-Package_AC | Annual | 1719 | 49.72 | 0.086 | 0 | 49.72 | 0.086 | 0 | NE-HVAC-airAC-SpltPkg-240to759kBtuh-10p8eer_MZDEER2017AnyESe2014CZ09cPVVG | 139666 | NE-HVAC-airAC-SpltPkg-240to759kBtuh-10p8eer_SZDEER2017AnyESe2014CZ09cDXGF | 139665 |  | 53.5 | 0.081 | 0 | 34.6 | 0.106 | 0 | 53.5 | 0.081 | 0 | 34.6 | 0.106 | 0 | 304 | 76400 | 540 | 150000
NE-HVAC-airAC-SpltPkg-240to759kBtuh-10p8eer | DEER2017 | D17 v2 |  | Any | ESe | 2014 | CZ10 | cWtd | Cap-Tons | 331.6 | 91120 | None | 55 | 0.0938 | 0 | 55 | 0.0938 | 0 | 55 | 0.0938 | 0 | 55 | 0.0938 | 0 | DEER:HVAC_Split-Package_AC | Annual | 1719 | 54.96 | 0.09384 | 0 | 54.96 | 0.09384 | 0 | NE-HVAC-airAC-SpltPkg-240to759kBtuh-10p8eer_MZDEER2017AnyESe2014CZ10cPVVG | 139668 | NE-HVAC-airAC-SpltPkg-240to759kBtuh-10p8eer_SZDEER2017AnyESe2014CZ10cDXGF | 139667 |  | 58.2 | 0.0883 | 0 | 42 | 0.116 | 0 | 58.2 | 0.0883 | 0 | 42 | 0.116 | 0 | 287 | 76400 | 510 | 150000
NE-HVAC-airAC-SpltPkg-240to759kBtuh-10p8eer | DEER2017 | D17 v2 |  | Any | ESe | 2014 | CZ11 | cWtd | Cap-Tons | 284.8 | 91120 | None | 54.5 | 0.0149 | 0 | 54.5 | 0.0149 | 0 | 54.5 | 0.0149 | 0 | 54.5 | 0.0149 | 0 | DEER:HVAC_Split-Package_AC | Annual | 1719 | 54.54 | 0.01486 | 0 | 54.54 | 0.01486 | 0 | NE-HVAC-airAC-SpltPkg-240to759kBtuh-10p8eer_MZDEER2017AnyESe2014CZ11cPVVG | 139670 | NE-HVAC-airAC-SpltPkg-240to759kBtuh-10p8eer_SZDEER2017AnyESe2014CZ11cDXGF | 139669 |  | 56.5 | 0.0151 | 0 | 46.7 | 0.0139 | 0 | 56.5 | 0.0151 | 0 | 46.7 | 0.0139 | 0 | 247 | 76400 | 436 | 150000
NE-HVAC-airAC-SpltPkg-240to759kBtuh-10p8eer | DEER2017 | D17 v2 |  | Any | ESe | 2014 | CZ12 | cWtd | Cap-Tons | 272.8 | 91120 | None | 46.5 | 0.00787 | 0 | 46.5 | 0.00787 | 0 | 46.5 | 0.00787 | 0 | 46.5 | 0.00787 | 0 | DEER:HVAC_Split-Package_AC | Annual | 1719 | 46.5 | 0.007872 | 0 | 46.5 | 0.007872 | 0 | NE-HVAC-airAC-SpltPkg-240to759kBtuh-10p8eer_MZDEER2017AnyESe2014CZ12cPVVG | 139672 | NE-HVAC-airAC-SpltPkg-240to759kBtuh-10p8eer_SZDEER2017AnyESe2014CZ12cDXGF | 139671 |  | 48.3 | 0.00888 | 0 | 39.3 | 0.00384 | 0 | 48.3 | 0.00888 | 0 | 39.3 | 0.00384 | 0 | 241 | 76400 | 400 | 150000
NE-HVAC-airAC-SpltPkg-240to759kBtuh-10p8eer | DEER2017 | D17 v2 |  | Any | ESe | 2014 | CZ13 | cWtd | Cap-Tons | 313.2 | 91120 | None | 55.6 | 0.0129 | 0 | 55.6 | 0.0129 | 0 | 55.6 | 0.0129 | 0 | 55.6 | 0.0129 | 0 | DEER:HVAC_Split-Package_AC | Annual | 1719 | 55.64 | 0.01294 | 0 | 55.64 | 0.01294 | 0 | NE-HVAC-airAC-SpltPkg-240to759kBtuh-10p8eer_MZDEER2017AnyESe2014CZ13cPVVG | 139674 | NE-HVAC-airAC-SpltPkg-240to759kBtuh-10p8eer_SZDEER2017AnyESe2014CZ13cDXGF | 139673 |  | 56.8 | 0.0131 | 0 | 51 | 0.0123 | 0 | 56.8 | 0.0131 | 0 | 51 | 0.0123 | 0 | 274 | 76400 | 470 | 150000
NE-HVAC-airAC-SpltPkg-240to759kBtuh-10p8eer | DEER2017 | D17 v2 |  | Any | ESe | 2014 | CZ14 | cWtd | Cap-Tons | 295.6 | 91120 | None | 59.1 | 0.0895 | 0 | 59.1 | 0.0895 | 0 | 59.1 | 0.0895 | 0 | 59.1 | 0.0895 | 0 | DEER:HVAC_Split-Package_AC | Annual | 1719 | 59.14 | 0.08952 | 0 | 59.14 | 0.08952 | 0 | NE-HVAC-airAC-SpltPkg-240to759kBtuh-10p8eer_MZDEER2017AnyESe2014CZ14cPVVG | 139676 | NE-HVAC-airAC-SpltPkg-240to759kBtuh-10p8eer_SZDEER2017AnyESe2014CZ14cDXGF | 139675 |  | 61 | 0.0839 | 0 | 51.7 | 0.112 | 0 | 61 | 0.0839 | 0 | 51.7 | 0.112 | 0 | 258 | 76400 | 446 | 150000
NE-HVAC-airAC-SpltPkg-240to759kBtuh-10p8eer | DEER2017 | D17 v2 |  | Any | ESe | 2014 | CZ15 | cWtd | Cap-Tons | 387.4 | 91120 | None | 97.6 | 0.0906 | 0 | 97.6 | 0.0906 | 0 | 97.6 | 0.0906 | 0 | 97.6 | 0.0906 | 0 | DEER:HVAC_Split-Package_AC | Annual | 1719 | 97.56 | 0.09056 | 0 | 97.56 | 0.09056 | 0 | NE-HVAC-airAC-SpltPkg-240to759kBtuh-10p8eer_MZDEER2017AnyESe2014CZ15cPVVG | 139678 | NE-HVAC-airAC-SpltPkg-240to759kBtuh-10p8eer_SZDEER2017AnyESe2014CZ15cDXGF | 139677 |  | 96.7 | 0.0842 | 0 | 101 | 0.116 | 0 | 96.7 | 0.0842 | 0 | 101 | 0.116 | 0 | 334 | 76400 | 601 | 150000
NE-HVAC-airAC-SpltPkg-240to759kBtuh-10p8eer | DEER2017 | D17 v2 |  | Any | ESe | 2014 | CZ16 | cWtd | Cap-Tons | 187 | 91120 | None | 28.7 | 0 | 0 | 28.7 | 0 | 0 | 28.7 | 0 | 0 | 28.7 | 0 | 0 | DEER:HVAC_Split-Package_AC | Annual | 1719 | 28.74 | 0 | 0 | 28.74 | 0 | 0 | NE-HVAC-airAC-SpltPkg-240to759kBtuh-10p8eer_MZDEER2017AnyESe2014CZ16cPVVG | 139680 | NE-HVAC-airAC-SpltPkg-240to759kBtuh-10p8eer_SZDEER2017AnyESe2014CZ16cDXGF | 139679 |  | 31.3 | 0 | 0 | 18.5 | 0 | 0 | 31.3 | 0 | 0 | 18.5 | 0 | 0 | 167 | 76400 | 267 | 150000
NE-HVAC-airAC-SpltPkg-240to759kBtuh-10p8eer | DEER2017 | D17 v2 |  | Any | ESe | New | CZ01 | cWtd | Cap-Tons | 157.6 | 91120 | None | 19.1 | 0.0277 | 0 | 19.1 | 0.0277 | 0 | 19.1 | 0.0277 | 0 | 19.1 | 0.0277 | 0 | DEER:HVAC_Split-Package_AC | Annual | 1719 | 19.064 | 0.0277 | 0 | 19.064 | 0.0277 | 0 | NE-HVAC-airAC-SpltPkg-240to759kBtuh-10p8eer_MZDEER2017AnyESeNewCZ01cPVVG | 164002 | NE-HVAC-airAC-SpltPkg-240to759kBtuh-10p8eer_SZDEER2017AnyESeNewCZ01cDXGF | 164001 |  | 22.5 | 0.0271 | 0 | 5.32 | 0.0301 | 0 | 22.5 | 0.0271 | 0 | 5.32 | 0.0301 | 0 | 145 | 76400 | 208 | 150000
NE-HVAC-airAC-SpltPkg-240to759kBtuh-10p8eer | DEER2017 | D17 v2 |  | Any | ESe | New | CZ02 | cWtd | Cap-Tons | 296 | 91120 | None | 33.9 | 0.000936 | 0 | 33.9 | 0.000936 | 0 | 33.9 | 0.000936 | 0 | 33.9 | 0.000936 | 0 | DEER:HVAC_Split-Package_AC | Annual | 1719 | 33.86 | 0.000936 | 0 | 33.86 | 0.000936 | 0 | NE-HVAC-airAC-SpltPkg-240to759kBtuh-10p8eer_MZDEER2017AnyESeNewCZ02cPVVG | 164004 | NE-HVAC-airAC-SpltPkg-240to759kBtuh-10p8eer_SZDEER2017AnyESeNewCZ02cDXGF | 164003 |  | 36.7 | 0.00117 | 0 | 22.5 | 0 | 0 | 36.7 | 0.00117 | 0 | 22.5 | 0 | 0 | 260 | 76400 | 440 | 150000
NE-HVAC-airAC-SpltPkg-240to759kBtuh-10p8eer | DEER2017 | D17 v2 |  | Any | ESe | New | CZ03 | cWtd | Cap-Tons | 214.8 | 91120 | None | 31.9 | 0 | 0 | 31.9 | 0 | 0 | 31.9 | 0 | 0 | 31.9 | 0 | 0 | DEER:HVAC_Split-Package_AC | Annual | 1719 | 31.86 | 0 | 0 | 31.86 | 0 | 0 | NE-HVAC-airAC-SpltPkg-240to759kBtuh-10p8eer_MZDEER2017AnyESeNewCZ03cPVVG | 164006 | NE-HVAC-airAC-SpltPkg-240to759kBtuh-10p8eer_SZDEER2017AnyESeNewCZ03cDXGF | 164005 |  | 35.8 | 0 | 0 | 16.1 | 0 | 0 | 35.8 | 0 | 0 | 16.1 | 0 | 0 | 193 | 76400 | 302 | 150000
NE-HVAC-airAC-SpltPkg-240to759kBtuh-10p8eer | DEER2017 | D17 v2 |  | Any | ESe | New | CZ04 | cWtd | Cap-Tons | 263.2 | 91120 | None | 43.3 | 0.0756 | 0 | 43.3 | 0.0756 | 0 | 43.3 | 0.0756 | 0 | 43.3 | 0.0756 | 0 | DEER:HVAC_Split-Package_AC | Annual | 1719 | 43.26 | 0.07562 | 0 | 43.26 | 0.07562 | 0 | NE-HVAC-airAC-SpltPkg-240to759kBtuh-10p8eer_MZDEER2017AnyESeNewCZ04cPVVG | 164008 | NE-HVAC-airAC-SpltPkg-240to759kBtuh-10p8eer_SZDEER2017AnyESeNewCZ04cDXGF | 164007 |  | 46.6 | 0.0706 | 0 | 29.9 | 0.0957 | 0 | 46.6 | 0.0706 | 0 | 29.9 | 0.0957 | 0 | 233 | 76400 | 384 | 150000
NE-HVAC-airAC-SpltPkg-240to759kBtuh-10p8eer | DEER2017 | D17 v2 |  | Any | ESe | New | CZ05 | cWtd | Cap-Tons | 181.6 | 91120 | None | 38.2 | 0.0393 | 0 | 38.2 | 0.0393 | 0 | 38.2 | 0.0393 | 0 | 38.2 | 0.0393 | 0 | DEER:HVAC_Split-Package_AC | Annual | 1719 | 38.22 | 0.03926 | 0 | 38.22 | 0.03926 | 0 | NE-HVAC-airAC-SpltPkg-240to759kBtuh-10p8eer_MZDEER2017AnyESeNewCZ05cPVVG | 164010 | NE-HVAC-airAC-SpltPkg-240to759kBtuh-10p8eer_SZDEER2017AnyESeNewCZ05cDXGF | 164009 |  | 42.4 | 0.0381 | 0 | 21.5 | 0.0439 | 0 | 42.4 | 0.0381 | 0 | 21.5 | 0.0439 | 0 | 162 | 76400 | 260 | 150000
NE-HVAC-airAC-SpltPkg-240to759kBtuh-10p8eer | DEER2017 | D17 v2 |  | Any | ESe | New | CZ06 | cWtd | Cap-Tons | 281.4 | 91120 | None | 48.4 | 0.0574 | 0 | 48.4 | 0.0574 | 0 | 48.4 | 0.0574 | 0 | 48.4 | 0.0574 | 0 | DEER:HVAC_Split-Package_AC | Annual | 1719 | 48.44 | 0.05738 | 0 | 48.44 | 0.05738 | 0 | NE-HVAC-airAC-SpltPkg-240to759kBtuh-10p8eer_MZDEER2017AnyESeNewCZ06cPVVG | 164012 | NE-HVAC-airAC-SpltPkg-240to759kBtuh-10p8eer_SZDEER2017AnyESeNewCZ06cDXGF | 164011 |  | 53.3 | 0.054 | 0 | 29 | 0.0709 | 0 | 53.3 | 0.054 | 0 | 29 | 0.0709 | 0 | 249 | 76400 | 411 | 150000
NE-HVAC-airAC-SpltPkg-240to759kBtuh-10p8eer | DEER2017 | D17 v2 |  | Any | ESe | New | CZ07 | cWtd | Cap-Tons | 247.8 | 91120 | None | 49.2 | 0.0567 | 0 | 49.2 | 0.0567 | 0 | 49.2 | 0.0567 | 0 | 49.2 | 0.0567 | 0 | DEER:HVAC_Split-Package_AC | Annual | 1719 | 49.18 | 0.0567 | 0 | 49.18 | 0.0567 | 0 | NE-HVAC-airAC-SpltPkg-240to759kBtuh-10p8eer_MZDEER2017AnyESeNewCZ07cPVVG | 164014 | NE-HVAC-airAC-SpltPkg-240to759kBtuh-10p8eer_SZDEER2017AnyESeNewCZ07cDXGF | 164013 |  | 54.2 | 0.0529 | 0 | 29.1 | 0.0719 | 0 | 54.2 | 0.0529 | 0 | 29.1 | 0.0719 | 0 | 222 | 76400 | 351 | 150000
NE-HVAC-airAC-SpltPkg-240to759kBtuh-10p8eer | DEER2017 | D17 v2 |  | Any | ESe | New | CZ08 | cWtd | Cap-Tons | 304.6 | 91120 | None | 52.5 | 0.0652 | 0 | 52.5 | 0.0652 | 0 | 52.5 | 0.0652 | 0 | 52.5 | 0.0652 | 0 | DEER:HVAC_Split-Package_AC | Annual | 1719 | 52.52 | 0.06524 | 0 | 52.52 | 0.06524 | 0 | NE-HVAC-airAC-SpltPkg-240to759kBtuh-10p8eer_MZDEER2017AnyESeNewCZ08cPVVG | 164016 | NE-HVAC-airAC-SpltPkg-240to759kBtuh-10p8eer_SZDEER2017AnyESeNewCZ08cDXGF | 164015 |  | 56.7 | 0.0619 | 0 | 35.8 | 0.0786 | 0 | 56.7 | 0.0619 | 0 | 35.8 | 0.0786 | 0 | 267 | 76400 | 455 | 150000
NE-HVAC-airAC-SpltPkg-240to759kBtuh-10p8eer | DEER2017 | D17 v2 |  | Any | ESe | New | CZ09 | cWtd | Cap-Tons | 351.2 | 91120 | None | 49.7 | 0.086 | 0 | 49.7 | 0.086 | 0 | 49.7 | 0.086 | 0 | 49.7 | 0.086 | 0 | DEER:HVAC_Split-Package_AC | Annual | 1719 | 49.72 | 0.086 | 0 | 49.72 | 0.086 | 0 | NE-HVAC-airAC-SpltPkg-240to759kBtuh-10p8eer_MZDEER2017AnyESeNewCZ09cPVVG | 164018 | NE-HVAC-airAC-SpltPkg-240to759kBtuh-10p8eer_SZDEER2017AnyESeNewCZ09cDXGF | 164017 |  | 53.5 | 0.081 | 0 | 34.6 | 0.106 | 0 | 53.5 | 0.081 | 0 | 34.6 | 0.106 | 0 | 304 | 76400 | 540 | 150000
NE-HVAC-airAC-SpltPkg-240to759kBtuh-10p8eer | DEER2017 | D17 v2 |  | Any | ESe | New | CZ10 | cWtd | Cap-Tons | 331.6 | 91120 | None | 55 | 0.0938 | 0 | 55 | 0.0938 | 0 | 55 | 0.0938 | 0 | 55 | 0.0938 | 0 | DEER:HVAC_Split-Package_AC | Annual | 1719 | 54.96 | 0.09384 | 0 | 54.96 | 0.09384 | 0 | NE-HVAC-airAC-SpltPkg-240to759kBtuh-10p8eer_MZDEER2017AnyESeNewCZ10cPVVG | 164020 | NE-HVAC-airAC-SpltPkg-240to759kBtuh-10p8eer_SZDEER2017AnyESeNewCZ10cDXGF | 164019 |  | 58.2 | 0.0883 | 0 | 42 | 0.116 | 0 | 58.2 | 0.0883 | 0 | 42 | 0.116 | 0 | 287 | 76400 | 510 | 150000
NE-HVAC-airAC-SpltPkg-240to759kBtuh-10p8eer | DEER2017 | D17 v2 |  | Any | ESe | New | CZ11 | cWtd | Cap-Tons | 284.8 | 91120 | None | 54.5 | 0.0149 | 0 | 54.5 | 0.0149 | 0 | 54.5 | 0.0149 | 0 | 54.5 | 0.0149 | 0 | DEER:HVAC_Split-Package_AC | Annual | 1719 | 54.54 | 0.01486 | 0 | 54.54 | 0.01486 | 0 | NE-HVAC-airAC-SpltPkg-240to759kBtuh-10p8eer_MZDEER2017AnyESeNewCZ11cPVVG | 164022 | NE-HVAC-airAC-SpltPkg-240to759kBtuh-10p8eer_SZDEER2017AnyESeNewCZ11cDXGF | 164021 |  | 56.5 | 0.0151 | 0 | 46.7 | 0.0139 | 0 | 56.5 | 0.0151 | 0 | 46.7 | 0.0139 | 0 | 247 | 76400 | 436 | 150000
NE-HVAC-airAC-SpltPkg-240to759kBtuh-10p8eer | DEER2017 | D17 v2 |  | Any | ESe | New | CZ12 | cWtd | Cap-Tons | 272.8 | 91120 | None | 46.5 | 0.00787 | 0 | 46.5 | 0.00787 | 0 | 46.5 | 0.00787 | 0 | 46.5 | 0.00787 | 0 | DEER:HVAC_Split-Package_AC | Annual | 1719 | 46.5 | 0.007872 | 0 | 46.5 | 0.007872 | 0 | NE-HVAC-airAC-SpltPkg-240to759kBtuh-10p8eer_MZDEER2017AnyESeNewCZ12cPVVG | 164024 | NE-HVAC-airAC-SpltPkg-240to759kBtuh-10p8eer_SZDEER2017AnyESeNewCZ12cDXGF | 164023 |  | 48.3 | 0.00888 | 0 | 39.3 | 0.00384 | 0 | 48.3 | 0.00888 | 0 | 39.3 | 0.00384 | 0 | 241 | 76400 | 400 | 150000
NE-HVAC-airAC-SpltPkg-240to759kBtuh-10p8eer | DEER2017 | D17 v2 |  | Any | ESe | New | CZ13 | cWtd | Cap-Tons | 313.2 | 91120 | None | 55.6 | 0.0129 | 0 | 55.6 | 0.0129 | 0 | 55.6 | 0.0129 | 0 | 55.6 | 0.0129 | 0 | DEER:HVAC_Split-Package_AC | Annual | 1719 | 55.64 | 0.01294 | 0 | 55.64 | 0.01294 | 0 | NE-HVAC-airAC-SpltPkg-240to759kBtuh-10p8eer_MZDEER2017AnyESeNewCZ13cPVVG | 164026 | NE-HVAC-airAC-SpltPkg-240to759kBtuh-10p8eer_SZDEER2017AnyESeNewCZ13cDXGF | 164025 |  | 56.8 | 0.0131 | 0 | 51 | 0.0123 | 0 | 56.8 | 0.0131 | 0 | 51 | 0.0123 | 0 | 274 | 76400 | 470 | 150000
NE-HVAC-airAC-SpltPkg-240to759kBtuh-10p8eer | DEER2017 | D17 v2 |  | Any | ESe | New | CZ14 | cWtd | Cap-Tons | 295.6 | 91120 | None | 59.1 | 0.0895 | 0 | 59.1 | 0.0895 | 0 | 59.1 | 0.0895 | 0 | 59.1 | 0.0895 | 0 | DEER:HVAC_Split-Package_AC | Annual | 1719 | 59.14 | 0.08952 | 0 | 59.14 | 0.08952 | 0 | NE-HVAC-airAC-SpltPkg-240to759kBtuh-10p8eer_MZDEER2017AnyESeNewCZ14cPVVG | 164028 | NE-HVAC-airAC-SpltPkg-240to759kBtuh-10p8eer_SZDEER2017AnyESeNewCZ14cDXGF | 164027 |  | 61 | 0.0839 | 0 | 51.7 | 0.112 | 0 | 61 | 0.0839 | 0 | 51.7 | 0.112 | 0 | 258 | 76400 | 446 | 150000
NE-HVAC-airAC-SpltPkg-240to759kBtuh-10p8eer | DEER2017 | D17 v2 |  | Any | ESe | New | CZ15 | cWtd | Cap-Tons | 387.4 | 91120 | None | 97.6 | 0.0906 | 0 | 97.6 | 0.0906 | 0 | 97.6 | 0.0906 | 0 | 97.6 | 0.0906 | 0 | DEER:HVAC_Split-Package_AC | Annual | 1719 | 97.56 | 0.09056 | 0 | 97.56 | 0.09056 | 0 | NE-HVAC-airAC-SpltPkg-240to759kBtuh-10p8eer_MZDEER2017AnyESeNewCZ15cPVVG | 164030 | NE-HVAC-airAC-SpltPkg-240to759kBtuh-10p8eer_SZDEER2017AnyESeNewCZ15cDXGF | 164029 |  | 96.7 | 0.0842 | 0 | 101 | 0.116 | 0 | 96.7 | 0.0842 | 0 | 101 | 0.116 | 0 | 334 | 76400 | 601 | 150000
NE-HVAC-airAC-SpltPkg-240to759kBtuh-10p8eer | DEER2017 | D17 v2 |  | Any | ESe | New | CZ16 | cWtd | Cap-Tons | 187 | 91120 | None | 28.7 | 0 | 0 | 28.7 | 0 | 0 | 28.7 | 0 | 0 | 28.7 | 0 | 0 | DEER:HVAC_Split-Package_AC | Annual | 1719 | 28.74 | 0 | 0 | 28.74 | 0 | 0 | NE-HVAC-airAC-SpltPkg-240to759kBtuh-10p8eer_MZDEER2017AnyESeNewCZ16cPVVG | 164032 | NE-HVAC-airAC-SpltPkg-240to759kBtuh-10p8eer_SZDEER2017AnyESeNewCZ16cDXGF | 164031 |  | 31.3 | 0 | 0 | 18.5 | 0 | 0 | 31.3 | 0 | 0 | 18.5 | 0 | 0 | 167 | 76400 | 267 | 150000
NE-HVAC-airAC-SpltPkg-240to759kBtuh-10p8eer | DEER2017 | D17 v2 |  | Any | EUn | 1975 | CZ01 | cWtd | Cap-Tons | 2500 | 766800 | None | 20.6 | 0.0307 | 0 | 20.6 | 0.0307 | 0 | 20.6 | 0.0307 | 0 | 20.6 | 0.0307 | 0 | DEER:HVAC_Split-Package_AC | Annual | 1719 | 20.622 | 0.03068 | 0 | 20.622 | 0.03068 | 0 | NE-HVAC-airAC-SpltPkg-240to759kBtuh-10p8eer_MZDEER2017AnyEUn1975CZ01cPVVG | 11522 | NE-HVAC-airAC-SpltPkg-240to759kBtuh-10p8eer_SZDEER2017AnyEUn1975CZ01cDXGF | 11521 |  | 23.5 | 0.0266 | 0 | 9.11 | 0.047 | 0 | 23.5 | 0.0266 | 0 | 9.11 | 0.047 | 0 | 2630 | 751000 | 1980 | 830000
NE-HVAC-airAC-SpltPkg-240to759kBtuh-10p8eer | DEER2017 | D17 v2 |  | Any | EUn | 1975 | CZ02 | cWtd | Cap-Tons | 3118 | 766800 | None | 64.6 | 0.0635 | 0 | 64.6 | 0.0635 | 0 | 64.6 | 0.0635 | 0 | 64.6 | 0.0635 | 0 | DEER:HVAC_Split-Package_AC | Annual | 1719 | 64.56 | 0.06346 | 0 | 64.56 | 0.06346 | 0 | NE-HVAC-airAC-SpltPkg-240to759kBtuh-10p8eer_MZDEER2017AnyEUn1975CZ02cPVVG | 11524 | NE-HVAC-airAC-SpltPkg-240to759kBtuh-10p8eer_SZDEER2017AnyEUn1975CZ02cDXGF | 11523 |  | 66.6 | 0.0563 | 0 | 56.4 | 0.0921 | 0 | 66.6 | 0.0563 | 0 | 56.4 | 0.0921 | 0 | 3240 | 751000 | 2630 | 830000
NE-HVAC-airAC-SpltPkg-240to759kBtuh-10p8eer | DEER2017 | D17 v2 |  | Any | EUn | 1975 | CZ03 | cWtd | Cap-Tons | 2856 | 766800 | None | 51.9 | 0.0402 | 0 | 51.9 | 0.0402 | 0 | 51.9 | 0.0402 | 0 | 51.9 | 0.0402 | 0 | DEER:HVAC_Split-Package_AC | Annual | 1719 | 51.94 | 0.04018 | 0 | 51.94 | 0.04018 | 0 | NE-HVAC-airAC-SpltPkg-240to759kBtuh-10p8eer_MZDEER2017AnyEUn1975CZ03cPVVG | 11526 | NE-HVAC-airAC-SpltPkg-240to759kBtuh-10p8eer_SZDEER2017AnyEUn1975CZ03cDXGF | 11525 |  | 56.5 | 0.0363 | 0 | 33.7 | 0.0557 | 0 | 56.5 | 0.0363 | 0 | 33.7 | 0.0557 | 0 | 2990 | 751000 | 2320 | 830000
NE-HVAC-airAC-SpltPkg-240to759kBtuh-10p8eer | DEER2017 | D17 v2 |  | Any | EUn | 1975 | CZ04 | cWtd | Cap-Tons | 3340 | 766800 | None | 70.7 | 0.0657 | 0 | 70.7 | 0.0657 | 0 | 70.7 | 0.0657 | 0 | 70.7 | 0.0657 | 0 | DEER:HVAC_Split-Package_AC | Annual | 1719 | 70.68 | 0.06574 | 0 | 70.68 | 0.06574 | 0 | NE-HVAC-airAC-SpltPkg-240to759kBtuh-10p8eer_MZDEER2017AnyEUn1975CZ04cPVVG | 11528 | NE-HVAC-airAC-SpltPkg-240to759kBtuh-10p8eer_SZDEER2017AnyEUn1975CZ04cDXGF | 11527 |  | 74.1 | 0.0577 | 0 | 57 | 0.0979 | 0 | 74.1 | 0.0577 | 0 | 57 | 0.0979 | 0 | 3470 | 751000 | 2820 | 830000
NE-HVAC-airAC-SpltPkg-240to759kBtuh-10p8eer | DEER2017 | D17 v2 |  | Any | EUn | 1975 | CZ05 | cWtd | Cap-Tons | 2718 | 766800 | None | 53.3 | 0.0424 | 0 | 53.3 | 0.0424 | 0 | 53.3 | 0.0424 | 0 | 53.3 | 0.0424 | 0 | DEER:HVAC_Split-Package_AC | Annual | 1719 | 53.34 | 0.04238 | 0 | 53.34 | 0.04238 | 0 | NE-HVAC-airAC-SpltPkg-240to759kBtuh-10p8eer_MZDEER2017AnyEUn1975CZ05cPVVG | 11530 | NE-HVAC-airAC-SpltPkg-240to759kBtuh-10p8eer_SZDEER2017AnyEUn1975CZ05cDXGF | 11529 |  | 56.9 | 0.0365 | 0 | 39.1 | 0.0659 | 0 | 56.9 | 0.0365 | 0 | 39.1 | 0.0659 | 0 | 2850 | 751000 | 2190 | 830000
NE-HVAC-airAC-SpltPkg-240to759kBtuh-10p8eer | DEER2017 | D17 v2 |  | Any | EUn | 1975 | CZ06 | cWtd | Cap-Tons | 3116 | 766800 | None | 83.6 | 0.0561 | 0 | 83.6 | 0.0561 | 0 | 83.6 | 0.0561 | 0 | 83.6 | 0.0561 | 0 | DEER:HVAC_Split-Package_AC | Annual | 1719 | 83.6 | 0.0561 | 0 | 83.6 | 0.0561 | 0 | NE-HVAC-airAC-SpltPkg-240to759kBtuh-10p8eer_MZDEER2017AnyEUn1975CZ06cPVVG | 11532 | NE-HVAC-airAC-SpltPkg-240to759kBtuh-10p8eer_SZDEER2017AnyEUn1975CZ06cDXGF | 11531 |  | 88.4 | 0.0492 | 0 | 64.4 | 0.0837 | 0 | 88.4 | 0.0492 | 0 | 64.4 | 0.0837 | 0 | 3230 | 751000 | 2660 | 830000
NE-HVAC-airAC-SpltPkg-240to759kBtuh-10p8eer | DEER2017 | D17 v2 |  | Any | EUn | 1975 | CZ07 | cWtd | Cap-Tons | 2606 | 766800 | None | 89.4 | 0.0598 | 0 | 89.4 | 0.0598 | 0 | 89.4 | 0.0598 | 0 | 89.4 | 0.0598 | 0 | DEER:HVAC_Split-Package_AC | Annual | 1719 | 89.38 | 0.0598 | 0 | 89.38 | 0.0598 | 0 | NE-HVAC-airAC-SpltPkg-240to759kBtuh-10p8eer_MZDEER2017AnyEUn1975CZ07cPVVG | 11534 | NE-HVAC-airAC-SpltPkg-240to759kBtuh-10p8eer_SZDEER2017AnyEUn1975CZ07cDXGF | 11533 |  | 92.7 | 0.0519 | 0 | 76.1 | 0.0914 | 0 | 92.7 | 0.0519 | 0 | 76.1 | 0.0914 | 0 | 2720 | 751000 | 2150 | 830000
NE-HVAC-airAC-SpltPkg-240to759kBtuh-10p8eer | DEER2017 | D17 v2 |  | Any | EUn | 1975 | CZ08 | cWtd | Cap-Tons | 3370 | 766800 | None | 89.3 | 0.0613 | 0 | 89.3 | 0.0613 | 0 | 89.3 | 0.0613 | 0 | 89.3 | 0.0613 | 0 | DEER:HVAC_Split-Package_AC | Annual | 1719 | 89.34 | 0.06132 | 0 | 89.34 | 0.06132 | 0 | NE-HVAC-airAC-SpltPkg-240to759kBtuh-10p8eer_MZDEER2017AnyEUn1975CZ08cPVVG | 11536 | NE-HVAC-airAC-SpltPkg-240to759kBtuh-10p8eer_SZDEER2017AnyEUn1975CZ08cDXGF | 11535 |  | 93.4 | 0.0538 | 0 | 73.1 | 0.0914 | 0 | 93.4 | 0.0538 | 0 | 73.1 | 0.0914 | 0 | 3500 | 751000 | 2850 | 830000
NE-HVAC-airAC-SpltPkg-240to759kBtuh-10p8eer | DEER2017 | D17 v2 |  | Any | EUn | 1975 | CZ09 | cWtd | Cap-Tons | 4100 | 766800 | None | 84 | 0.0728 | 0 | 84 | 0.0728 | 0 | 84 | 0.0728 | 0 | 84 | 0.0728 | 0 | DEER:HVAC_Split-Package_AC | Annual | 1719 | 84.04 | 0.07276 | 0 | 84.04 | 0.07276 | 0 | NE-HVAC-airAC-SpltPkg-240to759kBtuh-10p8eer_MZDEER2017AnyEUn1975CZ09cPVVG | 11538 | NE-HVAC-airAC-SpltPkg-240to759kBtuh-10p8eer_SZDEER2017AnyEUn1975CZ09cDXGF | 11537 |  | 89.4 | 0.0652 | 0 | 62.6 | 0.103 | 0 | 89.4 | 0.0652 | 0 | 62.6 | 0.103 | 0 | 4220 | 751000 | 3620 | 830000
NE-HVAC-airAC-SpltPkg-240to759kBtuh-10p8eer | DEER2017 | D17 v2 |  | Any | EUn | 1975 | CZ10 | cWtd | Cap-Tons | 3990 | 766800 | None | 88 | 0.0762 | 0 | 88 | 0.0762 | 0 | 88 | 0.0762 | 0 | 88 | 0.0762 | 0 | DEER:HVAC_Split-Package_AC | Annual | 1719 | 87.96 | 0.07616 | 0 | 87.96 | 0.07616 | 0 | NE-HVAC-airAC-SpltPkg-240to759kBtuh-10p8eer_MZDEER2017AnyEUn1975CZ10cPVVG | 11540 | NE-HVAC-airAC-SpltPkg-240to759kBtuh-10p8eer_SZDEER2017AnyEUn1975CZ10cDXGF | 11539 |  | 91.8 | 0.0672 | 0 | 72.6 | 0.112 | 0 | 91.8 | 0.0672 | 0 | 72.6 | 0.112 | 0 | 4110 | 751000 | 3510 | 830000
NE-HVAC-airAC-SpltPkg-240to759kBtuh-10p8eer | DEER2017 | D17 v2 |  | Any | EUn | 1975 | CZ11 | cWtd | Cap-Tons | 3602 | 766800 | None | 88.1 | 0.0649 | 0 | 88.1 | 0.0649 | 0 | 88.1 | 0.0649 | 0 | 88.1 | 0.0649 | 0 | DEER:HVAC_Split-Package_AC | Annual | 1719 | 88.12 | 0.06488 | 0 | 88.12 | 0.06488 | 0 | NE-HVAC-airAC-SpltPkg-240to759kBtuh-10p8eer_MZDEER2017AnyEUn1975CZ11cPVVG | 11542 | NE-HVAC-airAC-SpltPkg-240to759kBtuh-10p8eer_SZDEER2017AnyEUn1975CZ11cDXGF | 11541 |  | 88.8 | 0.0592 | 0 | 85.4 | 0.0876 | 0 | 88.8 | 0.0592 | 0 | 85.4 | 0.0876 | 0 | 3730 | 751000 | 3090 | 830000
NE-HVAC-airAC-SpltPkg-240to759kBtuh-10p8eer | DEER2017 | D17 v2 |  | Any | EUn | 1975 | CZ12 | cWtd | Cap-Tons | 3612 | 766800 | None | 76.5 | 0.0607 | 0 | 76.5 | 0.0607 | 0 | 76.5 | 0.0607 | 0 | 76.5 | 0.0607 | 0 | DEER:HVAC_Split-Package_AC | Annual | 1719 | 76.46 | 0.06074 | 0 | 76.46 | 0.06074 | 0 | NE-HVAC-airAC-SpltPkg-240to759kBtuh-10p8eer_MZDEER2017AnyEUn1975CZ12cPVVG | 11544 | NE-HVAC-airAC-SpltPkg-240to759kBtuh-10p8eer_SZDEER2017AnyEUn1975CZ12cDXGF | 11543 |  | 78.5 | 0.0549 | 0 | 68.3 | 0.0841 | 0 | 78.5 | 0.0549 | 0 | 68.3 | 0.0841 | 0 | 3740 | 751000 | 3100 | 830000
NE-HVAC-airAC-SpltPkg-240to759kBtuh-10p8eer | DEER2017 | D17 v2 |  | Any | EUn | 1975 | CZ13 | cWtd | Cap-Tons | 3722 | 766800 | None | 88.1 | 0.0601 | 0 | 88.1 | 0.0601 | 0 | 88.1 | 0.0601 | 0 | 88.1 | 0.0601 | 0 | DEER:HVAC_Split-Package_AC | Annual | 1719 | 88.14 | 0.06006 | 0 | 88.14 | 0.06006 | 0 | NE-HVAC-airAC-SpltPkg-240to759kBtuh-10p8eer_MZDEER2017AnyEUn1975CZ13cPVVG | 11546 | NE-HVAC-airAC-SpltPkg-240to759kBtuh-10p8eer_SZDEER2017AnyEUn1975CZ13cDXGF | 11545 |  | 88.7 | 0.0537 | 0 | 85.9 | 0.0855 | 0 | 88.7 | 0.0537 | 0 | 85.9 | 0.0855 | 0 | 3850 | 751000 | 3210 | 830000
NE-HVAC-airAC-SpltPkg-240to759kBtuh-10p8eer | DEER2017 | D17 v2 |  | Any | EUn | 1975 | CZ14 | cWtd | Cap-Tons | 3638 | 766800 | None | 89.8 | 0.0743 | 0 | 89.8 | 0.0743 | 0 | 89.8 | 0.0743 | 0 | 89.8 | 0.0743 | 0 | DEER:HVAC_Split-Package_AC | Annual | 1719 | 89.8 | 0.07432 | 0 | 89.8 | 0.07432 | 0 | NE-HVAC-airAC-SpltPkg-240to759kBtuh-10p8eer_MZDEER2017AnyEUn1975CZ14cPVVG | 11548 | NE-HVAC-airAC-SpltPkg-240to759kBtuh-10p8eer_SZDEER2017AnyEUn1975CZ14cDXGF | 11547 |  | 90.4 | 0.0654 | 0 | 87.4 | 0.11 | 0 | 90.4 | 0.0654 | 0 | 87.4 | 0.11 | 0 | 3770 | 751000 | 3110 | 830000
NE-HVAC-airAC-SpltPkg-240to759kBtuh-10p8eer | DEER2017 | D17 v2 |  | Any | EUn | 1975 | CZ15 | cWtd | Cap-Tons | 4286 | 766800 | None | 137 | 0.076 | 0 | 137 | 0.076 | 0 | 137 | 0.076 | 0 | 137 | 0.076 | 0 | DEER:HVAC_Split-Package_AC | Annual | 1719 | 137 | 0.07604 | 0 | 137 | 0.07604 | 0 | NE-HVAC-airAC-SpltPkg-240to759kBtuh-10p8eer_MZDEER2017AnyEUn1975CZ15cPVVG | 11550 | NE-HVAC-airAC-SpltPkg-240to759kBtuh-10p8eer_SZDEER2017AnyEUn1975CZ15cDXGF | 11549 |  | 136 | 0.0673 | 0 | 141 | 0.111 | 0 | 136 | 0.0673 | 0 | 141 | 0.111 | 0 | 4410 | 751000 | 3790 | 830000
NE-HVAC-airAC-SpltPkg-240to759kBtuh-10p8eer | DEER2017 | D17 v2 |  | Any | EUn | 1975 | CZ16 | cWtd | Cap-Tons | 2614 | 766800 | None | 45.1 | 0.044 | 0 | 45.1 | 0.044 | 0 | 45.1 | 0.044 | 0 | 45.1 | 0.044 | 0 | DEER:HVAC_Split-Package_AC | Annual | 1719 | 45.1 | 0.04398 | 0 | 45.1 | 0.04398 | 0 | NE-HVAC-airAC-SpltPkg-240to759kBtuh-10p8eer_MZDEER2017AnyEUn1975CZ16cPVVG | 11552 | NE-HVAC-airAC-SpltPkg-240to759kBtuh-10p8eer_SZDEER2017AnyEUn1975CZ16cDXGF | 11551 |  | 45.8 | 0.0394 | 0 | 42.3 | 0.0623 | 0 | 45.8 | 0.0394 | 0 | 42.3 | 0.0623 | 0 | 2730 | 751000 | 2150 | 830000
NE-HVAC-airAC-SpltPkg-240to759kBtuh-10p8eer | DEER2017 | D17 v2 |  | Any | EUn | 1985 | CZ01 | cWtd | Cap-Tons | 2228 | 766800 | None | 13.8 | 0.0339 | 0 | 13.8 | 0.0339 | 0 | 13.8 | 0.0339 | 0 | 13.8 | 0.0339 | 0 | DEER:HVAC_Split-Package_AC | Annual | 1719 | 13.84 | 0.03386 | 0 | 13.84 | 0.03386 | 0 | NE-HVAC-airAC-SpltPkg-240to759kBtuh-10p8eer_MZDEER2017AnyEUn1985CZ01cPVVG | 32882 | NE-HVAC-airAC-SpltPkg-240to759kBtuh-10p8eer_SZDEER2017AnyEUn1985CZ01cDXGF | 32881 |  | 14.7 | 0.0302 | 0 | 10.4 | 0.0485 | 0 | 14.7 | 0.0302 | 0 | 10.4 | 0.0485 | 0 | 2320 | 751000 | 1860 | 830000
NE-HVAC-airAC-SpltPkg-240to759kBtuh-10p8eer | DEER2017 | D17 v2 |  | Any | EUn | 1985 | CZ02 | cWtd | Cap-Tons | 2802 | 766800 | None | 63.6 | 0.0715 | 0 | 63.6 | 0.0715 | 0 | 63.6 | 0.0715 | 0 | 63.6 | 0.0715 | 0 | DEER:HVAC_Split-Package_AC | Annual | 1719 | 63.62 | 0.07146 | 0 | 63.62 | 0.07146 | 0 | NE-HVAC-airAC-SpltPkg-240to759kBtuh-10p8eer_MZDEER2017AnyEUn1985CZ02cPVVG | 32884 | NE-HVAC-airAC-SpltPkg-240to759kBtuh-10p8eer_SZDEER2017AnyEUn1985CZ02cDXGF | 32883 |  | 65 | 0.0659 | 0 | 58.1 | 0.0937 | 0 | 65 | 0.0659 | 0 | 58.1 | 0.0937 | 0 | 2880 | 751000 | 2490 | 830000
NE-HVAC-airAC-SpltPkg-240to759kBtuh-10p8eer | DEER2017 | D17 v2 |  | Any | EUn | 1985 | CZ03 | cWtd | Cap-Tons | 2558 | 766800 | None | 45.6 | 0.0463 | 0 | 45.6 | 0.0463 | 0 | 45.6 | 0.0463 | 0 | 45.6 | 0.0463 | 0 | DEER:HVAC_Split-Package_AC | Annual | 1719 | 45.62 | 0.04634 | 0 | 45.62 | 0.04634 | 0 | NE-HVAC-airAC-SpltPkg-240to759kBtuh-10p8eer_MZDEER2017AnyEUn1985CZ03cPVVG | 32886 | NE-HVAC-airAC-SpltPkg-240to759kBtuh-10p8eer_SZDEER2017AnyEUn1985CZ03cDXGF | 32885 |  | 48.2 | 0.0435 | 0 | 35.3 | 0.0577 | 0 | 48.2 | 0.0435 | 0 | 35.3 | 0.0577 | 0 | 2650 | 751000 | 2190 | 830000
NE-HVAC-airAC-SpltPkg-240to759kBtuh-10p8eer | DEER2017 | D17 v2 |  | Any | EUn | 1985 | CZ04 | cWtd | Cap-Tons | 3014 | 766800 | None | 68.7 | 0.0743 | 0 | 68.7 | 0.0743 | 0 | 68.7 | 0.0743 | 0 | 68.7 | 0.0743 | 0 | DEER:HVAC_Split-Package_AC | Annual | 1719 | 68.72 | 0.07426 | 0 | 68.72 | 0.07426 | 0 | NE-HVAC-airAC-SpltPkg-240to759kBtuh-10p8eer_MZDEER2017AnyEUn1985CZ04cPVVG | 32888 | NE-HVAC-airAC-SpltPkg-240to759kBtuh-10p8eer_SZDEER2017AnyEUn1985CZ04cDXGF | 32887 |  | 71.2 | 0.068 | 0 | 58.8 | 0.0993 | 0 | 71.2 | 0.068 | 0 | 58.8 | 0.0993 | 0 | 3100 | 751000 | 2670 | 830000
NE-HVAC-airAC-SpltPkg-240to759kBtuh-10p8eer | DEER2017 | D17 v2 |  | Any | EUn | 1985 | CZ05 | cWtd | Cap-Tons | 2426 | 766800 | None | 49.5 | 0.0501 | 0 | 49.5 | 0.0501 | 0 | 49.5 | 0.0501 | 0 | 49.5 | 0.0501 | 0 | DEER:HVAC_Split-Package_AC | Annual | 1719 | 49.54 | 0.05008 | 0 | 49.54 | 0.05008 | 0 | NE-HVAC-airAC-SpltPkg-240to759kBtuh-10p8eer_MZDEER2017AnyEUn1985CZ05cPVVG | 32890 | NE-HVAC-airAC-SpltPkg-240to759kBtuh-10p8eer_SZDEER2017AnyEUn1985CZ05cDXGF | 32889 |  | 51.6 | 0.0458 | 0 | 41.3 | 0.0672 | 0 | 51.6 | 0.0458 | 0 | 41.3 | 0.0672 | 0 | 2520 | 751000 | 2050 | 830000
NE-HVAC-airAC-SpltPkg-240to759kBtuh-10p8eer | DEER2017 | D17 v2 |  | Any | EUn | 1985 | CZ06 | cWtd | Cap-Tons | 2798 | 766800 | None | 81.8 | 0.064 | 0 | 81.8 | 0.064 | 0 | 81.8 | 0.064 | 0 | 81.8 | 0.064 | 0 | DEER:HVAC_Split-Package_AC | Annual | 1719 | 81.76 | 0.06398 | 0 | 81.76 | 0.06398 | 0 | NE-HVAC-airAC-SpltPkg-240to759kBtuh-10p8eer_MZDEER2017AnyEUn1985CZ06cPVVG | 32892 | NE-HVAC-airAC-SpltPkg-240to759kBtuh-10p8eer_SZDEER2017AnyEUn1985CZ06cDXGF | 32891 |  | 85.5 | 0.0587 | 0 | 66.8 | 0.0851 | 0 | 85.5 | 0.0587 | 0 | 66.8 | 0.0851 | 0 | 2870 | 751000 | 2510 | 830000
NE-HVAC-airAC-SpltPkg-240to759kBtuh-10p8eer | DEER2017 | D17 v2 |  | Any | EUn | 1985 | CZ07 | cWtd | Cap-Tons | 2316 | 766800 | None | 87.9 | 0.0676 | 0 | 87.9 | 0.0676 | 0 | 87.9 | 0.0676 | 0 | 87.9 | 0.0676 | 0 | DEER:HVAC_Split-Package_AC | Annual | 1719 | 87.94 | 0.06756 | 0 | 87.94 | 0.06756 | 0 | NE-HVAC-airAC-SpltPkg-240to759kBtuh-10p8eer_MZDEER2017AnyEUn1985CZ07cPVVG | 32894 | NE-HVAC-airAC-SpltPkg-240to759kBtuh-10p8eer_SZDEER2017AnyEUn1985CZ07cDXGF | 32893 |  | 89.9 | 0.0613 | 0 | 80.1 | 0.0926 | 0 | 89.9 | 0.0613 | 0 | 80.1 | 0.0926 | 0 | 2390 | 751000 | 2020 | 830000
NE-HVAC-airAC-SpltPkg-240to759kBtuh-10p8eer | DEER2017 | D17 v2 |  | Any | EUn | 1985 | CZ08 | cWtd | Cap-Tons | 3042 | 766800 | None | 89 | 0.0701 | 0 | 89 | 0.0701 | 0 | 89 | 0.0701 | 0 | 89 | 0.0701 | 0 | DEER:HVAC_Split-Package_AC | Annual | 1719 | 88.98 | 0.07014 | 0 | 88.98 | 0.07014 | 0 | NE-HVAC-airAC-SpltPkg-240to759kBtuh-10p8eer_MZDEER2017AnyEUn1985CZ08cPVVG | 32896 | NE-HVAC-airAC-SpltPkg-240to759kBtuh-10p8eer_SZDEER2017AnyEUn1985CZ08cDXGF | 32895 |  | 92.4 | 0.0646 | 0 | 75.3 | 0.0923 | 0 | 92.4 | 0.0646 | 0 | 75.3 | 0.0923 | 0 | 3130 | 751000 | 2690 | 830000
NE-HVAC-airAC-SpltPkg-240to759kBtuh-10p8eer | DEER2017 | D17 v2 |  | Any | EUn | 1985 | CZ09 | cWtd | Cap-Tons | 3746 | 766800 | None | 81.5 | 0.08 | 0 | 81.5 | 0.08 | 0 | 81.5 | 0.08 | 0 | 81.5 | 0.08 | 0 | DEER:HVAC_Split-Package_AC | Annual | 1719 | 81.46 | 0.08 | 0 | 81.46 | 0.08 | 0 | NE-HVAC-airAC-SpltPkg-240to759kBtuh-10p8eer_MZDEER2017AnyEUn1985CZ09cPVVG | 32898 | NE-HVAC-airAC-SpltPkg-240to759kBtuh-10p8eer_SZDEER2017AnyEUn1985CZ09cDXGF | 32897 |  | 85.8 | 0.074 | 0 | 64.1 | 0.104 | 0 | 85.8 | 0.074 | 0 | 64.1 | 0.104 | 0 | 3820 | 751000 | 3450 | 830000
NE-HVAC-airAC-SpltPkg-240to759kBtuh-10p8eer | DEER2017 | D17 v2 |  | Any | EUn | 1985 | CZ10 | cWtd | Cap-Tons | 3636 | 766800 | None | 87.9 | 0.0864 | 0 | 87.9 | 0.0864 | 0 | 87.9 | 0.0864 | 0 | 87.9 | 0.0864 | 0 | DEER:HVAC_Split-Package_AC | Annual | 1719 | 87.9 | 0.08644 | 0 | 87.9 | 0.08644 | 0 | NE-HVAC-airAC-SpltPkg-240to759kBtuh-10p8eer_MZDEER2017AnyEUn1985CZ10cPVVG | 32900 | NE-HVAC-airAC-SpltPkg-240to759kBtuh-10p8eer_SZDEER2017AnyEUn1985CZ10cDXGF | 32899 |  | 91.3 | 0.0798 | 0 | 74.3 | 0.113 | 0 | 91.3 | 0.0798 | 0 | 74.3 | 0.113 | 0 | 3710 | 751000 | 3340 | 830000
NE-HVAC-airAC-SpltPkg-240to759kBtuh-10p8eer | DEER2017 | D17 v2 |  | Any | EUn | 1985 | CZ11 | cWtd | Cap-Tons | 3256 | 766800 | None | 88.5 | 0.0686 | 0 | 88.5 | 0.0686 | 0 | 88.5 | 0.0686 | 0 | 88.5 | 0.0686 | 0 | DEER:HVAC_Split-Package_AC | Annual | 1719 | 88.46 | 0.06858 | 0 | 88.46 | 0.06858 | 0 | NE-HVAC-airAC-SpltPkg-240to759kBtuh-10p8eer_MZDEER2017AnyEUn1985CZ11cPVVG | 32902 | NE-HVAC-airAC-SpltPkg-240to759kBtuh-10p8eer_SZDEER2017AnyEUn1985CZ11cDXGF | 32901 |  | 88.6 | 0.0632 | 0 | 87.9 | 0.0901 | 0 | 88.6 | 0.0632 | 0 | 87.9 | 0.0901 | 0 | 3340 | 751000 | 2920 | 830000
NE-HVAC-airAC-SpltPkg-240to759kBtuh-10p8eer | DEER2017 | D17 v2 |  | Any | EUn | 1985 | CZ12 | cWtd | Cap-Tons | 3276 | 766800 | None | 75.6 | 0.0667 | 0 | 75.6 | 0.0667 | 0 | 75.6 | 0.0667 | 0 | 75.6 | 0.0667 | 0 | DEER:HVAC_Split-Package_AC | Annual | 1719 | 75.62 | 0.06672 | 0 | 75.62 | 0.06672 | 0 | NE-HVAC-airAC-SpltPkg-240to759kBtuh-10p8eer_MZDEER2017AnyEUn1985CZ12cPVVG | 32904 | NE-HVAC-airAC-SpltPkg-240to759kBtuh-10p8eer_SZDEER2017AnyEUn1985CZ12cDXGF | 32903 |  | 77 | 0.0619 | 0 | 70.1 | 0.086 | 0 | 77 | 0.0619 | 0 | 70.1 | 0.086 | 0 | 3360 | 751000 | 2940 | 830000
NE-HVAC-airAC-SpltPkg-240to759kBtuh-10p8eer | DEER2017 | D17 v2 |  | Any | EUn | 1985 | CZ13 | cWtd | Cap-Tons | 3378 | 766800 | None | 89.6 | 0.0668 | 0 | 89.6 | 0.0668 | 0 | 89.6 | 0.0668 | 0 | 89.6 | 0.0668 | 0 | DEER:HVAC_Split-Package_AC | Annual | 1719 | 89.6 | 0.0668 | 0 | 89.6 | 0.0668 | 0 | NE-HVAC-airAC-SpltPkg-240to759kBtuh-10p8eer_MZDEER2017AnyEUn1985CZ13cPVVG | 32906 | NE-HVAC-airAC-SpltPkg-240to759kBtuh-10p8eer_SZDEER2017AnyEUn1985CZ13cDXGF | 32905 |  | 90 | 0.0617 | 0 | 88 | 0.0872 | 0 | 90 | 0.0617 | 0 | 88 | 0.0872 | 0 | 3460 | 751000 | 3050 | 830000
NE-HVAC-airAC-SpltPkg-240to759kBtuh-10p8eer | DEER2017 | D17 v2 |  | Any | EUn | 1985 | CZ14 | cWtd | Cap-Tons | 3286 | 766800 | None | 90.3 | 0.0852 | 0 | 90.3 | 0.0852 | 0 | 90.3 | 0.0852 | 0 | 90.3 | 0.0852 | 0 | DEER:HVAC_Split-Package_AC | Annual | 1719 | 90.34 | 0.08524 | 0 | 90.34 | 0.08524 | 0 | NE-HVAC-airAC-SpltPkg-240to759kBtuh-10p8eer_MZDEER2017AnyEUn1985CZ14cPVVG | 32908 | NE-HVAC-airAC-SpltPkg-240to759kBtuh-10p8eer_SZDEER2017AnyEUn1985CZ14cDXGF | 32907 |  | 90.5 | 0.0788 | 0 | 89.7 | 0.111 | 0 | 90.5 | 0.0788 | 0 | 89.7 | 0.111 | 0 | 3370 | 751000 | 2950 | 830000
NE-HVAC-airAC-SpltPkg-240to759kBtuh-10p8eer | DEER2017 | D17 v2 |  | Any | EUn | 1985 | CZ15 | cWtd | Cap-Tons | 3906 | 766800 | None | 141 | 0.085 | 0 | 141 | 0.085 | 0 | 141 | 0.085 | 0 | 141 | 0.085 | 0 | DEER:HVAC_Split-Package_AC | Annual | 1719 | 141 | 0.08504 | 0 | 141 | 0.08504 | 0 | NE-HVAC-airAC-SpltPkg-240to759kBtuh-10p8eer_MZDEER2017AnyEUn1985CZ15cPVVG | 32910 | NE-HVAC-airAC-SpltPkg-240to759kBtuh-10p8eer_SZDEER2017AnyEUn1985CZ15cDXGF | 32909 |  | 140 | 0.0783 | 0 | 145 | 0.112 | 0 | 140 | 0.0783 | 0 | 145 | 0.112 | 0 | 3980 | 751000 | 3610 | 830000
NE-HVAC-airAC-SpltPkg-240to759kBtuh-10p8eer | DEER2017 | D17 v2 |  | Any | EUn | 1985 | CZ16 | cWtd | Cap-Tons | 2324 | 766800 | None | 46 | 0.0493 | 0 | 46 | 0.0493 | 0 | 46 | 0.0493 | 0 | 46 | 0.0493 | 0 | DEER:HVAC_Split-Package_AC | Annual | 1719 | 46.04 | 0.04932 | 0 | 46.04 | 0.04932 | 0 | NE-HVAC-airAC-SpltPkg-240to759kBtuh-10p8eer_MZDEER2017AnyEUn1985CZ16cPVVG | 32912 | NE-HVAC-airAC-SpltPkg-240to759kBtuh-10p8eer_SZDEER2017AnyEUn1985CZ16cDXGF | 32911 |  | 46.6 | 0.0458 | 0 | 43.8 | 0.0634 | 0 | 46.6 | 0.0458 | 0 | 43.8 | 0.0634 | 0 | 2400 | 751000 | 2020 | 830000
NE-HVAC-airAC-SpltPkg-240to759kBtuh-10p8eer | DEER2017 | D17 v2 |  | Any | EUn | 1996 | CZ01 | cWtd | Cap-Tons | 1812 | 766800 | None | 17.8 | 0.0372 | 0 | 17.8 | 0.0372 | 0 | 17.8 | 0.0372 | 0 | 17.8 | 0.0372 | 0 | DEER:HVAC_Split-Package_AC | Annual | 1719 | 17.8 | 0.03722 | 0 | 17.8 | 0.03722 | 0 | NE-HVAC-airAC-SpltPkg-240to759kBtuh-10p8eer_MZDEER2017AnyEUn1996CZ01cPVVG | 54242 | NE-HVAC-airAC-SpltPkg-240to759kBtuh-10p8eer_SZDEER2017AnyEUn1996CZ01cDXGF | 54241 |  | 19.6 | 0.0336 | 0 | 10.6 | 0.0517 | 0 | 19.6 | 0.0336 | 0 | 10.6 | 0.0517 | 0 | 1870 | 751000 | 1580 | 830000
NE-HVAC-airAC-SpltPkg-240to759kBtuh-10p8eer | DEER2017 | D17 v2 |  | Any | EUn | 1996 | CZ02 | cWtd | Cap-Tons | 2416 | 766800 | None | 67.2 | 0.075 | 0 | 67.2 | 0.075 | 0 | 67.2 | 0.075 | 0 | 67.2 | 0.075 | 0 | DEER:HVAC_Split-Package_AC | Annual | 1719 | 67.2 | 0.07504 | 0 | 67.2 | 0.07504 | 0 | NE-HVAC-airAC-SpltPkg-240to759kBtuh-10p8eer_MZDEER2017AnyEUn1996CZ02cPVVG | 54244 | NE-HVAC-airAC-SpltPkg-240to759kBtuh-10p8eer_SZDEER2017AnyEUn1996CZ02cDXGF | 54243 |  | 69.6 | 0.0701 | 0 | 57.6 | 0.0948 | 0 | 69.6 | 0.0701 | 0 | 57.6 | 0.0948 | 0 | 2460 | 751000 | 2240 | 830000
NE-HVAC-airAC-SpltPkg-240to759kBtuh-10p8eer | DEER2017 | D17 v2 |  | Any | EUn | 1996 | CZ03 | cWtd | Cap-Tons | 2200 | 766800 | None | 49.3 | 0.0487 | 0 | 49.3 | 0.0487 | 0 | 49.3 | 0.0487 | 0 | 49.3 | 0.0487 | 0 | DEER:HVAC_Split-Package_AC | Annual | 1719 | 49.28 | 0.04866 | 0 | 49.28 | 0.04866 | 0 | NE-HVAC-airAC-SpltPkg-240to759kBtuh-10p8eer_MZDEER2017AnyEUn1996CZ03cPVVG | 54246 | NE-HVAC-airAC-SpltPkg-240to759kBtuh-10p8eer_SZDEER2017AnyEUn1996CZ03cDXGF | 54245 |  | 52.8 | 0.0461 | 0 | 35.2 | 0.0589 | 0 | 52.8 | 0.0461 | 0 | 35.2 | 0.0589 | 0 | 2260 | 751000 | 1960 | 830000
NE-HVAC-airAC-SpltPkg-240to759kBtuh-10p8eer | DEER2017 | D17 v2 |  | Any | EUn | 1996 | CZ04 | cWtd | Cap-Tons | 2628 | 766800 | None | 72.5 | 0.0777 | 0 | 72.5 | 0.0777 | 0 | 72.5 | 0.0777 | 0 | 72.5 | 0.0777 | 0 | DEER:HVAC_Split-Package_AC | Annual | 1719 | 72.54 | 0.07772 | 0 | 72.54 | 0.07772 | 0 | NE-HVAC-airAC-SpltPkg-240to759kBtuh-10p8eer_MZDEER2017AnyEUn1996CZ04cPVVG | 54248 | NE-HVAC-airAC-SpltPkg-240to759kBtuh-10p8eer_SZDEER2017AnyEUn1996CZ04cDXGF | 54247 |  | 76.1 | 0.0719 | 0 | 58.3 | 0.101 | 0 | 76.1 | 0.0719 | 0 | 58.3 | 0.101 | 0 | 2680 | 751000 | 2420 | 830000
NE-HVAC-airAC-SpltPkg-240to759kBtuh-10p8eer | DEER2017 | D17 v2 |  | Any | EUn | 1996 | CZ05 | cWtd | Cap-Tons | 2060 | 766800 | None | 53.9 | 0.0525 | 0 | 53.9 | 0.0525 | 0 | 53.9 | 0.0525 | 0 | 53.9 | 0.0525 | 0 | DEER:HVAC_Split-Package_AC | Annual | 1719 | 53.86 | 0.0525 | 0 | 53.86 | 0.0525 | 0 | NE-HVAC-airAC-SpltPkg-240to759kBtuh-10p8eer_MZDEER2017AnyEUn1996CZ05cPVVG | 54250 | NE-HVAC-airAC-SpltPkg-240to759kBtuh-10p8eer_SZDEER2017AnyEUn1996CZ05cDXGF | 54249 |  | 57 | 0.0485 | 0 | 41.3 | 0.0685 | 0 | 57 | 0.0485 | 0 | 41.3 | 0.0685 | 0 | 2120 | 751000 | 1820 | 830000
NE-HVAC-airAC-SpltPkg-240to759kBtuh-10p8eer | DEER2017 | D17 v2 |  | Any | EUn | 1996 | CZ06 | cWtd | Cap-Tons | 2428 | 766800 | None | 86 | 0.0676 | 0 | 86 | 0.0676 | 0 | 86 | 0.0676 | 0 | 86 | 0.0676 | 0 | DEER:HVAC_Split-Package_AC | Annual | 1719 | 86.04 | 0.06756 | 0 | 86.04 | 0.06756 | 0 | NE-HVAC-airAC-SpltPkg-240to759kBtuh-10p8eer_MZDEER2017AnyEUn1996CZ06cPVVG | 54252 | NE-HVAC-airAC-SpltPkg-240to759kBtuh-10p8eer_SZDEER2017AnyEUn1996CZ06cDXGF | 54251 |  | 90.8 | 0.0626 | 0 | 67 | 0.0874 | 0 | 90.8 | 0.0626 | 0 | 67 | 0.0874 | 0 | 2470 | 751000 | 2260 | 830000
NE-HVAC-airAC-SpltPkg-240to759kBtuh-10p8eer | DEER2017 | D17 v2 |  | Any | EUn | 1996 | CZ07 | cWtd | Cap-Tons | 2400 | 766800 | None | 82.7 | 0.0623 | 0 | 82.7 | 0.0623 | 0 | 82.7 | 0.0623 | 0 | 82.7 | 0.0623 | 0 | DEER:HVAC_Split-Package_AC | Annual | 1719 | 82.68 | 0.06232 | 0 | 82.68 | 0.06232 | 0 | NE-HVAC-airAC-SpltPkg-240to759kBtuh-10p8eer_MZDEER2017AnyEUn1996CZ07cPVVG | 54254 | NE-HVAC-airAC-SpltPkg-240to759kBtuh-10p8eer_SZDEER2017AnyEUn1996CZ07cDXGF | 54253 |  | 88.9 | 0.0571 | 0 | 57.8 | 0.0832 | 0 | 88.9 | 0.0571 | 0 | 57.8 | 0.0832 | 0 | 2460 | 751000 | 2160 | 830000
NE-HVAC-airAC-SpltPkg-240to759kBtuh-10p8eer | DEER2017 | D17 v2 |  | Any | EUn | 1996 | CZ08 | cWtd | Cap-Tons | 2656 | 766800 | None | 92.1 | 0.0735 | 0 | 92.1 | 0.0735 | 0 | 92.1 | 0.0735 | 0 | 92.1 | 0.0735 | 0 | DEER:HVAC_Split-Package_AC | Annual | 1719 | 92.1 | 0.07348 | 0 | 92.1 | 0.07348 | 0 | NE-HVAC-airAC-SpltPkg-240to759kBtuh-10p8eer_MZDEER2017AnyEUn1996CZ08cPVVG | 54256 | NE-HVAC-airAC-SpltPkg-240to759kBtuh-10p8eer_SZDEER2017AnyEUn1996CZ08cDXGF | 54255 |  | 96.2 | 0.0684 | 0 | 75.7 | 0.0938 | 0 | 96.2 | 0.0684 | 0 | 75.7 | 0.0938 | 0 | 2710 | 751000 | 2440 | 830000
NE-HVAC-airAC-SpltPkg-240to759kBtuh-10p8eer | DEER2017 | D17 v2 |  | Any | EUn | 1996 | CZ09 | cWtd | Cap-Tons | 3330 | 766800 | None | 84.4 | 0.0834 | 0 | 84.4 | 0.0834 | 0 | 84.4 | 0.0834 | 0 | 84.4 | 0.0834 | 0 | DEER:HVAC_Split-Package_AC | Annual | 1719 | 84.36 | 0.08344 | 0 | 84.36 | 0.08344 | 0 | NE-HVAC-airAC-SpltPkg-240to759kBtuh-10p8eer_MZDEER2017AnyEUn1996CZ09cPVVG | 54258 | NE-HVAC-airAC-SpltPkg-240to759kBtuh-10p8eer_SZDEER2017AnyEUn1996CZ09cDXGF | 54257 |  | 89.4 | 0.0778 | 0 | 64.2 | 0.106 | 0 | 89.4 | 0.0778 | 0 | 64.2 | 0.106 | 0 | 3370 | 751000 | 3170 | 830000
NE-HVAC-airAC-SpltPkg-240to759kBtuh-10p8eer | DEER2017 | D17 v2 |  | Any | EUn | 1996 | CZ10 | cWtd | Cap-Tons | 3204 | 766800 | None | 90.3 | 0.0897 | 0 | 90.3 | 0.0897 | 0 | 90.3 | 0.0897 | 0 | 90.3 | 0.0897 | 0 | DEER:HVAC_Split-Package_AC | Annual | 1719 | 90.26 | 0.08968 | 0 | 90.26 | 0.08968 | 0 | NE-HVAC-airAC-SpltPkg-240to759kBtuh-10p8eer_MZDEER2017AnyEUn1996CZ10cPVVG | 54260 | NE-HVAC-airAC-SpltPkg-240to759kBtuh-10p8eer_SZDEER2017AnyEUn1996CZ10cDXGF | 54259 |  | 94.2 | 0.0836 | 0 | 74.5 | 0.114 | 0 | 94.2 | 0.0836 | 0 | 74.5 | 0.114 | 0 | 3240 | 751000 | 3060 | 830000
NE-HVAC-airAC-SpltPkg-240to759kBtuh-10p8eer | DEER2017 | D17 v2 |  | Any | EUn | 1996 | CZ11 | cWtd | Cap-Tons | 2754 | 766800 | None | 91.3 | 0.0723 | 0 | 91.3 | 0.0723 | 0 | 91.3 | 0.0723 | 0 | 91.3 | 0.0723 | 0 | DEER:HVAC_Split-Package_AC | Annual | 1719 | 91.3 | 0.07232 | 0 | 91.3 | 0.07232 | 0 | NE-HVAC-airAC-SpltPkg-240to759kBtuh-10p8eer_MZDEER2017AnyEUn1996CZ11cPVVG | 54262 | NE-HVAC-airAC-SpltPkg-240to759kBtuh-10p8eer_SZDEER2017AnyEUn1996CZ11cDXGF | 54261 |  | 92 | 0.0674 | 0 | 88.5 | 0.092 | 0 | 92 | 0.0674 | 0 | 88.5 | 0.092 | 0 | 2800 | 751000 | 2570 | 830000
NE-HVAC-airAC-SpltPkg-240to759kBtuh-10p8eer | DEER2017 | D17 v2 |  | Any | EUn | 1996 | CZ12 | cWtd | Cap-Tons | 2794 | 766800 | None | 78.3 | 0.07 | 0 | 78.3 | 0.07 | 0 | 78.3 | 0.07 | 0 | 78.3 | 0.07 | 0 | DEER:HVAC_Split-Package_AC | Annual | 1719 | 78.34 | 0.06998 | 0 | 78.34 | 0.06998 | 0 | NE-HVAC-airAC-SpltPkg-240to759kBtuh-10p8eer_MZDEER2017AnyEUn1996CZ12cPVVG | 54264 | NE-HVAC-airAC-SpltPkg-240to759kBtuh-10p8eer_SZDEER2017AnyEUn1996CZ12cDXGF | 54263 |  | 80.6 | 0.0655 | 0 | 69.3 | 0.0879 | 0 | 80.6 | 0.0655 | 0 | 69.3 | 0.0879 | 0 | 2840 | 751000 | 2610 | 830000
NE-HVAC-airAC-SpltPkg-240to759kBtuh-10p8eer | DEER2017 | D17 v2 |  | Any | EUn | 1996 | CZ13 | cWtd | Cap-Tons | 2878 | 766800 | None | 92.7 | 0.0701 | 0 | 92.7 | 0.0701 | 0 | 92.7 | 0.0701 | 0 | 92.7 | 0.0701 | 0 | DEER:HVAC_Split-Package_AC | Annual | 1719 | 92.68 | 0.07006 | 0 | 92.68 | 0.07006 | 0 | NE-HVAC-airAC-SpltPkg-240to759kBtuh-10p8eer_MZDEER2017AnyEUn1996CZ13cPVVG | 54266 | NE-HVAC-airAC-SpltPkg-240to759kBtuh-10p8eer_SZDEER2017AnyEUn1996CZ13cDXGF | 54265 |  | 93.7 | 0.0651 | 0 | 88.6 | 0.0899 | 0 | 93.7 | 0.0651 | 0 | 88.6 | 0.0899 | 0 | 2920 | 751000 | 2710 | 830000
NE-HVAC-airAC-SpltPkg-240to759kBtuh-10p8eer | DEER2017 | D17 v2 |  | Any | EUn | 1996 | CZ14 | cWtd | Cap-Tons | 2772 | 766800 | None | 92.7 | 0.0896 | 0 | 92.7 | 0.0896 | 0 | 92.7 | 0.0896 | 0 | 92.7 | 0.0896 | 0 | DEER:HVAC_Split-Package_AC | Annual | 1719 | 92.7 | 0.08956 | 0 | 92.7 | 0.08956 | 0 | NE-HVAC-airAC-SpltPkg-240to759kBtuh-10p8eer_MZDEER2017AnyEUn1996CZ14cPVVG | 54268 | NE-HVAC-airAC-SpltPkg-240to759kBtuh-10p8eer_SZDEER2017AnyEUn1996CZ14cDXGF | 54267 |  | 93.3 | 0.0837 | 0 | 90.3 | 0.113 | 0 | 93.3 | 0.0837 | 0 | 90.3 | 0.113 | 0 | 2820 | 751000 | 2580 | 830000
NE-HVAC-airAC-SpltPkg-240to759kBtuh-10p8eer | DEER2017 | D17 v2 |  | Any | EUn | 1996 | CZ15 | cWtd | Cap-Tons | 3346 | 766800 | None | 143 | 0.0893 | 0 | 143 | 0.0893 | 0 | 143 | 0.0893 | 0 | 143 | 0.0893 | 0 | DEER:HVAC_Split-Package_AC | Annual | 1719 | 143.2 | 0.08928 | 0 | 143.2 | 0.08928 | 0 | NE-HVAC-airAC-SpltPkg-240to759kBtuh-10p8eer_MZDEER2017AnyEUn1996CZ15cPVVG | 54270 | NE-HVAC-airAC-SpltPkg-240to759kBtuh-10p8eer_SZDEER2017AnyEUn1996CZ15cDXGF | 54269 |  | 142 | 0.0831 | 0 | 148 | 0.114 | 0 | 142 | 0.0831 | 0 | 148 | 0.114 | 0 | 3380 | 751000 | 3210 | 830000
NE-HVAC-airAC-SpltPkg-240to759kBtuh-10p8eer | DEER2017 | D17 v2 |  | Any | EUn | 1996 | CZ16 | cWtd | Cap-Tons | 1888 | 766800 | None | 48.6 | 0.0526 | 0 | 48.6 | 0.0526 | 0 | 48.6 | 0.0526 | 0 | 48.6 | 0.0526 | 0 | DEER:HVAC_Split-Package_AC | Annual | 1719 | 48.56 | 0.05262 | 0 | 48.56 | 0.05262 | 0 | NE-HVAC-airAC-SpltPkg-240to759kBtuh-10p8eer_MZDEER2017AnyEUn1996CZ16cPVVG | 54272 | NE-HVAC-airAC-SpltPkg-240to759kBtuh-10p8eer_SZDEER2017AnyEUn1996CZ16cDXGF | 54271 |  | 49.8 | 0.0494 | 0 | 43.6 | 0.0655 | 0 | 49.8 | 0.0494 | 0 | 43.6 | 0.0655 | 0 | 1930 | 751000 | 1720 | 830000
NE-HVAC-airAC-SpltPkg-240to759kBtuh-10p8eer | DEER2017 | D17 v2 |  | Any | EUn | 2003 | CZ01 | cWtd | Cap-Tons | 1680 | 766800 | None | 25 | 0.0401 | 0 | 25 | 0.0401 | 0 | 25 | 0.0401 | 0 | 25 | 0.0401 | 0 | DEER:HVAC_Split-Package_AC | Annual | 1719 | 25 | 0.04012 | 0 | 25 | 0.04012 | 0 | NE-HVAC-airAC-SpltPkg-240to759kBtuh-10p8eer_MZDEER2017AnyEUn2003CZ01cPVVG | 75602 | NE-HVAC-airAC-SpltPkg-240to759kBtuh-10p8eer_SZDEER2017AnyEUn2003CZ01cDXGF | 75601 |  | 28.3 | 0.0368 | 0 | 11.8 | 0.0534 | 0 | 28.3 | 0.0368 | 0 | 11.8 | 0.0534 | 0 | 1720 | 751000 | 1520 | 830000
NE-HVAC-airAC-SpltPkg-240to759kBtuh-10p8eer | DEER2017 | D17 v2 |  | Any | EUn | 2003 | CZ02 | cWtd | Cap-Tons | 2432 | 766800 | None | 57.2 | 0.0651 | 0 | 57.2 | 0.0651 | 0 | 57.2 | 0.0651 | 0 | 57.2 | 0.0651 | 0 | DEER:HVAC_Split-Package_AC | Annual | 1719 | 57.24 | 0.06506 | 0 | 57.24 | 0.06506 | 0 | NE-HVAC-airAC-SpltPkg-240to759kBtuh-10p8eer_MZDEER2017AnyEUn2003CZ02cPVVG | 75604 | NE-HVAC-airAC-SpltPkg-240to759kBtuh-10p8eer_SZDEER2017AnyEUn2003CZ02cDXGF | 75603 |  | 59.2 | 0.0603 | 0 | 49.4 | 0.0841 | 0 | 59.2 | 0.0603 | 0 | 49.4 | 0.0841 | 0 | 2460 | 751000 | 2320 | 830000
NE-HVAC-airAC-SpltPkg-240to759kBtuh-10p8eer | DEER2017 | D17 v2 |  | Any | EUn | 2003 | CZ03 | cWtd | Cap-Tons | 2030 | 766800 | None | 52.1 | 0.0464 | 0 | 52.1 | 0.0464 | 0 | 52.1 | 0.0464 | 0 | 52.1 | 0.0464 | 0 | DEER:HVAC_Split-Package_AC | Annual | 1719 | 52.1 | 0.04636 | 0 | 52.1 | 0.04636 | 0 | NE-HVAC-airAC-SpltPkg-240to759kBtuh-10p8eer_MZDEER2017AnyEUn2003CZ03cPVVG | 75606 | NE-HVAC-airAC-SpltPkg-240to759kBtuh-10p8eer_SZDEER2017AnyEUn2003CZ03cDXGF | 75605 |  | 56.1 | 0.0434 | 0 | 36.1 | 0.0582 | 0 | 56.1 | 0.0434 | 0 | 36.1 | 0.0582 | 0 | 2070 | 751000 | 1870 | 830000
NE-HVAC-airAC-SpltPkg-240to759kBtuh-10p8eer | DEER2017 | D17 v2 |  | Any | EUn | 2003 | CZ04 | cWtd | Cap-Tons | 2418 | 766800 | None | 69.9 | 0.0765 | 0 | 69.9 | 0.0765 | 0 | 69.9 | 0.0765 | 0 | 69.9 | 0.0765 | 0 | DEER:HVAC_Split-Package_AC | Annual | 1719 | 69.92 | 0.07652 | 0 | 69.92 | 0.07652 | 0 | NE-HVAC-airAC-SpltPkg-240to759kBtuh-10p8eer_MZDEER2017AnyEUn2003CZ04cPVVG | 75608 | NE-HVAC-airAC-SpltPkg-240to759kBtuh-10p8eer_SZDEER2017AnyEUn2003CZ04cDXGF | 75607 |  | 72.7 | 0.0704 | 0 | 58.8 | 0.101 | 0 | 72.7 | 0.0704 | 0 | 58.8 | 0.101 | 0 | 2450 | 751000 | 2290 | 830000
NE-HVAC-airAC-SpltPkg-240to759kBtuh-10p8eer | DEER2017 | D17 v2 |  | Any | EUn | 2003 | CZ05 | cWtd | Cap-Tons | 1888 | 766800 | None | 56.4 | 0.0506 | 0 | 56.4 | 0.0506 | 0 | 56.4 | 0.0506 | 0 | 56.4 | 0.0506 | 0 | DEER:HVAC_Split-Package_AC | Annual | 1719 | 56.38 | 0.05064 | 0 | 56.38 | 0.05064 | 0 | NE-HVAC-airAC-SpltPkg-240to759kBtuh-10p8eer_MZDEER2017AnyEUn2003CZ05cPVVG | 75610 | NE-HVAC-airAC-SpltPkg-240to759kBtuh-10p8eer_SZDEER2017AnyEUn2003CZ05cDXGF | 75609 |  | 59.9 | 0.0463 | 0 | 42.3 | 0.068 | 0 | 59.9 | 0.0463 | 0 | 42.3 | 0.068 | 0 | 1930 | 751000 | 1720 | 830000
NE-HVAC-airAC-SpltPkg-240to759kBtuh-10p8eer | DEER2017 | D17 v2 |  | Any | EUn | 2003 | CZ06 | cWtd | Cap-Tons | 2268 | 766800 | None | 85.5 | 0.0667 | 0 | 85.5 | 0.0667 | 0 | 85.5 | 0.0667 | 0 | 85.5 | 0.0667 | 0 | DEER:HVAC_Split-Package_AC | Annual | 1719 | 85.5 | 0.06668 | 0 | 85.5 | 0.06668 | 0 | NE-HVAC-airAC-SpltPkg-240to759kBtuh-10p8eer_MZDEER2017AnyEUn2003CZ06cPVVG | 75612 | NE-HVAC-airAC-SpltPkg-240to759kBtuh-10p8eer_SZDEER2017AnyEUn2003CZ06cDXGF | 75611 |  | 89.8 | 0.0617 | 0 | 68.3 | 0.0866 | 0 | 89.8 | 0.0617 | 0 | 68.3 | 0.0866 | 0 | 2290 | 751000 | 2180 | 830000
NE-HVAC-airAC-SpltPkg-240to759kBtuh-10p8eer | DEER2017 | D17 v2 |  | Any | EUn | 2003 | CZ07 | cWtd | Cap-Tons | 1840 | 766800 | None | 97 | 0.0732 | 0 | 97 | 0.0732 | 0 | 97 | 0.0732 | 0 | 97 | 0.0732 | 0 | DEER:HVAC_Split-Package_AC | Annual | 1719 | 96.96 | 0.07316 | 0 | 96.96 | 0.07316 | 0 | NE-HVAC-airAC-SpltPkg-240to759kBtuh-10p8eer_MZDEER2017AnyEUn2003CZ07cPVVG | 75614 | NE-HVAC-airAC-SpltPkg-240to759kBtuh-10p8eer_SZDEER2017AnyEUn2003CZ07cDXGF | 75613 |  | 100 | 0.0679 | 0 | 84.8 | 0.0942 | 0 | 100 | 0.0679 | 0 | 84.8 | 0.0942 | 0 | 1870 | 751000 | 1720 | 830000
NE-HVAC-airAC-SpltPkg-240to759kBtuh-10p8eer | DEER2017 | D17 v2 |  | Any | EUn | 2003 | CZ08 | cWtd | Cap-Tons | 2494 | 766800 | None | 89.8 | 0.0722 | 0 | 89.8 | 0.0722 | 0 | 89.8 | 0.0722 | 0 | 89.8 | 0.0722 | 0 | DEER:HVAC_Split-Package_AC | Annual | 1719 | 89.8 | 0.07222 | 0 | 89.8 | 0.07222 | 0 | NE-HVAC-airAC-SpltPkg-240to759kBtuh-10p8eer_MZDEER2017AnyEUn2003CZ08cPVVG | 75616 | NE-HVAC-airAC-SpltPkg-240to759kBtuh-10p8eer_SZDEER2017AnyEUn2003CZ08cDXGF | 75615 |  | 93.1 | 0.0669 | 0 | 76.6 | 0.0935 | 0 | 93.1 | 0.0669 | 0 | 76.6 | 0.0935 | 0 | 2530 | 751000 | 2350 | 830000
NE-HVAC-airAC-SpltPkg-240to759kBtuh-10p8eer | DEER2017 | D17 v2 |  | Any | EUn | 2003 | CZ09 | cWtd | Cap-Tons | 3116 | 766800 | None | 79.8 | 0.0825 | 0 | 79.8 | 0.0825 | 0 | 79.8 | 0.0825 | 0 | 79.8 | 0.0825 | 0 | DEER:HVAC_Split-Package_AC | Annual | 1719 | 79.84 | 0.08252 | 0 | 79.84 | 0.08252 | 0 | NE-HVAC-airAC-SpltPkg-240to759kBtuh-10p8eer_MZDEER2017AnyEUn2003CZ09cPVVG | 75618 | NE-HVAC-airAC-SpltPkg-240to759kBtuh-10p8eer_SZDEER2017AnyEUn2003CZ09cDXGF | 75617 |  | 83.7 | 0.0769 | 0 | 64.4 | 0.105 | 0 | 83.7 | 0.0769 | 0 | 64.4 | 0.105 | 0 | 3130 | 751000 | 3060 | 830000
NE-HVAC-airAC-SpltPkg-240to759kBtuh-10p8eer | DEER2017 | D17 v2 |  | Any | EUn | 2003 | CZ10 | cWtd | Cap-Tons | 2672 | 766800 | None | 88 | 0.0926 | 0 | 88 | 0.0926 | 0 | 88 | 0.0926 | 0 | 88 | 0.0926 | 0 | DEER:HVAC_Split-Package_AC | Annual | 1719 | 87.96 | 0.09264 | 0 | 87.96 | 0.09264 | 0 | NE-HVAC-airAC-SpltPkg-240to759kBtuh-10p8eer_MZDEER2017AnyEUn2003CZ10cPVVG | 75620 | NE-HVAC-airAC-SpltPkg-240to759kBtuh-10p8eer_SZDEER2017AnyEUn2003CZ10cDXGF | 75619 |  | 89.9 | 0.0863 | 0 | 80.2 | 0.118 | 0 | 89.9 | 0.0863 | 0 | 80.2 | 0.118 | 0 | 2690 | 751000 | 2600 | 830000
NE-HVAC-airAC-SpltPkg-240to759kBtuh-10p8eer | DEER2017 | D17 v2 |  | Any | EUn | 2003 | CZ11 | cWtd | Cap-Tons | 2456 | 766800 | None | 88.5 | 0.0715 | 0 | 88.5 | 0.0715 | 0 | 88.5 | 0.0715 | 0 | 88.5 | 0.0715 | 0 | DEER:HVAC_Split-Package_AC | Annual | 1719 | 88.46 | 0.0715 | 0 | 88.46 | 0.0715 | 0 | NE-HVAC-airAC-SpltPkg-240to759kBtuh-10p8eer_MZDEER2017AnyEUn2003CZ11cPVVG | 75622 | NE-HVAC-airAC-SpltPkg-240to759kBtuh-10p8eer_SZDEER2017AnyEUn2003CZ11cDXGF | 75621 |  | 87.9 | 0.0664 | 0 | 90.7 | 0.0919 | 0 | 87.9 | 0.0664 | 0 | 90.7 | 0.0919 | 0 | 2480 | 751000 | 2360 | 830000
NE-HVAC-airAC-SpltPkg-240to759kBtuh-10p8eer | DEER2017 | D17 v2 |  | Any | EUn | 2003 | CZ12 | cWtd | Cap-Tons | 2526 | 766800 | None | 73.8 | 0.0683 | 0 | 73.8 | 0.0683 | 0 | 73.8 | 0.0683 | 0 | 73.8 | 0.0683 | 0 | DEER:HVAC_Split-Package_AC | Annual | 1719 | 73.84 | 0.06826 | 0 | 73.84 | 0.06826 | 0 | NE-HVAC-airAC-SpltPkg-240to759kBtuh-10p8eer_MZDEER2017AnyEUn2003CZ12cPVVG | 75624 | NE-HVAC-airAC-SpltPkg-240to759kBtuh-10p8eer_SZDEER2017AnyEUn2003CZ12cDXGF | 75623 |  | 74.6 | 0.0634 | 0 | 70.8 | 0.0877 | 0 | 74.6 | 0.0634 | 0 | 70.8 | 0.0877 | 0 | 2550 | 751000 | 2430 | 830000
NE-HVAC-airAC-SpltPkg-240to759kBtuh-10p8eer | DEER2017 | D17 v2 |  | Any | EUn | 2003 | CZ13 | cWtd | Cap-Tons | 2658 | 766800 | None | 86.3 | 0.0675 | 0 | 86.3 | 0.0675 | 0 | 86.3 | 0.0675 | 0 | 86.3 | 0.0675 | 0 | DEER:HVAC_Split-Package_AC | Annual | 1719 | 86.32 | 0.06754 | 0 | 86.32 | 0.06754 | 0 | NE-HVAC-airAC-SpltPkg-240to759kBtuh-10p8eer_MZDEER2017AnyEUn2003CZ13cPVVG | 75626 | NE-HVAC-airAC-SpltPkg-240to759kBtuh-10p8eer_SZDEER2017AnyEUn2003CZ13cDXGF | 75625 |  | 86 | 0.0624 | 0 | 87.6 | 0.0881 | 0 | 86 | 0.0624 | 0 | 87.6 | 0.0881 | 0 | 2680 | 751000 | 2570 | 830000
NE-HVAC-airAC-SpltPkg-240to759kBtuh-10p8eer | DEER2017 | D17 v2 |  | Any | EUn | 2003 | CZ14 | cWtd | Cap-Tons | 2484 | 766800 | None | 90.6 | 0.0877 | 0 | 90.6 | 0.0877 | 0 | 90.6 | 0.0877 | 0 | 90.6 | 0.0877 | 0 | DEER:HVAC_Split-Package_AC | Annual | 1719 | 90.64 | 0.08772 | 0 | 90.64 | 0.08772 | 0 | NE-HVAC-airAC-SpltPkg-240to759kBtuh-10p8eer_MZDEER2017AnyEUn2003CZ14cPVVG | 75628 | NE-HVAC-airAC-SpltPkg-240to759kBtuh-10p8eer_SZDEER2017AnyEUn2003CZ14cDXGF | 75627 |  | 90.1 | 0.0814 | 0 | 92.8 | 0.113 | 0 | 90.1 | 0.0814 | 0 | 92.8 | 0.113 | 0 | 2510 | 751000 | 2380 | 830000
NE-HVAC-airAC-SpltPkg-240to759kBtuh-10p8eer | DEER2017 | D17 v2 |  | Any | EUn | 2003 | CZ15 | cWtd | Cap-Tons | 2936 | 766800 | None | 142 | 0.0896 | 0 | 142 | 0.0896 | 0 | 142 | 0.0896 | 0 | 142 | 0.0896 | 0 | DEER:HVAC_Split-Package_AC | Annual | 1719 | 142 | 0.08964 | 0 | 142 | 0.08964 | 0 | NE-HVAC-airAC-SpltPkg-240to759kBtuh-10p8eer_MZDEER2017AnyEUn2003CZ15cPVVG | 75630 | NE-HVAC-airAC-SpltPkg-240to759kBtuh-10p8eer_SZDEER2017AnyEUn2003CZ15cDXGF | 75629 |  | 139 | 0.0828 | 0 | 154 | 0.117 | 0 | 139 | 0.0828 | 0 | 154 | 0.117 | 0 | 2950 | 751000 | 2880 | 830000
NE-HVAC-airAC-SpltPkg-240to759kBtuh-10p8eer | DEER2017 | D17 v2 |  | Any | EUn | 2003 | CZ16 | cWtd | Cap-Tons | 1706 | 766800 | None | 50.7 | 0.0512 | 0 | 50.7 | 0.0512 | 0 | 50.7 | 0.0512 | 0 | 50.7 | 0.0512 | 0 | DEER:HVAC_Split-Package_AC | Annual | 1719 | 50.74 | 0.0512 | 0 | 50.74 | 0.0512 | 0 | NE-HVAC-airAC-SpltPkg-240to759kBtuh-10p8eer_MZDEER2017AnyEUn2003CZ16cPVVG | 75632 | NE-HVAC-airAC-SpltPkg-240to759kBtuh-10p8eer_SZDEER2017AnyEUn2003CZ16cDXGF | 75631 |  | 51.7 | 0.0476 | 0 | 46.9 | 0.0656 | 0 | 51.7 | 0.0476 | 0 | 46.9 | 0.0656 | 0 | 1730 | 751000 | 1610 | 830000
NE-HVAC-airAC-SpltPkg-240to759kBtuh-10p8eer | DEER2017 | D17 v2 |  | Any | EUn | 2007 | CZ01 | cWtd | Cap-Tons | 1658 | 766800 | None | 24.9 | 0.0399 | 0 | 24.9 | 0.0399 | 0 | 24.9 | 0.0399 | 0 | 24.9 | 0.0399 | 0 | DEER:HVAC_Split-Package_AC | Annual | 1719 | 24.86 | 0.03986 | 0 | 24.86 | 0.03986 | 0 | NE-HVAC-airAC-SpltPkg-240to759kBtuh-10p8eer_MZDEER2017AnyEUn2007CZ01cPVVG | 96962 | NE-HVAC-airAC-SpltPkg-240to759kBtuh-10p8eer_SZDEER2017AnyEUn2007CZ01cDXGF | 96961 |  | 28.2 | 0.0366 | 0 | 11.5 | 0.0529 | 0 | 28.2 | 0.0366 | 0 | 11.5 | 0.0529 | 0 | 1700 | 751000 | 1490 | 830000
NE-HVAC-airAC-SpltPkg-240to759kBtuh-10p8eer | DEER2017 | D17 v2 |  | Any | EUn | 2007 | CZ02 | cWtd | Cap-Tons | 2412 | 766800 | None | 56.8 | 0.065 | 0 | 56.8 | 0.065 | 0 | 56.8 | 0.065 | 0 | 56.8 | 0.065 | 0 | DEER:HVAC_Split-Package_AC | Annual | 1719 | 56.82 | 0.06498 | 0 | 56.82 | 0.06498 | 0 | NE-HVAC-airAC-SpltPkg-240to759kBtuh-10p8eer_MZDEER2017AnyEUn2007CZ02cPVVG | 96964 | NE-HVAC-airAC-SpltPkg-240to759kBtuh-10p8eer_SZDEER2017AnyEUn2007CZ02cDXGF | 96963 |  | 58.8 | 0.0602 | 0 | 48.9 | 0.0841 | 0 | 58.8 | 0.0602 | 0 | 48.9 | 0.0841 | 0 | 2440 | 751000 | 2300 | 830000
NE-HVAC-airAC-SpltPkg-240to759kBtuh-10p8eer | DEER2017 | D17 v2 |  | Any | EUn | 2007 | CZ03 | cWtd | Cap-Tons | 2016 | 766800 | None | 51.8 | 0.0462 | 0 | 51.8 | 0.0462 | 0 | 51.8 | 0.0462 | 0 | 51.8 | 0.0462 | 0 | DEER:HVAC_Split-Package_AC | Annual | 1719 | 51.84 | 0.0462 | 0 | 51.84 | 0.0462 | 0 | NE-HVAC-airAC-SpltPkg-240to759kBtuh-10p8eer_MZDEER2017AnyEUn2007CZ03cPVVG | 96966 | NE-HVAC-airAC-SpltPkg-240to759kBtuh-10p8eer_SZDEER2017AnyEUn2007CZ03cDXGF | 96965 |  | 55.9 | 0.0433 | 0 | 35.6 | 0.0578 | 0 | 55.9 | 0.0433 | 0 | 35.6 | 0.0578 | 0 | 2060 | 751000 | 1840 | 830000
NE-HVAC-airAC-SpltPkg-240to759kBtuh-10p8eer | DEER2017 | D17 v2 |  | Any | EUn | 2007 | CZ04 | cWtd | Cap-Tons | 2398 | 766800 | None | 69.6 | 0.0765 | 0 | 69.6 | 0.0765 | 0 | 69.6 | 0.0765 | 0 | 69.6 | 0.0765 | 0 | DEER:HVAC_Split-Package_AC | Annual | 1719 | 69.58 | 0.07652 | 0 | 69.58 | 0.07652 | 0 | NE-HVAC-airAC-SpltPkg-240to759kBtuh-10p8eer_MZDEER2017AnyEUn2007CZ04cPVVG | 96968 | NE-HVAC-airAC-SpltPkg-240to759kBtuh-10p8eer_SZDEER2017AnyEUn2007CZ04cDXGF | 96967 |  | 72.4 | 0.0704 | 0 | 58.3 | 0.101 | 0 | 72.4 | 0.0704 | 0 | 58.3 | 0.101 | 0 | 2430 | 751000 | 2270 | 830000
NE-HVAC-airAC-SpltPkg-240to759kBtuh-10p8eer | DEER2017 | D17 v2 |  | Any | EUn | 2007 | CZ05 | cWtd | Cap-Tons | 1868 | 766800 | None | 56.1 | 0.0503 | 0 | 56.1 | 0.0503 | 0 | 56.1 | 0.0503 | 0 | 56.1 | 0.0503 | 0 | DEER:HVAC_Split-Package_AC | Annual | 1719 | 56.1 | 0.05034 | 0 | 56.1 | 0.05034 | 0 | NE-HVAC-airAC-SpltPkg-240to759kBtuh-10p8eer_MZDEER2017AnyEUn2007CZ05cPVVG | 96970 | NE-HVAC-airAC-SpltPkg-240to759kBtuh-10p8eer_SZDEER2017AnyEUn2007CZ05cDXGF | 96969 |  | 59.7 | 0.046 | 0 | 41.7 | 0.0677 | 0 | 59.7 | 0.046 | 0 | 41.7 | 0.0677 | 0 | 1910 | 751000 | 1700 | 830000
NE-HVAC-airAC-SpltPkg-240to759kBtuh-10p8eer | DEER2017 | D17 v2 |  | Any | EUn | 2007 | CZ06 | cWtd | Cap-Tons | 2248 | 766800 | None | 85 | 0.0666 | 0 | 85 | 0.0666 | 0 | 85 | 0.0666 | 0 | 85 | 0.0666 | 0 | DEER:HVAC_Split-Package_AC | Annual | 1719 | 85.02 | 0.06664 | 0 | 85.02 | 0.06664 | 0 | NE-HVAC-airAC-SpltPkg-240to759kBtuh-10p8eer_MZDEER2017AnyEUn2007CZ06cPVVG | 96972 | NE-HVAC-airAC-SpltPkg-240to759kBtuh-10p8eer_SZDEER2017AnyEUn2007CZ06cDXGF | 96971 |  | 89.4 | 0.0617 | 0 | 67.5 | 0.0864 | 0 | 89.4 | 0.0617 | 0 | 67.5 | 0.0864 | 0 | 2270 | 751000 | 2160 | 830000
NE-HVAC-airAC-SpltPkg-240to759kBtuh-10p8eer | DEER2017 | D17 v2 |  | Any | EUn | 2007 | CZ07 | cWtd | Cap-Tons | 1820 | 766800 | None | 96.8 | 0.0731 | 0 | 96.8 | 0.0731 | 0 | 96.8 | 0.0731 | 0 | 96.8 | 0.0731 | 0 | DEER:HVAC_Split-Package_AC | Annual | 1719 | 96.78 | 0.07306 | 0 | 96.78 | 0.07306 | 0 | NE-HVAC-airAC-SpltPkg-240to759kBtuh-10p8eer_MZDEER2017AnyEUn2007CZ07cPVVG | 96974 | NE-HVAC-airAC-SpltPkg-240to759kBtuh-10p8eer_SZDEER2017AnyEUn2007CZ07cDXGF | 96973 |  | 100 | 0.0678 | 0 | 83.9 | 0.0941 | 0 | 100 | 0.0678 | 0 | 83.9 | 0.0941 | 0 | 1850 | 751000 | 1700 | 830000
NE-HVAC-airAC-SpltPkg-240to759kBtuh-10p8eer | DEER2017 | D17 v2 |  | Any | EUn | 2007 | CZ08 | cWtd | Cap-Tons | 2472 | 766800 | None | 89.4 | 0.0721 | 0 | 89.4 | 0.0721 | 0 | 89.4 | 0.0721 | 0 | 89.4 | 0.0721 | 0 | DEER:HVAC_Split-Package_AC | Annual | 1719 | 89.36 | 0.07212 | 0 | 89.36 | 0.07212 | 0 | NE-HVAC-airAC-SpltPkg-240to759kBtuh-10p8eer_MZDEER2017AnyEUn2007CZ08cPVVG | 96976 | NE-HVAC-airAC-SpltPkg-240to759kBtuh-10p8eer_SZDEER2017AnyEUn2007CZ08cDXGF | 96975 |  | 92.7 | 0.0668 | 0 | 76 | 0.0934 | 0 | 92.7 | 0.0668 | 0 | 76 | 0.0934 | 0 | 2510 | 751000 | 2320 | 830000
NE-HVAC-airAC-SpltPkg-240to759kBtuh-10p8eer | DEER2017 | D17 v2 |  | Any | EUn | 2007 | CZ09 | cWtd | Cap-Tons | 3094 | 766800 | None | 79.5 | 0.0825 | 0 | 79.5 | 0.0825 | 0 | 79.5 | 0.0825 | 0 | 79.5 | 0.0825 | 0 | DEER:HVAC_Split-Package_AC | Annual | 1719 | 79.52 | 0.08252 | 0 | 79.52 | 0.08252 | 0 | NE-HVAC-airAC-SpltPkg-240to759kBtuh-10p8eer_MZDEER2017AnyEUn2007CZ09cPVVG | 96978 | NE-HVAC-airAC-SpltPkg-240to759kBtuh-10p8eer_SZDEER2017AnyEUn2007CZ09cDXGF | 96977 |  | 83.4 | 0.0769 | 0 | 64 | 0.105 | 0 | 83.4 | 0.0769 | 0 | 64 | 0.105 | 0 | 3110 | 751000 | 3030 | 830000
NE-HVAC-airAC-SpltPkg-240to759kBtuh-10p8eer | DEER2017 | D17 v2 |  | Any | EUn | 2007 | CZ10 | cWtd | Cap-Tons | 2650 | 766800 | None | 87.6 | 0.0926 | 0 | 87.6 | 0.0926 | 0 | 87.6 | 0.0926 | 0 | 87.6 | 0.0926 | 0 | DEER:HVAC_Split-Package_AC | Annual | 1719 | 87.62 | 0.09264 | 0 | 87.62 | 0.09264 | 0 | NE-HVAC-airAC-SpltPkg-240to759kBtuh-10p8eer_MZDEER2017AnyEUn2007CZ10cPVVG | 96980 | NE-HVAC-airAC-SpltPkg-240to759kBtuh-10p8eer_SZDEER2017AnyEUn2007CZ10cDXGF | 96979 |  | 89.6 | 0.0863 | 0 | 79.7 | 0.118 | 0 | 89.6 | 0.0863 | 0 | 79.7 | 0.118 | 0 | 2670 | 751000 | 2570 | 830000
NE-HVAC-airAC-SpltPkg-240to759kBtuh-10p8eer | DEER2017 | D17 v2 |  | Any | EUn | 2007 | CZ11 | cWtd | Cap-Tons | 2434 | 766800 | None | 88.2 | 0.0715 | 0 | 88.2 | 0.0715 | 0 | 88.2 | 0.0715 | 0 | 88.2 | 0.0715 | 0 | DEER:HVAC_Split-Package_AC | Annual | 1719 | 88.16 | 0.07152 | 0 | 88.16 | 0.07152 | 0 | NE-HVAC-airAC-SpltPkg-240to759kBtuh-10p8eer_MZDEER2017AnyEUn2007CZ11cPVVG | 96982 | NE-HVAC-airAC-SpltPkg-240to759kBtuh-10p8eer_SZDEER2017AnyEUn2007CZ11cDXGF | 96981 |  | 87.6 | 0.0664 | 0 | 90.4 | 0.092 | 0 | 87.6 | 0.0664 | 0 | 90.4 | 0.092 | 0 | 2460 | 751000 | 2330 | 830000
NE-HVAC-airAC-SpltPkg-240to759kBtuh-10p8eer | DEER2017 | D17 v2 |  | Any | EUn | 2007 | CZ12 | cWtd | Cap-Tons | 2504 | 766800 | None | 73.5 | 0.0683 | 0 | 73.5 | 0.0683 | 0 | 73.5 | 0.0683 | 0 | 73.5 | 0.0683 | 0 | DEER:HVAC_Split-Package_AC | Annual | 1719 | 73.52 | 0.06828 | 0 | 73.52 | 0.06828 | 0 | NE-HVAC-airAC-SpltPkg-240to759kBtuh-10p8eer_MZDEER2017AnyEUn2007CZ12cPVVG | 96984 | NE-HVAC-airAC-SpltPkg-240to759kBtuh-10p8eer_SZDEER2017AnyEUn2007CZ12cDXGF | 96983 |  | 74.3 | 0.0634 | 0 | 70.4 | 0.0878 | 0 | 74.3 | 0.0634 | 0 | 70.4 | 0.0878 | 0 | 2530 | 751000 | 2400 | 830000
NE-HVAC-airAC-SpltPkg-240to759kBtuh-10p8eer | DEER2017 | D17 v2 |  | Any | EUn | 2007 | CZ13 | cWtd | Cap-Tons | 2636 | 766800 | None | 86 | 0.0676 | 0 | 86 | 0.0676 | 0 | 86 | 0.0676 | 0 | 86 | 0.0676 | 0 | DEER:HVAC_Split-Package_AC | Annual | 1719 | 86.02 | 0.06756 | 0 | 86.02 | 0.06756 | 0 | NE-HVAC-airAC-SpltPkg-240to759kBtuh-10p8eer_MZDEER2017AnyEUn2007CZ13cPVVG | 96986 | NE-HVAC-airAC-SpltPkg-240to759kBtuh-10p8eer_SZDEER2017AnyEUn2007CZ13cDXGF | 96985 |  | 85.7 | 0.0624 | 0 | 87.3 | 0.0882 | 0 | 85.7 | 0.0624 | 0 | 87.3 | 0.0882 | 0 | 2660 | 751000 | 2540 | 830000
NE-HVAC-airAC-SpltPkg-240to759kBtuh-10p8eer | DEER2017 | D17 v2 |  | Any | EUn | 2007 | CZ14 | cWtd | Cap-Tons | 2462 | 766800 | None | 90.3 | 0.0876 | 0 | 90.3 | 0.0876 | 0 | 90.3 | 0.0876 | 0 | 90.3 | 0.0876 | 0 | DEER:HVAC_Split-Package_AC | Annual | 1719 | 90.34 | 0.08764 | 0 | 90.34 | 0.08764 | 0 | NE-HVAC-airAC-SpltPkg-240to759kBtuh-10p8eer_MZDEER2017AnyEUn2007CZ14cPVVG | 96988 | NE-HVAC-airAC-SpltPkg-240to759kBtuh-10p8eer_SZDEER2017AnyEUn2007CZ14cDXGF | 96987 |  | 89.8 | 0.0813 | 0 | 92.5 | 0.113 | 0 | 89.8 | 0.0813 | 0 | 92.5 | 0.113 | 0 | 2490 | 751000 | 2350 | 830000
NE-HVAC-airAC-SpltPkg-240to759kBtuh-10p8eer | DEER2017 | D17 v2 |  | Any | EUn | 2007 | CZ15 | cWtd | Cap-Tons | 2914 | 766800 | None | 142 | 0.0896 | 0 | 142 | 0.0896 | 0 | 142 | 0.0896 | 0 | 142 | 0.0896 | 0 | DEER:HVAC_Split-Package_AC | Annual | 1719 | 142 | 0.08956 | 0 | 142 | 0.08956 | 0 | NE-HVAC-airAC-SpltPkg-240to759kBtuh-10p8eer_MZDEER2017AnyEUn2007CZ15cPVVG | 96990 | NE-HVAC-airAC-SpltPkg-240to759kBtuh-10p8eer_SZDEER2017AnyEUn2007CZ15cDXGF | 96989 |  | 139 | 0.0827 | 0 | 154 | 0.117 | 0 | 139 | 0.0827 | 0 | 154 | 0.117 | 0 | 2930 | 751000 | 2850 | 830000
NE-HVAC-airAC-SpltPkg-240to759kBtuh-10p8eer | DEER2017 | D17 v2 |  | Any | EUn | 2007 | CZ16 | cWtd | Cap-Tons | 1694 | 766800 | None | 50.6 | 0.0511 | 0 | 50.6 | 0.0511 | 0 | 50.6 | 0.0511 | 0 | 50.6 | 0.0511 | 0 | DEER:HVAC_Split-Package_AC | Annual | 1719 | 50.58 | 0.05108 | 0 | 50.58 | 0.05108 | 0 | NE-HVAC-airAC-SpltPkg-240to759kBtuh-10p8eer_MZDEER2017AnyEUn2007CZ16cPVVG | 96992 | NE-HVAC-airAC-SpltPkg-240to759kBtuh-10p8eer_SZDEER2017AnyEUn2007CZ16cDXGF | 96991 |  | 51.6 | 0.0475 | 0 | 46.5 | 0.0654 | 0 | 51.6 | 0.0475 | 0 | 46.5 | 0.0654 | 0 | 1720 | 751000 | 1590 | 830000
NE-HVAC-airAC-SpltPkg-240to759kBtuh-10p8eer | DEER2017 | D17 v2 |  | Any | EUn | 2011 | CZ01 | cWtd | Cap-Tons | 1630 | 766800 | None | 110 | 0.0456 | -0.103 | 25.1 | 0.04 | 0 | 110 | 0.0456 | -0.103 | 25.1 | 0.04 | 0 | DEER:HVAC_Split-Package_AC | Annual | 1719 | 109.8 | 0.0456 | -0.1028 | 25.14 | 0.03996 | 0 | NE-HVAC-airAC-SpltPkg-240to759kBtuh-10p8eer_MZDEER2017AnyEUn2011CZ01cPVVG | 118322 | NE-HVAC-airAC-SpltPkg-240to759kBtuh-10p8eer_SZDEER2017AnyEUn2011CZ01cDXGF | 118321 |  | 28.5 | 0.0367 | 0 | 435 | 0.0812 | -0.514 | 28.5 | 0.0367 | 0 | 11.7 | 0.053 | 0 | 1670 | 751000 | 1470 | 830000
NE-HVAC-airAC-SpltPkg-240to759kBtuh-10p8eer | DEER2017 | D17 v2 |  | Any | EUn | 2011 | CZ02 | cWtd | Cap-Tons | 2366 | 766800 | None | 152 | 0.0946 | -0.964 | 56.9 | 0.0648 | 0 | 152 | 0.0946 | -0.964 | 56.9 | 0.0648 | 0 | DEER:HVAC_Split-Package_AC | Annual | 1719 | 151.92 | 0.09456 | -0.964 | 56.9 | 0.06478 | 0 | NE-HVAC-airAC-SpltPkg-240to759kBtuh-10p8eer_MZDEER2017AnyEUn2011CZ02cPVVG | 118324 | NE-HVAC-airAC-SpltPkg-240to759kBtuh-10p8eer_SZDEER2017AnyEUn2011CZ02cDXGF | 118323 |  | 58.9 | 0.0602 | 0 | 524 | 0.232 | -4.82 | 58.9 | 0.0602 | 0 | 48.9 | 0.0831 | 0 | 2390 | 751000 | 2270 | 830000
NE-HVAC-airAC-SpltPkg-240to759kBtuh-10p8eer | DEER2017 | D17 v2 |  | Any | EUn | 2011 | CZ03 | cWtd | Cap-Tons | 1970 | 766800 | None | 136 | 0.0758 | -0.29 | 52.4 | 0.0465 | 0 | 136 | 0.0758 | -0.29 | 52.4 | 0.0465 | 0 | DEER:HVAC_Split-Package_AC | Annual | 1719 | 136.12 | 0.0758 | -0.29 | 52.36 | 0.04646 | 0 | NE-HVAC-airAC-SpltPkg-240to759kBtuh-10p8eer_MZDEER2017AnyEUn2011CZ03cPVVG | 118326 | NE-HVAC-airAC-SpltPkg-240to759kBtuh-10p8eer_SZDEER2017AnyEUn2011CZ03cDXGF | 118325 |  | 56.4 | 0.0435 | 0 | 455 | 0.205 | -1.45 | 56.4 | 0.0435 | 0 | 36.2 | 0.0583 | 0 | 2010 | 751000 | 1810 | 830000
NE-HVAC-airAC-SpltPkg-240to759kBtuh-10p8eer | DEER2017 | D17 v2 |  | Any | EUn | 2011 | CZ04 | cWtd | Cap-Tons | 2350 | 766800 | None | 172 | 0.0967 | -0.528 | 69.8 | 0.0765 | 0 | 172 | 0.0967 | -0.528 | 69.8 | 0.0765 | 0 | DEER:HVAC_Split-Package_AC | Annual | 1719 | 171.88 | 0.09668 | -0.528 | 69.78 | 0.07648 | 0 | NE-HVAC-airAC-SpltPkg-240to759kBtuh-10p8eer_MZDEER2017AnyEUn2011CZ04cPVVG | 118328 | NE-HVAC-airAC-SpltPkg-240to759kBtuh-10p8eer_SZDEER2017AnyEUn2011CZ04cDXGF | 118327 |  | 72.6 | 0.0706 | 0 | 569 | 0.201 | -2.64 | 72.6 | 0.0706 | 0 | 58.5 | 0.1 | 0 | 2380 | 751000 | 2230 | 830000
NE-HVAC-airAC-SpltPkg-240to759kBtuh-10p8eer | DEER2017 | D17 v2 |  | Any | EUn | 2011 | CZ05 | cWtd | Cap-Tons | 1830 | 766800 | None | 138 | 0.0738 | -0.113 | 56.6 | 0.0505 | 0 | 138 | 0.0738 | -0.113 | 56.6 | 0.0505 | 0 | DEER:HVAC_Split-Package_AC | Annual | 1719 | 138.28 | 0.07376 | -0.1132 | 56.6 | 0.05052 | 0 | NE-HVAC-airAC-SpltPkg-240to759kBtuh-10p8eer_MZDEER2017AnyEUn2011CZ05cPVVG | 118330 | NE-HVAC-airAC-SpltPkg-240to759kBtuh-10p8eer_SZDEER2017AnyEUn2011CZ05cDXGF | 118329 |  | 60.1 | 0.0462 | 0 | 451 | 0.184 | -0.566 | 60.1 | 0.0462 | 0 | 42.6 | 0.0678 | 0 | 1870 | 751000 | 1670 | 830000
NE-HVAC-airAC-SpltPkg-240to759kBtuh-10p8eer | DEER2017 | D17 v2 |  | Any | EUn | 2011 | CZ06 | cWtd | Cap-Tons | 2218 | 766800 | None | 175 | 0.0852 | -0.181 | 85.1 | 0.0666 | 0 | 175 | 0.0852 | -0.181 | 85.1 | 0.0666 | 0 | DEER:HVAC_Split-Package_AC | Annual | 1719 | 174.72 | 0.08516 | -0.1808 | 85.06 | 0.0666 | 0 | NE-HVAC-airAC-SpltPkg-240to759kBtuh-10p8eer_MZDEER2017AnyEUn2011CZ06cPVVG | 118332 | NE-HVAC-airAC-SpltPkg-240to759kBtuh-10p8eer_SZDEER2017AnyEUn2011CZ06cDXGF | 118331 |  | 89.4 | 0.0617 | 0 | 516 | 0.179 | -0.904 | 89.4 | 0.0617 | 0 | 67.7 | 0.0862 | 0 | 2240 | 751000 | 2130 | 830000
NE-HVAC-airAC-SpltPkg-240to759kBtuh-10p8eer | DEER2017 | D17 v2 |  | Any | EUn | 2011 | CZ07 | cWtd | Cap-Tons | 1782 | 766800 | None | 167 | 0.0804 | 0.142 | 96.9 | 0.0732 | 0 | 167 | 0.0804 | 0.142 | 96.9 | 0.0732 | 0 | DEER:HVAC_Split-Package_AC | Annual | 1719 | 167.4 | 0.0804 | 0.1422 | 96.92 | 0.07322 | 0 | NE-HVAC-airAC-SpltPkg-240to759kBtuh-10p8eer_MZDEER2017AnyEUn2011CZ07cPVVG | 118334 | NE-HVAC-airAC-SpltPkg-240to759kBtuh-10p8eer_SZDEER2017AnyEUn2011CZ07cDXGF | 118333 |  | 100 | 0.068 | 0 | 437 | 0.13 | 0.711 | 100 | 0.068 | 0 | 84.6 | 0.0941 | 0 | 1810 | 751000 | 1670 | 830000
NE-HVAC-airAC-SpltPkg-240to759kBtuh-10p8eer | DEER2017 | D17 v2 |  | Any | EUn | 2011 | CZ08 | cWtd | Cap-Tons | 2418 | 766800 | None | 188 | 0.0913 | -0.172 | 89.7 | 0.0721 | 0 | 188 | 0.0913 | -0.172 | 89.7 | 0.0721 | 0 | DEER:HVAC_Split-Package_AC | Annual | 1719 | 188.4 | 0.09132 | -0.1718 | 89.66 | 0.07212 | 0 | NE-HVAC-airAC-SpltPkg-240to759kBtuh-10p8eer_MZDEER2017AnyEUn2011CZ08cPVVG | 118336 | NE-HVAC-airAC-SpltPkg-240to759kBtuh-10p8eer_SZDEER2017AnyEUn2011CZ08cDXGF | 118335 |  | 93 | 0.0669 | 0 | 570 | 0.189 | -0.859 | 93 | 0.0669 | 0 | 76.3 | 0.093 | 0 | 2450 | 751000 | 2290 | 830000
NE-HVAC-airAC-SpltPkg-240to759kBtuh-10p8eer | DEER2017 | D17 v2 |  | Any | EUn | 2011 | CZ09 | cWtd | Cap-Tons | 3028 | 766800 | None | 190 | 0.106 | -0.478 | 79.6 | 0.0823 | 0 | 190 | 0.106 | -0.478 | 79.6 | 0.0823 | 0 | DEER:HVAC_Split-Package_AC | Annual | 1719 | 190.2 | 0.10572 | -0.478 | 79.58 | 0.08232 | 0 | NE-HVAC-airAC-SpltPkg-240to759kBtuh-10p8eer_MZDEER2017AnyEUn2011CZ09cPVVG | 118338 | NE-HVAC-airAC-SpltPkg-240to759kBtuh-10p8eer_SZDEER2017AnyEUn2011CZ09cDXGF | 118337 |  | 83.5 | 0.0769 | 0 | 617 | 0.221 | -2.39 | 83.5 | 0.0769 | 0 | 63.9 | 0.104 | 0 | 3040 | 751000 | 2980 | 830000
NE-HVAC-airAC-SpltPkg-240to759kBtuh-10p8eer | DEER2017 | D17 v2 |  | Any | EUn | 2011 | CZ10 | cWtd | Cap-Tons | 2602 | 766800 | None | 195 | 0.111 | -0.438 | 87.6 | 0.0926 | 0 | 195 | 0.111 | -0.438 | 87.6 | 0.0926 | 0 | DEER:HVAC_Split-Package_AC | Annual | 1719 | 194.68 | 0.11144 | -0.438 | 87.62 | 0.09264 | 0 | NE-HVAC-airAC-SpltPkg-240to759kBtuh-10p8eer_MZDEER2017AnyEUn2011CZ10cPVVG | 118340 | NE-HVAC-airAC-SpltPkg-240to759kBtuh-10p8eer_SZDEER2017AnyEUn2011CZ10cDXGF | 118339 |  | 89.6 | 0.0863 | 0 | 615 | 0.212 | -2.19 | 89.6 | 0.0863 | 0 | 79.7 | 0.118 | 0 | 2620 | 751000 | 2530 | 830000
NE-HVAC-airAC-SpltPkg-240to759kBtuh-10p8eer | DEER2017 | D17 v2 |  | Any | EUn | 2011 | CZ11 | cWtd | Cap-Tons | 2378 | 766800 | None | 194 | 0.102 | -0.94 | 88.2 | 0.0715 | 0 | 194 | 0.102 | -0.94 | 88.2 | 0.0715 | 0 | DEER:HVAC_Split-Package_AC | Annual | 1719 | 193.76 | 0.1016 | -0.94 | 88.18 | 0.07148 | 0 | NE-HVAC-airAC-SpltPkg-240to759kBtuh-10p8eer_MZDEER2017AnyEUn2011CZ11cPVVG | 118342 | NE-HVAC-airAC-SpltPkg-240to759kBtuh-10p8eer_SZDEER2017AnyEUn2011CZ11cDXGF | 118341 |  | 87.7 | 0.0665 | 0 | 618 | 0.242 | -4.7 | 87.7 | 0.0665 | 0 | 90.1 | 0.0914 | 0 | 2400 | 751000 | 2290 | 830000
NE-HVAC-airAC-SpltPkg-240to759kBtuh-10p8eer | DEER2017 | D17 v2 |  | Any | EUn | 2011 | CZ12 | cWtd | Cap-Tons | 2448 | 766800 | None | 181 | 0.0965 | -0.934 | 73.5 | 0.0682 | 0 | 181 | 0.0965 | -0.934 | 73.5 | 0.0682 | 0 | DEER:HVAC_Split-Package_AC | Annual | 1719 | 181.04 | 0.09652 | -0.934 | 73.48 | 0.0682 | 0 | NE-HVAC-airAC-SpltPkg-240to759kBtuh-10p8eer_MZDEER2017AnyEUn2011CZ12cPVVG | 118344 | NE-HVAC-airAC-SpltPkg-240to759kBtuh-10p8eer_SZDEER2017AnyEUn2011CZ12cDXGF | 118343 |  | 74.3 | 0.0634 | 0 | 608 | 0.229 | -4.67 | 74.3 | 0.0634 | 0 | 70.2 | 0.0874 | 0 | 2470 | 751000 | 2360 | 830000
NE-HVAC-airAC-SpltPkg-240to759kBtuh-10p8eer | DEER2017 | D17 v2 |  | Any | EUn | 2011 | CZ13 | cWtd | Cap-Tons | 2580 | 766800 | None | 191 | 0.0938 | -0.916 | 85.8 | 0.0674 | 0 | 191 | 0.0938 | -0.916 | 85.8 | 0.0674 | 0 | DEER:HVAC_Split-Package_AC | Annual | 1719 | 190.8 | 0.09384 | -0.916 | 85.76 | 0.06738 | 0 | NE-HVAC-airAC-SpltPkg-240to759kBtuh-10p8eer_MZDEER2017AnyEUn2011CZ13cPVVG | 118346 | NE-HVAC-airAC-SpltPkg-240to759kBtuh-10p8eer_SZDEER2017AnyEUn2011CZ13cDXGF | 118345 |  | 85.5 | 0.0623 | 0 | 612 | 0.22 | -4.58 | 85.5 | 0.0623 | 0 | 86.8 | 0.0877 | 0 | 2600 | 751000 | 2500 | 830000
NE-HVAC-airAC-SpltPkg-240to759kBtuh-10p8eer | DEER2017 | D17 v2 |  | Any | EUn | 2011 | CZ14 | cWtd | Cap-Tons | 2406 | 766800 | None | 198 | 0.104 | -0.828 | 90.3 | 0.0876 | 0 | 198 | 0.104 | -0.828 | 90.3 | 0.0876 | 0 | DEER:HVAC_Split-Package_AC | Annual | 1719 | 198.32 | 0.10376 | -0.828 | 90.34 | 0.08756 | 0 | NE-HVAC-airAC-SpltPkg-240to759kBtuh-10p8eer_MZDEER2017AnyEUn2011CZ14cPVVG | 118348 | NE-HVAC-airAC-SpltPkg-240to759kBtuh-10p8eer_SZDEER2017AnyEUn2011CZ14cDXGF | 118347 |  | 89.9 | 0.0812 | 0 | 632 | 0.194 | -4.14 | 89.9 | 0.0812 | 0 | 92.1 | 0.113 | 0 | 2430 | 751000 | 2310 | 830000
NE-HVAC-airAC-SpltPkg-240to759kBtuh-10p8eer | DEER2017 | D17 v2 |  | Any | EUn | 2011 | CZ15 | cWtd | Cap-Tons | 2858 | 766800 | None | 257 | 0.112 | -0.152 | 141 | 0.0893 | 0 | 257 | 0.112 | -0.152 | 141 | 0.0893 | 0 | DEER:HVAC_Split-Package_AC | Annual | 1719 | 257.4 | 0.11188 | -0.152 | 141 | 0.08928 | 0 | NE-HVAC-airAC-SpltPkg-240to759kBtuh-10p8eer_MZDEER2017AnyEUn2011CZ15cPVVG | 118350 | NE-HVAC-airAC-SpltPkg-240to759kBtuh-10p8eer_SZDEER2017AnyEUn2011CZ15cDXGF | 118349 |  | 138 | 0.0826 | 0 | 735 | 0.229 | -0.76 | 138 | 0.0826 | 0 | 153 | 0.116 | 0 | 2870 | 751000 | 2810 | 830000
NE-HVAC-airAC-SpltPkg-240to759kBtuh-10p8eer | DEER2017 | D17 v2 |  | Any | EUn | 2011 | CZ16 | cWtd | Cap-Tons | 1686 | 766800 | None | 144 | 0.0819 | -0.542 | 50.3 | 0.05 | 0 | 144 | 0.0819 | -0.542 | 50.3 | 0.05 | 0 | DEER:HVAC_Split-Package_AC | Annual | 1719 | 144.32 | 0.08188 | -0.542 | 50.26 | 0.04996 | 0 | NE-HVAC-airAC-SpltPkg-240to759kBtuh-10p8eer_MZDEER2017AnyEUn2011CZ16cPVVG | 118352 | NE-HVAC-airAC-SpltPkg-240to759kBtuh-10p8eer_SZDEER2017AnyEUn2011CZ16cDXGF | 118351 |  | 51.4 | 0.0466 | 0 | 516 | 0.223 | -2.71 | 51.4 | 0.0466 | 0 | 45.7 | 0.0634 | 0 | 1710 | 751000 | 1590 | 830000
NE-HVAC-airAC-SpltPkg-240to759kBtuh-10p8eer | DEER2017 | D17 v2 |  | Any | EUn | 2014 | CZ01 | cWtd | Cap-Tons | 1522 | 766800 | None | 25.5 | 0.0409 | 0 | 25.5 | 0.0409 | 0 | 25.5 | 0.0409 | 0 | 25.5 | 0.0409 | 0 | DEER:HVAC_Split-Package_AC | Annual | 1719 | 25.5 | 0.04086 | 0 | 25.5 | 0.04086 | 0 | NE-HVAC-airAC-SpltPkg-240to759kBtuh-10p8eer_MZDEER2017AnyEUn2014CZ01cPVVG | 139682 | NE-HVAC-airAC-SpltPkg-240to759kBtuh-10p8eer_SZDEER2017AnyEUn2014CZ01cDXGF | 139681 |  | 28.8 | 0.0373 | 0 | 12.3 | 0.0551 | 0 | 28.8 | 0.0373 | 0 | 12.3 | 0.0551 | 0 | 1560 | 751000 | 1370 | 830000
NE-HVAC-airAC-SpltPkg-240to759kBtuh-10p8eer | DEER2017 | D17 v2 |  | Any | EUn | 2014 | CZ02 | cWtd | Cap-Tons | 2286 | 766800 | None | 56.4 | 0.0645 | 0 | 56.4 | 0.0645 | 0 | 56.4 | 0.0645 | 0 | 56.4 | 0.0645 | 0 | DEER:HVAC_Split-Package_AC | Annual | 1719 | 56.42 | 0.06446 | 0 | 56.42 | 0.06446 | 0 | NE-HVAC-airAC-SpltPkg-240to759kBtuh-10p8eer_MZDEER2017AnyEUn2014CZ02cPVVG | 139684 | NE-HVAC-airAC-SpltPkg-240to759kBtuh-10p8eer_SZDEER2017AnyEUn2014CZ02cDXGF | 139683 |  | 58.4 | 0.0599 | 0 | 48.5 | 0.0827 | 0 | 58.4 | 0.0599 | 0 | 48.5 | 0.0827 | 0 | 2310 | 751000 | 2190 | 830000
NE-HVAC-airAC-SpltPkg-240to759kBtuh-10p8eer | DEER2017 | D17 v2 |  | Any | EUn | 2014 | CZ03 | cWtd | Cap-Tons | 1794 | 766800 | None | 52.4 | 0.0459 | 0 | 52.4 | 0.0459 | 0 | 52.4 | 0.0459 | 0 | 52.4 | 0.0459 | 0 | DEER:HVAC_Split-Package_AC | Annual | 1719 | 52.36 | 0.04594 | 0 | 52.36 | 0.04594 | 0 | NE-HVAC-airAC-SpltPkg-240to759kBtuh-10p8eer_MZDEER2017AnyEUn2014CZ03cPVVG | 139686 | NE-HVAC-airAC-SpltPkg-240to759kBtuh-10p8eer_SZDEER2017AnyEUn2014CZ03cDXGF | 139685 |  | 55.9 | 0.0432 | 0 | 38.2 | 0.0569 | 0 | 55.9 | 0.0432 | 0 | 38.2 | 0.0569 | 0 | 1830 | 751000 | 1650 | 830000
NE-HVAC-airAC-SpltPkg-240to759kBtuh-10p8eer | DEER2017 | D17 v2 |  | Any | EUn | 2014 | CZ04 | cWtd | Cap-Tons | 2144 | 766800 | None | 68.1 | 0.0775 | 0 | 68.1 | 0.0775 | 0 | 68.1 | 0.0775 | 0 | 68.1 | 0.0775 | 0 | DEER:HVAC_Split-Package_AC | Annual | 1719 | 68.14 | 0.07748 | 0 | 68.14 | 0.07748 | 0 | NE-HVAC-airAC-SpltPkg-240to759kBtuh-10p8eer_MZDEER2017AnyEUn2014CZ04cPVVG | 139688 | NE-HVAC-airAC-SpltPkg-240to759kBtuh-10p8eer_SZDEER2017AnyEUn2014CZ04cDXGF | 139687 |  | 70.6 | 0.0716 | 0 | 58.3 | 0.101 | 0 | 70.6 | 0.0716 | 0 | 58.3 | 0.101 | 0 | 2170 | 751000 | 2040 | 830000
NE-HVAC-airAC-SpltPkg-240to759kBtuh-10p8eer | DEER2017 | D17 v2 |  | Any | EUn | 2014 | CZ05 | cWtd | Cap-Tons | 1652 | 766800 | None | 56.8 | 0.0511 | 0 | 56.8 | 0.0511 | 0 | 56.8 | 0.0511 | 0 | 56.8 | 0.0511 | 0 | DEER:HVAC_Split-Package_AC | Annual | 1719 | 56.82 | 0.0511 | 0 | 56.82 | 0.0511 | 0 | NE-HVAC-airAC-SpltPkg-240to759kBtuh-10p8eer_MZDEER2017AnyEUn2014CZ05cPVVG | 139690 | NE-HVAC-airAC-SpltPkg-240to759kBtuh-10p8eer_SZDEER2017AnyEUn2014CZ05cDXGF | 139689 |  | 59.6 | 0.0466 | 0 | 45.7 | 0.0691 | 0 | 59.6 | 0.0466 | 0 | 45.7 | 0.0691 | 0 | 1690 | 751000 | 1500 | 830000
NE-HVAC-airAC-SpltPkg-240to759kBtuh-10p8eer | DEER2017 | D17 v2 |  | Any | EUn | 2014 | CZ06 | cWtd | Cap-Tons | 1982 | 766800 | None | 84.6 | 0.0683 | 0 | 84.6 | 0.0683 | 0 | 84.6 | 0.0683 | 0 | 84.6 | 0.0683 | 0 | DEER:HVAC_Split-Package_AC | Annual | 1719 | 84.64 | 0.06826 | 0 | 84.64 | 0.06826 | 0 | NE-HVAC-airAC-SpltPkg-240to759kBtuh-10p8eer_MZDEER2017AnyEUn2014CZ06cPVVG | 139692 | NE-HVAC-airAC-SpltPkg-240to759kBtuh-10p8eer_SZDEER2017AnyEUn2014CZ06cDXGF | 139691 |  | 88.1 | 0.0632 | 0 | 70.8 | 0.0885 | 0 | 88.1 | 0.0632 | 0 | 70.8 | 0.0885 | 0 | 2000 | 751000 | 1910 | 830000
NE-HVAC-airAC-SpltPkg-240to759kBtuh-10p8eer | DEER2017 | D17 v2 |  | Any | EUn | 2014 | CZ07 | cWtd | Cap-Tons | 1574 | 766800 | None | 98.9 | 0.0753 | 0 | 98.9 | 0.0753 | 0 | 98.9 | 0.0753 | 0 | 98.9 | 0.0753 | 0 | DEER:HVAC_Split-Package_AC | Annual | 1719 | 98.88 | 0.07534 | 0 | 98.88 | 0.07534 | 0 | NE-HVAC-airAC-SpltPkg-240to759kBtuh-10p8eer_MZDEER2017AnyEUn2014CZ07cPVVG | 139694 | NE-HVAC-airAC-SpltPkg-240to759kBtuh-10p8eer_SZDEER2017AnyEUn2014CZ07cDXGF | 139693 |  | 99.8 | 0.0703 | 0 | 95.2 | 0.0955 | 0 | 99.8 | 0.0703 | 0 | 95.2 | 0.0955 | 0 | 1600 | 751000 | 1470 | 830000
NE-HVAC-airAC-SpltPkg-240to759kBtuh-10p8eer | DEER2017 | D17 v2 |  | Any | EUn | 2014 | CZ08 | cWtd | Cap-Tons | 2170 | 766800 | None | 88.5 | 0.0737 | 0 | 88.5 | 0.0737 | 0 | 88.5 | 0.0737 | 0 | 88.5 | 0.0737 | 0 | DEER:HVAC_Split-Package_AC | Annual | 1719 | 88.48 | 0.07366 | 0 | 88.48 | 0.07366 | 0 | NE-HVAC-airAC-SpltPkg-240to759kBtuh-10p8eer_MZDEER2017AnyEUn2014CZ08cPVVG | 139696 | NE-HVAC-airAC-SpltPkg-240to759kBtuh-10p8eer_SZDEER2017AnyEUn2014CZ08cDXGF | 139695 |  | 91 | 0.0684 | 0 | 78.4 | 0.0947 | 0 | 91 | 0.0684 | 0 | 78.4 | 0.0947 | 0 | 2200 | 751000 | 2050 | 830000
NE-HVAC-airAC-SpltPkg-240to759kBtuh-10p8eer | DEER2017 | D17 v2 |  | Any | EUn | 2014 | CZ09 | cWtd | Cap-Tons | 2750 | 766800 | None | 77.4 | 0.0838 | 0 | 77.4 | 0.0838 | 0 | 77.4 | 0.0838 | 0 | 77.4 | 0.0838 | 0 | DEER:HVAC_Split-Package_AC | Annual | 1719 | 77.4 | 0.08376 | 0 | 77.4 | 0.08376 | 0 | NE-HVAC-airAC-SpltPkg-240to759kBtuh-10p8eer_MZDEER2017AnyEUn2014CZ09cPVVG | 139698 | NE-HVAC-airAC-SpltPkg-240to759kBtuh-10p8eer_SZDEER2017AnyEUn2014CZ09cDXGF | 139697 |  | 80.9 | 0.0782 | 0 | 63.4 | 0.106 | 0 | 80.9 | 0.0782 | 0 | 63.4 | 0.106 | 0 | 2760 | 751000 | 2710 | 830000
NE-HVAC-airAC-SpltPkg-240to759kBtuh-10p8eer | DEER2017 | D17 v2 |  | Any | EUn | 2014 | CZ10 | cWtd | Cap-Tons | 2506 | 766800 | None | 86.5 | 0.093 | 0 | 86.5 | 0.093 | 0 | 86.5 | 0.093 | 0 | 86.5 | 0.093 | 0 | DEER:HVAC_Split-Package_AC | Annual | 1719 | 86.54 | 0.09296 | 0 | 86.54 | 0.09296 | 0 | NE-HVAC-airAC-SpltPkg-240to759kBtuh-10p8eer_MZDEER2017AnyEUn2014CZ10cPVVG | 139700 | NE-HVAC-airAC-SpltPkg-240to759kBtuh-10p8eer_SZDEER2017AnyEUn2014CZ10cDXGF | 139699 |  | 88.5 | 0.0867 | 0 | 78.7 | 0.118 | 0 | 88.5 | 0.0867 | 0 | 78.7 | 0.118 | 0 | 2520 | 751000 | 2450 | 830000
NE-HVAC-airAC-SpltPkg-240to759kBtuh-10p8eer | DEER2017 | D17 v2 |  | Any | EUn | 2014 | CZ11 | cWtd | Cap-Tons | 2290 | 766800 | None | 87.4 | 0.0714 | 0 | 87.4 | 0.0714 | 0 | 87.4 | 0.0714 | 0 | 87.4 | 0.0714 | 0 | DEER:HVAC_Split-Package_AC | Annual | 1719 | 87.38 | 0.0714 | 0 | 87.38 | 0.0714 | 0 | NE-HVAC-airAC-SpltPkg-240to759kBtuh-10p8eer_MZDEER2017AnyEUn2014CZ11cPVVG | 139702 | NE-HVAC-airAC-SpltPkg-240to759kBtuh-10p8eer_SZDEER2017AnyEUn2014CZ11cDXGF | 139701 |  | 86.7 | 0.0664 | 0 | 90.1 | 0.0914 | 0 | 86.7 | 0.0664 | 0 | 90.1 | 0.0914 | 0 | 2310 | 751000 | 2210 | 830000
NE-HVAC-airAC-SpltPkg-240to759kBtuh-10p8eer | DEER2017 | D17 v2 |  | Any | EUn | 2014 | CZ12 | cWtd | Cap-Tons | 2368 | 766800 | None | 72.4 | 0.0681 | 0 | 72.4 | 0.0681 | 0 | 72.4 | 0.0681 | 0 | 72.4 | 0.0681 | 0 | DEER:HVAC_Split-Package_AC | Annual | 1719 | 72.4 | 0.06808 | 0 | 72.4 | 0.06808 | 0 | NE-HVAC-airAC-SpltPkg-240to759kBtuh-10p8eer_MZDEER2017AnyEUn2014CZ12cPVVG | 139704 | NE-HVAC-airAC-SpltPkg-240to759kBtuh-10p8eer_SZDEER2017AnyEUn2014CZ12cDXGF | 139703 |  | 73.2 | 0.0632 | 0 | 69.2 | 0.0876 | 0 | 73.2 | 0.0632 | 0 | 69.2 | 0.0876 | 0 | 2390 | 751000 | 2280 | 830000
NE-HVAC-airAC-SpltPkg-240to759kBtuh-10p8eer | DEER2017 | D17 v2 |  | Any | EUn | 2014 | CZ13 | cWtd | Cap-Tons | 2490 | 766800 | None | 84.9 | 0.0672 | 0 | 84.9 | 0.0672 | 0 | 84.9 | 0.0672 | 0 | 84.9 | 0.0672 | 0 | DEER:HVAC_Split-Package_AC | Annual | 1719 | 84.86 | 0.06718 | 0 | 84.86 | 0.06718 | 0 | NE-HVAC-airAC-SpltPkg-240to759kBtuh-10p8eer_MZDEER2017AnyEUn2014CZ13cPVVG | 139706 | NE-HVAC-airAC-SpltPkg-240to759kBtuh-10p8eer_SZDEER2017AnyEUn2014CZ13cDXGF | 139705 |  | 84.4 | 0.0621 | 0 | 86.7 | 0.0875 | 0 | 84.4 | 0.0621 | 0 | 86.7 | 0.0875 | 0 | 2510 | 751000 | 2410 | 830000
NE-HVAC-airAC-SpltPkg-240to759kBtuh-10p8eer | DEER2017 | D17 v2 |  | Any | EUn | 2014 | CZ14 | cWtd | Cap-Tons | 2318 | 766800 | None | 89.5 | 0.088 | 0 | 89.5 | 0.088 | 0 | 89.5 | 0.088 | 0 | 89.5 | 0.088 | 0 | DEER:HVAC_Split-Package_AC | Annual | 1719 | 89.48 | 0.08796 | 0 | 89.48 | 0.08796 | 0 | NE-HVAC-airAC-SpltPkg-240to759kBtuh-10p8eer_MZDEER2017AnyEUn2014CZ14cPVVG | 139708 | NE-HVAC-airAC-SpltPkg-240to759kBtuh-10p8eer_SZDEER2017AnyEUn2014CZ14cDXGF | 139707 |  | 88.8 | 0.0817 | 0 | 92.2 | 0.113 | 0 | 88.8 | 0.0817 | 0 | 92.2 | 0.113 | 0 | 2340 | 751000 | 2230 | 830000
NE-HVAC-airAC-SpltPkg-240to759kBtuh-10p8eer | DEER2017 | D17 v2 |  | Any | EUn | 2014 | CZ15 | cWtd | Cap-Tons | 2750 | 766800 | None | 140 | 0.09 | 0 | 140 | 0.09 | 0 | 140 | 0.09 | 0 | 140 | 0.09 | 0 | DEER:HVAC_Split-Package_AC | Annual | 1719 | 140.4 | 0.08996 | 0 | 140.4 | 0.08996 | 0 | NE-HVAC-airAC-SpltPkg-240to759kBtuh-10p8eer_MZDEER2017AnyEUn2014CZ15cPVVG | 139710 | NE-HVAC-airAC-SpltPkg-240to759kBtuh-10p8eer_SZDEER2017AnyEUn2014CZ15cDXGF | 139709 |  | 137 | 0.0832 | 0 | 154 | 0.117 | 0 | 137 | 0.0832 | 0 | 154 | 0.117 | 0 | 2760 | 751000 | 2710 | 830000
NE-HVAC-airAC-SpltPkg-240to759kBtuh-10p8eer | DEER2017 | D17 v2 |  | Any | EUn | 2014 | CZ16 | cWtd | Cap-Tons | 1568 | 766800 | None | 49.1 | 0.0499 | 0 | 49.1 | 0.0499 | 0 | 49.1 | 0.0499 | 0 | 49.1 | 0.0499 | 0 | DEER:HVAC_Split-Package_AC | Annual | 1719 | 49.14 | 0.0499 | 0 | 49.14 | 0.0499 | 0 | NE-HVAC-airAC-SpltPkg-240to759kBtuh-10p8eer_MZDEER2017AnyEUn2014CZ16cPVVG | 139712 | NE-HVAC-airAC-SpltPkg-240to759kBtuh-10p8eer_SZDEER2017AnyEUn2014CZ16cDXGF | 139711 |  | 49.9 | 0.0464 | 0 | 46.1 | 0.0639 | 0 | 49.9 | 0.0464 | 0 | 46.1 | 0.0639 | 0 | 1590 | 751000 | 1480 | 830000
NE-HVAC-airAC-SpltPkg-240to759kBtuh-10p8eer | DEER2017 | D17 v2 |  | Any | EUn | New | CZ01 | cWtd | Cap-Tons | 1522 | 766800 | None | 25.5 | 0.0409 | 0 | 25.5 | 0.0409 | 0 | 25.5 | 0.0409 | 0 | 25.5 | 0.0409 | 0 | DEER:HVAC_Split-Package_AC | Annual | 1719 | 25.5 | 0.04086 | 0 | 25.5 | 0.04086 | 0 | NE-HVAC-airAC-SpltPkg-240to759kBtuh-10p8eer_MZDEER2017AnyEUnNewCZ01cPVVG | 164034 | NE-HVAC-airAC-SpltPkg-240to759kBtuh-10p8eer_SZDEER2017AnyEUnNewCZ01cDXGF | 164033 |  | 28.8 | 0.0373 | 0 | 12.3 | 0.0551 | 0 | 28.8 | 0.0373 | 0 | 12.3 | 0.0551 | 0 | 1560 | 751000 | 1370 | 830000
NE-HVAC-airAC-SpltPkg-240to759kBtuh-10p8eer | DEER2017 | D17 v2 |  | Any | EUn | New | CZ02 | cWtd | Cap-Tons | 2286 | 766800 | None | 56.4 | 0.0645 | 0 | 56.4 | 0.0645 | 0 | 56.4 | 0.0645 | 0 | 56.4 | 0.0645 | 0 | DEER:HVAC_Split-Package_AC | Annual | 1719 | 56.42 | 0.06446 | 0 | 56.42 | 0.06446 | 0 | NE-HVAC-airAC-SpltPkg-240to759kBtuh-10p8eer_MZDEER2017AnyEUnNewCZ02cPVVG | 164036 | NE-HVAC-airAC-SpltPkg-240to759kBtuh-10p8eer_SZDEER2017AnyEUnNewCZ02cDXGF | 164035 |  | 58.4 | 0.0599 | 0 | 48.5 | 0.0827 | 0 | 58.4 | 0.0599 | 0 | 48.5 | 0.0827 | 0 | 2310 | 751000 | 2190 | 830000
NE-HVAC-airAC-SpltPkg-240to759kBtuh-10p8eer | DEER2017 | D17 v2 |  | Any | EUn | New | CZ03 | cWtd | Cap-Tons | 1794 | 766800 | None | 52.4 | 0.0459 | 0 | 52.4 | 0.0459 | 0 | 52.4 | 0.0459 | 0 | 52.4 | 0.0459 | 0 | DEER:HVAC_Split-Package_AC | Annual | 1719 | 52.36 | 0.04594 | 0 | 52.36 | 0.04594 | 0 | NE-HVAC-airAC-SpltPkg-240to759kBtuh-10p8eer_MZDEER2017AnyEUnNewCZ03cPVVG | 164038 | NE-HVAC-airAC-SpltPkg-240to759kBtuh-10p8eer_SZDEER2017AnyEUnNewCZ03cDXGF | 164037 |  | 55.9 | 0.0432 | 0 | 38.2 | 0.0569 | 0 | 55.9 | 0.0432 | 0 | 38.2 | 0.0569 | 0 | 1830 | 751000 | 1650 | 830000
NE-HVAC-airAC-SpltPkg-240to759kBtuh-10p8eer | DEER2017 | D17 v2 |  | Any | EUn | New | CZ04 | cWtd | Cap-Tons | 2144 | 766800 | None | 68.1 | 0.0775 | 0 | 68.1 | 0.0775 | 0 | 68.1 | 0.0775 | 0 | 68.1 | 0.0775 | 0 | DEER:HVAC_Split-Package_AC | Annual | 1719 | 68.14 | 0.07748 | 0 | 68.14 | 0.07748 | 0 | NE-HVAC-airAC-SpltPkg-240to759kBtuh-10p8eer_MZDEER2017AnyEUnNewCZ04cPVVG | 164040 | NE-HVAC-airAC-SpltPkg-240to759kBtuh-10p8eer_SZDEER2017AnyEUnNewCZ04cDXGF | 164039 |  | 70.6 | 0.0716 | 0 | 58.3 | 0.101 | 0 | 70.6 | 0.0716 | 0 | 58.3 | 0.101 | 0 | 2170 | 751000 | 2040 | 830000
NE-HVAC-airAC-SpltPkg-240to759kBtuh-10p8eer | DEER2017 | D17 v2 |  | Any | EUn | New | CZ05 | cWtd | Cap-Tons | 1652 | 766800 | None | 56.8 | 0.0511 | 0 | 56.8 | 0.0511 | 0 | 56.8 | 0.0511 | 0 | 56.8 | 0.0511 | 0 | DEER:HVAC_Split-Package_AC | Annual | 1719 | 56.82 | 0.0511 | 0 | 56.82 | 0.0511 | 0 | NE-HVAC-airAC-SpltPkg-240to759kBtuh-10p8eer_MZDEER2017AnyEUnNewCZ05cPVVG | 164042 | NE-HVAC-airAC-SpltPkg-240to759kBtuh-10p8eer_SZDEER2017AnyEUnNewCZ05cDXGF | 164041 |  | 59.6 | 0.0466 | 0 | 45.7 | 0.0691 | 0 | 59.6 | 0.0466 | 0 | 45.7 | 0.0691 | 0 | 1690 | 751000 | 1500 | 830000
NE-HVAC-airAC-SpltPkg-240to759kBtuh-10p8eer | DEER2017 | D17 v2 |  | Any | EUn | New | CZ06 | cWtd | Cap-Tons | 1982 | 766800 | None | 84.6 | 0.0683 | 0 | 84.6 | 0.0683 | 0 | 84.6 | 0.0683 | 0 | 84.6 | 0.0683 | 0 | DEER:HVAC_Split-Package_AC | Annual | 1719 | 84.64 | 0.06826 | 0 | 84.64 | 0.06826 | 0 | NE-HVAC-airAC-SpltPkg-240to759kBtuh-10p8eer_MZDEER2017AnyEUnNewCZ06cPVVG | 164044 | NE-HVAC-airAC-SpltPkg-240to759kBtuh-10p8eer_SZDEER2017AnyEUnNewCZ06cDXGF | 164043 |  | 88.1 | 0.0632 | 0 | 70.8 | 0.0885 | 0 | 88.1 | 0.0632 | 0 | 70.8 | 0.0885 | 0 | 2000 | 751000 | 1910 | 830000
NE-HVAC-airAC-SpltPkg-240to759kBtuh-10p8eer | DEER2017 | D17 v2 |  | Any | EUn | New | CZ07 | cWtd | Cap-Tons | 1574 | 766800 | None | 98.9 | 0.0753 | 0 | 98.9 | 0.0753 | 0 | 98.9 | 0.0753 | 0 | 98.9 | 0.0753 | 0 | DEER:HVAC_Split-Package_AC | Annual | 1719 | 98.88 | 0.07534 | 0 | 98.88 | 0.07534 | 0 | NE-HVAC-airAC-SpltPkg-240to759kBtuh-10p8eer_MZDEER2017AnyEUnNewCZ07cPVVG | 164046 | NE-HVAC-airAC-SpltPkg-240to759kBtuh-10p8eer_SZDEER2017AnyEUnNewCZ07cDXGF | 164045 |  | 99.8 | 0.0703 | 0 | 95.2 | 0.0955 | 0 | 99.8 | 0.0703 | 0 | 95.2 | 0.0955 | 0 | 1600 | 751000 | 1470 | 830000
NE-HVAC-airAC-SpltPkg-240to759kBtuh-10p8eer | DEER2017 | D17 v2 |  | Any | EUn | New | CZ08 | cWtd | Cap-Tons | 2170 | 766800 | None | 88.5 | 0.0737 | 0 | 88.5 | 0.0737 | 0 | 88.5 | 0.0737 | 0 | 88.5 | 0.0737 | 0 | DEER:HVAC_Split-Package_AC | Annual | 1719 | 88.48 | 0.07366 | 0 | 88.48 | 0.07366 | 0 | NE-HVAC-airAC-SpltPkg-240to759kBtuh-10p8eer_MZDEER2017AnyEUnNewCZ08cPVVG | 164048 | NE-HVAC-airAC-SpltPkg-240to759kBtuh-10p8eer_SZDEER2017AnyEUnNewCZ08cDXGF | 164047 |  | 91 | 0.0684 | 0 | 78.4 | 0.0947 | 0 | 91 | 0.0684 | 0 | 78.4 | 0.0947 | 0 | 2200 | 751000 | 2050 | 830000
NE-HVAC-airAC-SpltPkg-240to759kBtuh-10p8eer | DEER2017 | D17 v2 |  | Any | EUn | New | CZ09 | cWtd | Cap-Tons | 2750 | 766800 | None | 77.4 | 0.0838 | 0 | 77.4 | 0.0838 | 0 | 77.4 | 0.0838 | 0 | 77.4 | 0.0838 | 0 | DEER:HVAC_Split-Package_AC | Annual | 1719 | 77.4 | 0.08376 | 0 | 77.4 | 0.08376 | 0 | NE-HVAC-airAC-SpltPkg-240to759kBtuh-10p8eer_MZDEER2017AnyEUnNewCZ09cPVVG | 164050 | NE-HVAC-airAC-SpltPkg-240to759kBtuh-10p8eer_SZDEER2017AnyEUnNewCZ09cDXGF | 164049 |  | 80.9 | 0.0782 | 0 | 63.4 | 0.106 | 0 | 80.9 | 0.0782 | 0 | 63.4 | 0.106 | 0 | 2760 | 751000 | 2710 | 830000
NE-HVAC-airAC-SpltPkg-240to759kBtuh-10p8eer | DEER2017 | D17 v2 |  | Any | EUn | New | CZ10 | cWtd | Cap-Tons | 2506 | 766800 | None | 86.5 | 0.093 | 0 | 86.5 | 0.093 | 0 | 86.5 | 0.093 | 0 | 86.5 | 0.093 | 0 | DEER:HVAC_Split-Package_AC | Annual | 1719 | 86.54 | 0.09296 | 0 | 86.54 | 0.09296 | 0 | NE-HVAC-airAC-SpltPkg-240to759kBtuh-10p8eer_MZDEER2017AnyEUnNewCZ10cPVVG | 164052 | NE-HVAC-airAC-SpltPkg-240to759kBtuh-10p8eer_SZDEER2017AnyEUnNewCZ10cDXGF | 164051 |  | 88.5 | 0.0867 | 0 | 78.7 | 0.118 | 0 | 88.5 | 0.0867 | 0 | 78.7 | 0.118 | 0 | 2520 | 751000 | 2450 | 830000
NE-HVAC-airAC-SpltPkg-240to759kBtuh-10p8eer | DEER2017 | D17 v2 |  | Any | EUn | New | CZ11 | cWtd | Cap-Tons | 2290 | 766800 | None | 87.4 | 0.0714 | 0 | 87.4 | 0.0714 | 0 | 87.4 | 0.0714 | 0 | 87.4 | 0.0714 | 0 | DEER:HVAC_Split-Package_AC | Annual | 1719 | 87.38 | 0.0714 | 0 | 87.38 | 0.0714 | 0 | NE-HVAC-airAC-SpltPkg-240to759kBtuh-10p8eer_MZDEER2017AnyEUnNewCZ11cPVVG | 164054 | NE-HVAC-airAC-SpltPkg-240to759kBtuh-10p8eer_SZDEER2017AnyEUnNewCZ11cDXGF | 164053 |  | 86.7 | 0.0664 | 0 | 90.1 | 0.0914 | 0 | 86.7 | 0.0664 | 0 | 90.1 | 0.0914 | 0 | 2310 | 751000 | 2210 | 830000
NE-HVAC-airAC-SpltPkg-240to759kBtuh-10p8eer | DEER2017 | D17 v2 |  | Any | EUn | New | CZ12 | cWtd | Cap-Tons | 2368 | 766800 | None | 72.4 | 0.0681 | 0 | 72.4 | 0.0681 | 0 | 72.4 | 0.0681 | 0 | 72.4 | 0.0681 | 0 | DEER:HVAC_Split-Package_AC | Annual | 1719 | 72.4 | 0.06808 | 0 | 72.4 | 0.06808 | 0 | NE-HVAC-airAC-SpltPkg-240to759kBtuh-10p8eer_MZDEER2017AnyEUnNewCZ12cPVVG | 164056 | NE-HVAC-airAC-SpltPkg-240to759kBtuh-10p8eer_SZDEER2017AnyEUnNewCZ12cDXGF | 164055 |  | 73.2 | 0.0632 | 0 | 69.2 | 0.0876 | 0 | 73.2 | 0.0632 | 0 | 69.2 | 0.0876 | 0 | 2390 | 751000 | 2280 | 830000
NE-HVAC-airAC-SpltPkg-240to759kBtuh-10p8eer | DEER2017 | D17 v2 |  | Any | EUn | New | CZ13 | cWtd | Cap-Tons | 2490 | 766800 | None | 84.9 | 0.0672 | 0 | 84.9 | 0.0672 | 0 | 84.9 | 0.0672 | 0 | 84.9 | 0.0672 | 0 | DEER:HVAC_Split-Package_AC | Annual | 1719 | 84.86 | 0.06718 | 0 | 84.86 | 0.06718 | 0 | NE-HVAC-airAC-SpltPkg-240to759kBtuh-10p8eer_MZDEER2017AnyEUnNewCZ13cPVVG | 164058 | NE-HVAC-airAC-SpltPkg-240to759kBtuh-10p8eer_SZDEER2017AnyEUnNewCZ13cDXGF | 164057 |  | 84.4 | 0.0621 | 0 | 86.7 | 0.0875 | 0 | 84.4 | 0.0621 | 0 | 86.7 | 0.0875 | 0 | 2510 | 751000 | 2410 | 830000
NE-HVAC-airAC-SpltPkg-240to759kBtuh-10p8eer | DEER2017 | D17 v2 |  | Any | EUn | New | CZ14 | cWtd | Cap-Tons | 2318 | 766800 | None | 89.5 | 0.088 | 0 | 89.5 | 0.088 | 0 | 89.5 | 0.088 | 0 | 89.5 | 0.088 | 0 | DEER:HVAC_Split-Package_AC | Annual | 1719 | 89.48 | 0.08796 | 0 | 89.48 | 0.08796 | 0 | NE-HVAC-airAC-SpltPkg-240to759kBtuh-10p8eer_MZDEER2017AnyEUnNewCZ14cPVVG | 164060 | NE-HVAC-airAC-SpltPkg-240to759kBtuh-10p8eer_SZDEER2017AnyEUnNewCZ14cDXGF | 164059 |  | 88.8 | 0.0817 | 0 | 92.2 | 0.113 | 0 | 88.8 | 0.0817 | 0 | 92.2 | 0.113 | 0 | 2340 | 751000 | 2230 | 830000
NE-HVAC-airAC-SpltPkg-240to759kBtuh-10p8eer | DEER2017 | D17 v2 |  | Any | EUn | New | CZ15 | cWtd | Cap-Tons | 2750 | 766800 | None | 140 | 0.09 | 0 | 140 | 0.09 | 0 | 140 | 0.09 | 0 | 140 | 0.09 | 0 | DEER:HVAC_Split-Package_AC | Annual | 1719 | 140.4 | 0.08996 | 0 | 140.4 | 0.08996 | 0 | NE-HVAC-airAC-SpltPkg-240to759kBtuh-10p8eer_MZDEER2017AnyEUnNewCZ15cPVVG | 164062 | NE-HVAC-airAC-SpltPkg-240to759kBtuh-10p8eer_SZDEER2017AnyEUnNewCZ15cDXGF | 164061 |  | 137 | 0.0832 | 0 | 154 | 0.117 | 0 | 137 | 0.0832 | 0 | 154 | 0.117 | 0 | 2760 | 751000 | 2710 | 830000
NE-HVAC-airAC-SpltPkg-240to759kBtuh-10p8eer | DEER2017 | D17 v2 |  | Any | EUn | New | CZ16 | cWtd | Cap-Tons | 1568 | 766800 | None | 49.1 | 0.0499 | 0 | 49.1 | 0.0499 | 0 | 49.1 | 0.0499 | 0 | 49.1 | 0.0499 | 0 | DEER:HVAC_Split-Package_AC | Annual | 1719 | 49.14 | 0.0499 | 0 | 49.14 | 0.0499 | 0 | NE-HVAC-airAC-SpltPkg-240to759kBtuh-10p8eer_MZDEER2017AnyEUnNewCZ16cPVVG | 164064 | NE-HVAC-airAC-SpltPkg-240to759kBtuh-10p8eer_SZDEER2017AnyEUnNewCZ16cDXGF | 164063 |  | 49.9 | 0.0464 | 0 | 46.1 | 0.0639 | 0 | 49.9 | 0.0464 | 0 | 46.1 | 0.0639 | 0 | 1590 | 751000 | 1480 | 830000
NE-HVAC-airAC-SpltPkg-240to759kBtuh-10p8eer | DEER2017 | D17 v2 |  | Any | Gro | 1975 | CZ01 | cDXGF | Cap-Tons | 58 | 46400 | None | 0.701 | 0.00616 | 0 | 0.701 | 0.00616 | 0 | 0.701 | 0.00616 | 0 | 0.701 | 0.00616 | 0 | DEER:HVAC_Split-Package_AC | Annual | 1719 | 0.701 | 0.00616 | 0 | 0.701 | 0.00616 | 0 | NE-HVAC-airAC-SpltPkg-240to759kBtuh-10p8eer_MZDEER2017AnyGro1975CZ01cPVVG | #N/A | NE-HVAC-airAC-SpltPkg-240to759kBtuh-10p8eer_SZDEER2017AnyGro1975CZ01cDXGF | 11553 |  | #N/A | #N/A | #N/A | 0.701 | 0.00616 | 0 | #N/A | #N/A | #N/A | 0.701 | 0.00616 | 0 | #N/A | #N/A | 58 | 46400
NE-HVAC-airAC-SpltPkg-240to759kBtuh-10p8eer | DEER2017 | D17 v2 |  | Any | Gro | 1975 | CZ02 | cDXGF | Cap-Tons | 141 | 46400 | None | 22.6 | 0.0502 | 0 | 22.6 | 0.0502 | 0 | 22.6 | 0.0502 | 0 | 22.6 | 0.0502 | 0 | DEER:HVAC_Split-Package_AC | Annual | 1719 | 22.6 | 0.0502 | 0 | 22.6 | 0.0502 | 0 | NE-HVAC-airAC-SpltPkg-240to759kBtuh-10p8eer_MZDEER2017AnyGro1975CZ02cPVVG | #N/A | NE-HVAC-airAC-SpltPkg-240to759kBtuh-10p8eer_SZDEER2017AnyGro1975CZ02cDXGF | 11554 |  | #N/A | #N/A | #N/A | 22.6 | 0.0502 | 0 | #N/A | #N/A | #N/A | 22.6 | 0.0502 | 0 | #N/A | #N/A | 141 | 46400
NE-HVAC-airAC-SpltPkg-240to759kBtuh-10p8eer | DEER2017 | D17 v2 |  | Any | Gro | 1975 | CZ03 | cDXGF | Cap-Tons | 100 | 46400 | None | 6.53 | 0.031 | 0 | 6.53 | 0.031 | 0 | 6.53 | 0.031 | 0 | 6.53 | 0.031 | 0 | DEER:HVAC_Split-Package_AC | Annual | 1719 | 6.53 | 0.031 | 0 | 6.53 | 0.031 | 0 | NE-HVAC-airAC-SpltPkg-240to759kBtuh-10p8eer_MZDEER2017AnyGro1975CZ03cPVVG | #N/A | NE-HVAC-airAC-SpltPkg-240to759kBtuh-10p8eer_SZDEER2017AnyGro1975CZ03cDXGF | 11555 |  | #N/A | #N/A | #N/A | 6.53 | 0.031 | 0 | #N/A | #N/A | #N/A | 6.53 | 0.031 | 0 | #N/A | #N/A | 100 | 46400
NE-HVAC-airAC-SpltPkg-240to759kBtuh-10p8eer | DEER2017 | D17 v2 |  | Any | Gro | 1975 | CZ04 | cDXGF | Cap-Tons | 123 | 46400 | None | 24.7 | 0.045 | 0 | 24.7 | 0.045 | 0 | 24.7 | 0.045 | 0 | 24.7 | 0.045 | 0 | DEER:HVAC_Split-Package_AC | Annual | 1719 | 24.7 | 0.045 | 0 | 24.7 | 0.045 | 0 | NE-HVAC-airAC-SpltPkg-240to759kBtuh-10p8eer_MZDEER2017AnyGro1975CZ04cPVVG | #N/A | NE-HVAC-airAC-SpltPkg-240to759kBtuh-10p8eer_SZDEER2017AnyGro1975CZ04cDXGF | 11556 |  | #N/A | #N/A | #N/A | 24.7 | 0.045 | 0 | #N/A | #N/A | #N/A | 24.7 | 0.045 | 0 | #N/A | #N/A | 123 | 46400
NE-HVAC-airAC-SpltPkg-240to759kBtuh-10p8eer | DEER2017 | D17 v2 |  | Any | Gro | 1975 | CZ05 | cDXGF | Cap-Tons | 90.6 | 46400 | None | 6.3 | 0.0181 | 0 | 6.3 | 0.0181 | 0 | 6.3 | 0.0181 | 0 | 6.3 | 0.0181 | 0 | DEER:HVAC_Split-Package_AC | Annual | 1719 | 6.3 | 0.0181 | 0 | 6.3 | 0.0181 | 0 | NE-HVAC-airAC-SpltPkg-240to759kBtuh-10p8eer_MZDEER2017AnyGro1975CZ05cPVVG | #N/A | NE-HVAC-airAC-SpltPkg-240to759kBtuh-10p8eer_SZDEER2017AnyGro1975CZ05cDXGF | 11557 |  | #N/A | #N/A | #N/A | 6.3 | 0.0181 | 0 | #N/A | #N/A | #N/A | 6.3 | 0.0181 | 0 | #N/A | #N/A | 90.6 | 46400
NE-HVAC-airAC-SpltPkg-240to759kBtuh-10p8eer | DEER2017 | D17 v2 |  | Any | Gro | 1975 | CZ06 | cDXGF | Cap-Tons | 115 | 46400 | None | 20.8 | 0.0368 | 0 | 20.8 | 0.0368 | 0 | 20.8 | 0.0368 | 0 | 20.8 | 0.0368 | 0 | DEER:HVAC_Split-Package_AC | Annual | 1719 | 20.8 | 0.0368 | 0 | 20.8 | 0.0368 | 0 | NE-HVAC-airAC-SpltPkg-240to759kBtuh-10p8eer_MZDEER2017AnyGro1975CZ06cPVVG | #N/A | NE-HVAC-airAC-SpltPkg-240to759kBtuh-10p8eer_SZDEER2017AnyGro1975CZ06cDXGF | 11558 |  | #N/A | #N/A | #N/A | 20.8 | 0.0368 | 0 | #N/A | #N/A | #N/A | 20.8 | 0.0368 | 0 | #N/A | #N/A | 115 | 46400
NE-HVAC-airAC-SpltPkg-240to759kBtuh-10p8eer | DEER2017 | D17 v2 |  | Any | Gro | 1975 | CZ07 | cDXGF | Cap-Tons | 99.5 | 46400 | None | 15.4 | 0.0333 | 0 | 15.4 | 0.0333 | 0 | 15.4 | 0.0333 | 0 | 15.4 | 0.0333 | 0 | DEER:HVAC_Split-Package_AC | Annual | 1719 | 15.4 | 0.0333 | 0 | 15.4 | 0.0333 | 0 | NE-HVAC-airAC-SpltPkg-240to759kBtuh-10p8eer_MZDEER2017AnyGro1975CZ07cPVVG | #N/A | NE-HVAC-airAC-SpltPkg-240to759kBtuh-10p8eer_SZDEER2017AnyGro1975CZ07cDXGF | 11559 |  | #N/A | #N/A | #N/A | 15.4 | 0.0333 | 0 | #N/A | #N/A | #N/A | 15.4 | 0.0333 | 0 | #N/A | #N/A | 99.5 | 46400
NE-HVAC-airAC-SpltPkg-240to759kBtuh-10p8eer | DEER2017 | D17 v2 |  | Any | Gro | 1975 | CZ08 | cDXGF | Cap-Tons | 140 | 46400 | None | 30.4 | 0.0408 | 0 | 30.4 | 0.0408 | 0 | 30.4 | 0.0408 | 0 | 30.4 | 0.0408 | 0 | DEER:HVAC_Split-Package_AC | Annual | 1719 | 30.4 | 0.0408 | 0 | 30.4 | 0.0408 | 0 | NE-HVAC-airAC-SpltPkg-240to759kBtuh-10p8eer_MZDEER2017AnyGro1975CZ08cPVVG | #N/A | NE-HVAC-airAC-SpltPkg-240to759kBtuh-10p8eer_SZDEER2017AnyGro1975CZ08cDXGF | 11560 |  | #N/A | #N/A | #N/A | 30.4 | 0.0408 | 0 | #N/A | #N/A | #N/A | 30.4 | 0.0408 | 0 | #N/A | #N/A | 140 | 46400
NE-HVAC-airAC-SpltPkg-240to759kBtuh-10p8eer | DEER2017 | D17 v2 |  | Any | Gro | 1975 | CZ09 | cDXGF | Cap-Tons | 162 | 46400 | None | 35.7 | 0.0555 | 0 | 35.7 | 0.0555 | 0 | 35.7 | 0.0555 | 0 | 35.7 | 0.0555 | 0 | DEER:HVAC_Split-Package_AC | Annual | 1719 | 35.7 | 0.0555 | 0 | 35.7 | 0.0555 | 0 | NE-HVAC-airAC-SpltPkg-240to759kBtuh-10p8eer_MZDEER2017AnyGro1975CZ09cPVVG | #N/A | NE-HVAC-airAC-SpltPkg-240to759kBtuh-10p8eer_SZDEER2017AnyGro1975CZ09cDXGF | 11561 |  | #N/A | #N/A | #N/A | 35.7 | 0.0555 | 0 | #N/A | #N/A | #N/A | 35.7 | 0.0555 | 0 | #N/A | #N/A | 162 | 46400
NE-HVAC-airAC-SpltPkg-240to759kBtuh-10p8eer | DEER2017 | D17 v2 |  | Any | Gro | 1975 | CZ10 | cDXGF | Cap-Tons | 163 | 46400 | None | 42.3 | 0.0584 | 0 | 42.3 | 0.0584 | 0 | 42.3 | 0.0584 | 0 | 42.3 | 0.0584 | 0 | DEER:HVAC_Split-Package_AC | Annual | 1719 | 42.3 | 0.0584 | 0 | 42.3 | 0.0584 | 0 | NE-HVAC-airAC-SpltPkg-240to759kBtuh-10p8eer_MZDEER2017AnyGro1975CZ10cPVVG | #N/A | NE-HVAC-airAC-SpltPkg-240to759kBtuh-10p8eer_SZDEER2017AnyGro1975CZ10cDXGF | 11562 |  | #N/A | #N/A | #N/A | 42.3 | 0.0584 | 0 | #N/A | #N/A | #N/A | 42.3 | 0.0584 | 0 | #N/A | #N/A | 163 | 46400
NE-HVAC-airAC-SpltPkg-240to759kBtuh-10p8eer | DEER2017 | D17 v2 |  | Any | Gro | 1975 | CZ11 | cDXGF | Cap-Tons | 173 | 46400 | None | 48.2 | 0.0526 | 0 | 48.2 | 0.0526 | 0 | 48.2 | 0.0526 | 0 | 48.2 | 0.0526 | 0 | DEER:HVAC_Split-Package_AC | Annual | 1719 | 48.2 | 0.0526 | 0 | 48.2 | 0.0526 | 0 | NE-HVAC-airAC-SpltPkg-240to759kBtuh-10p8eer_MZDEER2017AnyGro1975CZ11cPVVG | #N/A | NE-HVAC-airAC-SpltPkg-240to759kBtuh-10p8eer_SZDEER2017AnyGro1975CZ11cDXGF | 11563 |  | #N/A | #N/A | #N/A | 48.2 | 0.0526 | 0 | #N/A | #N/A | #N/A | 48.2 | 0.0526 | 0 | #N/A | #N/A | 173 | 46400
NE-HVAC-airAC-SpltPkg-240to759kBtuh-10p8eer | DEER2017 | D17 v2 |  | Any | Gro | 1975 | CZ12 | cDXGF | Cap-Tons | 173 | 46400 | None | 33.7 | 0.0481 | 0 | 33.7 | 0.0481 | 0 | 33.7 | 0.0481 | 0 | 33.7 | 0.0481 | 0 | DEER:HVAC_Split-Package_AC | Annual | 1719 | 33.7 | 0.0481 | 0 | 33.7 | 0.0481 | 0 | NE-HVAC-airAC-SpltPkg-240to759kBtuh-10p8eer_MZDEER2017AnyGro1975CZ12cPVVG | #N/A | NE-HVAC-airAC-SpltPkg-240to759kBtuh-10p8eer_SZDEER2017AnyGro1975CZ12cDXGF | 11564 |  | #N/A | #N/A | #N/A | 33.7 | 0.0481 | 0 | #N/A | #N/A | #N/A | 33.7 | 0.0481 | 0 | #N/A | #N/A | 173 | 46400
NE-HVAC-airAC-SpltPkg-240to759kBtuh-10p8eer | DEER2017 | D17 v2 |  | Any | Gro | 1975 | CZ13 | cDXGF | Cap-Tons | 171 | 46400 | None | 51.9 | 0.0514 | 0 | 51.9 | 0.0514 | 0 | 51.9 | 0.0514 | 0 | 51.9 | 0.0514 | 0 | DEER:HVAC_Split-Package_AC | Annual | 1719 | 51.9 | 0.0514 | 0 | 51.9 | 0.0514 | 0 | NE-HVAC-airAC-SpltPkg-240to759kBtuh-10p8eer_MZDEER2017AnyGro1975CZ13cPVVG | #N/A | NE-HVAC-airAC-SpltPkg-240to759kBtuh-10p8eer_SZDEER2017AnyGro1975CZ13cDXGF | 11565 |  | #N/A | #N/A | #N/A | 51.9 | 0.0514 | 0 | #N/A | #N/A | #N/A | 51.9 | 0.0514 | 0 | #N/A | #N/A | 171 | 46400
NE-HVAC-airAC-SpltPkg-240to759kBtuh-10p8eer | DEER2017 | D17 v2 |  | Any | Gro | 1975 | CZ14 | cDXGF | Cap-Tons | 179 | 46400 | None | 49.1 | 0.0491 | 0 | 49.1 | 0.0491 | 0 | 49.1 | 0.0491 | 0 | 49.1 | 0.0491 | 0 | DEER:HVAC_Split-Package_AC | Annual | 1719 | 49.1 | 0.0491 | 0 | 49.1 | 0.0491 | 0 | NE-HVAC-airAC-SpltPkg-240to759kBtuh-10p8eer_MZDEER2017AnyGro1975CZ14cPVVG | #N/A | NE-HVAC-airAC-SpltPkg-240to759kBtuh-10p8eer_SZDEER2017AnyGro1975CZ14cDXGF | 11566 |  | #N/A | #N/A | #N/A | 49.1 | 0.0491 | 0 | #N/A | #N/A | #N/A | 49.1 | 0.0491 | 0 | #N/A | #N/A | 179 | 46400
NE-HVAC-airAC-SpltPkg-240to759kBtuh-10p8eer | DEER2017 | D17 v2 |  | Any | Gro | 1975 | CZ15 | cDXGF | Cap-Tons | 229 | 46400 | None | 87.3 | 0.0529 | 0 | 87.3 | 0.0529 | 0 | 87.3 | 0.0529 | 0 | 87.3 | 0.0529 | 0 | DEER:HVAC_Split-Package_AC | Annual | 1719 | 87.3 | 0.0529 | 0 | 87.3 | 0.0529 | 0 | NE-HVAC-airAC-SpltPkg-240to759kBtuh-10p8eer_MZDEER2017AnyGro1975CZ15cPVVG | #N/A | NE-HVAC-airAC-SpltPkg-240to759kBtuh-10p8eer_SZDEER2017AnyGro1975CZ15cDXGF | 11567 |  | #N/A | #N/A | #N/A | 87.3 | 0.0529 | 0 | #N/A | #N/A | #N/A | 87.3 | 0.0529 | 0 | #N/A | #N/A | 229 | 46400
NE-HVAC-airAC-SpltPkg-240to759kBtuh-10p8eer | DEER2017 | D17 v2 |  | Any | Gro | 1975 | CZ16 | cDXGF | Cap-Tons | 102 | 46400 | None | 16.9 | 0.0357 | 0 | 16.9 | 0.0357 | 0 | 16.9 | 0.0357 | 0 | 16.9 | 0.0357 | 0 | DEER:HVAC_Split-Package_AC | Annual | 1719 | 16.9 | 0.0357 | 0 | 16.9 | 0.0357 | 0 | NE-HVAC-airAC-SpltPkg-240to759kBtuh-10p8eer_MZDEER2017AnyGro1975CZ16cPVVG | #N/A | NE-HVAC-airAC-SpltPkg-240to759kBtuh-10p8eer_SZDEER2017AnyGro1975CZ16cDXGF | 11568 |  | #N/A | #N/A | #N/A | 16.9 | 0.0357 | 0 | #N/A | #N/A | #N/A | 16.9 | 0.0357 | 0 | #N/A | #N/A | 102 | 46400
NE-HVAC-airAC-SpltPkg-240to759kBtuh-10p8eer | DEER2017 | D17 v2 |  | Any | Gro | 1985 | CZ01 | cDXGF | Cap-Tons | 50.7 | 46400 | None | 0.685 | 0.00451 | 0 | 0.685 | 0.00451 | 0 | 0.685 | 0.00451 | 0 | 0.685 | 0.00451 | 0 | DEER:HVAC_Split-Package_AC | Annual | 1719 | 0.685 | 0.00451 | 0 | 0.685 | 0.00451 | 0 | NE-HVAC-airAC-SpltPkg-240to759kBtuh-10p8eer_MZDEER2017AnyGro1985CZ01cPVVG | #N/A | NE-HVAC-airAC-SpltPkg-240to759kBtuh-10p8eer_SZDEER2017AnyGro1985CZ01cDXGF | 32913 |  | #N/A | #N/A | #N/A | 0.685 | 0.00451 | 0 | #N/A | #N/A | #N/A | 0.685 | 0.00451 | 0 | #N/A | #N/A | 50.7 | 46400
NE-HVAC-airAC-SpltPkg-240to759kBtuh-10p8eer | DEER2017 | D17 v2 |  | Any | Gro | 1985 | CZ02 | cDXGF | Cap-Tons | 131 | 46400 | None | 20.4 | 0.0485 | 0 | 20.4 | 0.0485 | 0 | 20.4 | 0.0485 | 0 | 20.4 | 0.0485 | 0 | DEER:HVAC_Split-Package_AC | Annual | 1719 | 20.4 | 0.0485 | 0 | 20.4 | 0.0485 | 0 | NE-HVAC-airAC-SpltPkg-240to759kBtuh-10p8eer_MZDEER2017AnyGro1985CZ02cPVVG | #N/A | NE-HVAC-airAC-SpltPkg-240to759kBtuh-10p8eer_SZDEER2017AnyGro1985CZ02cDXGF | 32914 |  | #N/A | #N/A | #N/A | 20.4 | 0.0485 | 0 | #N/A | #N/A | #N/A | 20.4 | 0.0485 | 0 | #N/A | #N/A | 131 | 46400
NE-HVAC-airAC-SpltPkg-240to759kBtuh-10p8eer | DEER2017 | D17 v2 |  | Any | Gro | 1985 | CZ03 | cDXGF | Cap-Tons | 91.6 | 46400 | None | 5.22 | 0.0286 | 0 | 5.22 | 0.0286 | 0 | 5.22 | 0.0286 | 0 | 5.22 | 0.0286 | 0 | DEER:HVAC_Split-Package_AC | Annual | 1719 | 5.22 | 0.0286 | 0 | 5.22 | 0.0286 | 0 | NE-HVAC-airAC-SpltPkg-240to759kBtuh-10p8eer_MZDEER2017AnyGro1985CZ03cPVVG | #N/A | NE-HVAC-airAC-SpltPkg-240to759kBtuh-10p8eer_SZDEER2017AnyGro1985CZ03cDXGF | 32915 |  | #N/A | #N/A | #N/A | 5.22 | 0.0286 | 0 | #N/A | #N/A | #N/A | 5.22 | 0.0286 | 0 | #N/A | #N/A | 91.6 | 46400
NE-HVAC-airAC-SpltPkg-240to759kBtuh-10p8eer | DEER2017 | D17 v2 |  | Any | Gro | 1985 | CZ04 | cDXGF | Cap-Tons | 118 | 46400 | None | 21.5 | 0.043 | 0 | 21.5 | 0.043 | 0 | 21.5 | 0.043 | 0 | 21.5 | 0.043 | 0 | DEER:HVAC_Split-Package_AC | Annual | 1719 | 21.5 | 0.043 | 0 | 21.5 | 0.043 | 0 | NE-HVAC-airAC-SpltPkg-240to759kBtuh-10p8eer_MZDEER2017AnyGro1985CZ04cPVVG | #N/A | NE-HVAC-airAC-SpltPkg-240to759kBtuh-10p8eer_SZDEER2017AnyGro1985CZ04cDXGF | 32916 |  | #N/A | #N/A | #N/A | 21.5 | 0.043 | 0 | #N/A | #N/A | #N/A | 21.5 | 0.043 | 0 | #N/A | #N/A | 118 | 46400
NE-HVAC-airAC-SpltPkg-240to759kBtuh-10p8eer | DEER2017 | D17 v2 |  | Any | Gro | 1985 | CZ05 | cDXGF | Cap-Tons | 79.9 | 46400 | None | 5.01 | 0.0168 | 0 | 5.01 | 0.0168 | 0 | 5.01 | 0.0168 | 0 | 5.01 | 0.0168 | 0 | DEER:HVAC_Split-Package_AC | Annual | 1719 | 5.01 | 0.0168 | 0 | 5.01 | 0.0168 | 0 | NE-HVAC-airAC-SpltPkg-240to759kBtuh-10p8eer_MZDEER2017AnyGro1985CZ05cPVVG | #N/A | NE-HVAC-airAC-SpltPkg-240to759kBtuh-10p8eer_SZDEER2017AnyGro1985CZ05cDXGF | 32917 |  | #N/A | #N/A | #N/A | 5.01 | 0.0168 | 0 | #N/A | #N/A | #N/A | 5.01 | 0.0168 | 0 | #N/A | #N/A | 79.9 | 46400
NE-HVAC-airAC-SpltPkg-240to759kBtuh-10p8eer | DEER2017 | D17 v2 |  | Any | Gro | 1985 | CZ06 | cDXGF | Cap-Tons | 115 | 46400 | None | 16.2 | 0.0329 | 0 | 16.2 | 0.0329 | 0 | 16.2 | 0.0329 | 0 | 16.2 | 0.0329 | 0 | DEER:HVAC_Split-Package_AC | Annual | 1719 | 16.2 | 0.0329 | 0 | 16.2 | 0.0329 | 0 | NE-HVAC-airAC-SpltPkg-240to759kBtuh-10p8eer_MZDEER2017AnyGro1985CZ06cPVVG | #N/A | NE-HVAC-airAC-SpltPkg-240to759kBtuh-10p8eer_SZDEER2017AnyGro1985CZ06cDXGF | 32918 |  | #N/A | #N/A | #N/A | 16.2 | 0.0329 | 0 | #N/A | #N/A | #N/A | 16.2 | 0.0329 | 0 | #N/A | #N/A | 115 | 46400
NE-HVAC-airAC-SpltPkg-240to759kBtuh-10p8eer | DEER2017 | D17 v2 |  | Any | Gro | 1985 | CZ07 | cDXGF | Cap-Tons | 93 | 46400 | None | 12.1 | 0.0301 | 0 | 12.1 | 0.0301 | 0 | 12.1 | 0.0301 | 0 | 12.1 | 0.0301 | 0 | DEER:HVAC_Split-Package_AC | Annual | 1719 | 12.1 | 0.0301 | 0 | 12.1 | 0.0301 | 0 | NE-HVAC-airAC-SpltPkg-240to759kBtuh-10p8eer_MZDEER2017AnyGro1985CZ07cPVVG | #N/A | NE-HVAC-airAC-SpltPkg-240to759kBtuh-10p8eer_SZDEER2017AnyGro1985CZ07cDXGF | 32919 |  | #N/A | #N/A | #N/A | 12.1 | 0.0301 | 0 | #N/A | #N/A | #N/A | 12.1 | 0.0301 | 0 | #N/A | #N/A | 93 | 46400
NE-HVAC-airAC-SpltPkg-240to759kBtuh-10p8eer | DEER2017 | D17 v2 |  | Any | Gro | 1985 | CZ08 | cDXGF | Cap-Tons | 121 | 46400 | None | 28.3 | 0.0406 | 0 | 28.3 | 0.0406 | 0 | 28.3 | 0.0406 | 0 | 28.3 | 0.0406 | 0 | DEER:HVAC_Split-Package_AC | Annual | 1719 | 28.3 | 0.0406 | 0 | 28.3 | 0.0406 | 0 | NE-HVAC-airAC-SpltPkg-240to759kBtuh-10p8eer_MZDEER2017AnyGro1985CZ08cPVVG | #N/A | NE-HVAC-airAC-SpltPkg-240to759kBtuh-10p8eer_SZDEER2017AnyGro1985CZ08cDXGF | 32920 |  | #N/A | #N/A | #N/A | 28.3 | 0.0406 | 0 | #N/A | #N/A | #N/A | 28.3 | 0.0406 | 0 | #N/A | #N/A | 121 | 46400
NE-HVAC-airAC-SpltPkg-240to759kBtuh-10p8eer | DEER2017 | D17 v2 |  | Any | Gro | 1985 | CZ09 | cDXGF | Cap-Tons | 158 | 46400 | None | 31.8 | 0.0526 | 0 | 31.8 | 0.0526 | 0 | 31.8 | 0.0526 | 0 | 31.8 | 0.0526 | 0 | DEER:HVAC_Split-Package_AC | Annual | 1719 | 31.8 | 0.0526 | 0 | 31.8 | 0.0526 | 0 | NE-HVAC-airAC-SpltPkg-240to759kBtuh-10p8eer_MZDEER2017AnyGro1985CZ09cPVVG | #N/A | NE-HVAC-airAC-SpltPkg-240to759kBtuh-10p8eer_SZDEER2017AnyGro1985CZ09cDXGF | 32921 |  | #N/A | #N/A | #N/A | 31.8 | 0.0526 | 0 | #N/A | #N/A | #N/A | 31.8 | 0.0526 | 0 | #N/A | #N/A | 158 | 46400
NE-HVAC-airAC-SpltPkg-240to759kBtuh-10p8eer | DEER2017 | D17 v2 |  | Any | Gro | 1985 | CZ10 | cDXGF | Cap-Tons | 153 | 46400 | None | 39.6 | 0.0566 | 0 | 39.6 | 0.0566 | 0 | 39.6 | 0.0566 | 0 | 39.6 | 0.0566 | 0 | DEER:HVAC_Split-Package_AC | Annual | 1719 | 39.6 | 0.0566 | 0 | 39.6 | 0.0566 | 0 | NE-HVAC-airAC-SpltPkg-240to759kBtuh-10p8eer_MZDEER2017AnyGro1985CZ10cPVVG | #N/A | NE-HVAC-airAC-SpltPkg-240to759kBtuh-10p8eer_SZDEER2017AnyGro1985CZ10cDXGF | 32922 |  | #N/A | #N/A | #N/A | 39.6 | 0.0566 | 0 | #N/A | #N/A | #N/A | 39.6 | 0.0566 | 0 | #N/A | #N/A | 153 | 46400
NE-HVAC-airAC-SpltPkg-240to759kBtuh-10p8eer | DEER2017 | D17 v2 |  | Any | Gro | 1985 | CZ11 | cDXGF | Cap-Tons | 158 | 46400 | None | 46.7 | 0.0513 | 0 | 46.7 | 0.0513 | 0 | 46.7 | 0.0513 | 0 | 46.7 | 0.0513 | 0 | DEER:HVAC_Split-Package_AC | Annual | 1719 | 46.7 | 0.0513 | 0 | 46.7 | 0.0513 | 0 | NE-HVAC-airAC-SpltPkg-240to759kBtuh-10p8eer_MZDEER2017AnyGro1985CZ11cPVVG | #N/A | NE-HVAC-airAC-SpltPkg-240to759kBtuh-10p8eer_SZDEER2017AnyGro1985CZ11cDXGF | 32923 |  | #N/A | #N/A | #N/A | 46.7 | 0.0513 | 0 | #N/A | #N/A | #N/A | 46.7 | 0.0513 | 0 | #N/A | #N/A | 158 | 46400
NE-HVAC-airAC-SpltPkg-240to759kBtuh-10p8eer | DEER2017 | D17 v2 |  | Any | Gro | 1985 | CZ12 | cDXGF | Cap-Tons | 160 | 46400 | None | 31.7 | 0.0468 | 0 | 31.7 | 0.0468 | 0 | 31.7 | 0.0468 | 0 | 31.7 | 0.0468 | 0 | DEER:HVAC_Split-Package_AC | Annual | 1719 | 31.7 | 0.0468 | 0 | 31.7 | 0.0468 | 0 | NE-HVAC-airAC-SpltPkg-240to759kBtuh-10p8eer_MZDEER2017AnyGro1985CZ12cPVVG | #N/A | NE-HVAC-airAC-SpltPkg-240to759kBtuh-10p8eer_SZDEER2017AnyGro1985CZ12cDXGF | 32924 |  | #N/A | #N/A | #N/A | 31.7 | 0.0468 | 0 | #N/A | #N/A | #N/A | 31.7 | 0.0468 | 0 | #N/A | #N/A | 160 | 46400
NE-HVAC-airAC-SpltPkg-240to759kBtuh-10p8eer | DEER2017 | D17 v2 |  | Any | Gro | 1985 | CZ13 | cDXGF | Cap-Tons | 159 | 46400 | None | 49.5 | 0.0497 | 0 | 49.5 | 0.0497 | 0 | 49.5 | 0.0497 | 0 | 49.5 | 0.0497 | 0 | DEER:HVAC_Split-Package_AC | Annual | 1719 | 49.5 | 0.0497 | 0 | 49.5 | 0.0497 | 0 | NE-HVAC-airAC-SpltPkg-240to759kBtuh-10p8eer_MZDEER2017AnyGro1985CZ13cPVVG | #N/A | NE-HVAC-airAC-SpltPkg-240to759kBtuh-10p8eer_SZDEER2017AnyGro1985CZ13cDXGF | 32925 |  | #N/A | #N/A | #N/A | 49.5 | 0.0497 | 0 | #N/A | #N/A | #N/A | 49.5 | 0.0497 | 0 | #N/A | #N/A | 159 | 46400
NE-HVAC-airAC-SpltPkg-240to759kBtuh-10p8eer | DEER2017 | D17 v2 |  | Any | Gro | 1985 | CZ14 | cDXGF | Cap-Tons | 165 | 46400 | None | 46.6 | 0.048 | 0 | 46.6 | 0.048 | 0 | 46.6 | 0.048 | 0 | 46.6 | 0.048 | 0 | DEER:HVAC_Split-Package_AC | Annual | 1719 | 46.6 | 0.048 | 0 | 46.6 | 0.048 | 0 | NE-HVAC-airAC-SpltPkg-240to759kBtuh-10p8eer_MZDEER2017AnyGro1985CZ14cPVVG | #N/A | NE-HVAC-airAC-SpltPkg-240to759kBtuh-10p8eer_SZDEER2017AnyGro1985CZ14cDXGF | 32926 |  | #N/A | #N/A | #N/A | 46.6 | 0.048 | 0 | #N/A | #N/A | #N/A | 46.6 | 0.048 | 0 | #N/A | #N/A | 165 | 46400
NE-HVAC-airAC-SpltPkg-240to759kBtuh-10p8eer | DEER2017 | D17 v2 |  | Any | Gro | 1985 | CZ15 | cDXGF | Cap-Tons | 212 | 46400 | None | 84.3 | 0.0519 | 0 | 84.3 | 0.0519 | 0 | 84.3 | 0.0519 | 0 | 84.3 | 0.0519 | 0 | DEER:HVAC_Split-Package_AC | Annual | 1719 | 84.3 | 0.0519 | 0 | 84.3 | 0.0519 | 0 | NE-HVAC-airAC-SpltPkg-240to759kBtuh-10p8eer_MZDEER2017AnyGro1985CZ15cPVVG | #N/A | NE-HVAC-airAC-SpltPkg-240to759kBtuh-10p8eer_SZDEER2017AnyGro1985CZ15cDXGF | 32927 |  | #N/A | #N/A | #N/A | 84.3 | 0.0519 | 0 | #N/A | #N/A | #N/A | 84.3 | 0.0519 | 0 | #N/A | #N/A | 212 | 46400
NE-HVAC-airAC-SpltPkg-240to759kBtuh-10p8eer | DEER2017 | D17 v2 |  | Any | Gro | 1985 | CZ16 | cDXGF | Cap-Tons | 91.2 | 46400 | None | 14.5 | 0.0334 | 0 | 14.5 | 0.0334 | 0 | 14.5 | 0.0334 | 0 | 14.5 | 0.0334 | 0 | DEER:HVAC_Split-Package_AC | Annual | 1719 | 14.5 | 0.0334 | 0 | 14.5 | 0.0334 | 0 | NE-HVAC-airAC-SpltPkg-240to759kBtuh-10p8eer_MZDEER2017AnyGro1985CZ16cPVVG | #N/A | NE-HVAC-airAC-SpltPkg-240to759kBtuh-10p8eer_SZDEER2017AnyGro1985CZ16cDXGF | 32928 |  | #N/A | #N/A | #N/A | 14.5 | 0.0334 | 0 | #N/A | #N/A | #N/A | 14.5 | 0.0334 | 0 | #N/A | #N/A | 91.2 | 46400
NE-HVAC-airAC-SpltPkg-240to759kBtuh-10p8eer | DEER2017 | D17 v2 |  | Any | Gro | 1996 | CZ01 | cDXGF | Cap-Tons | 58 | 46400 | None | 0.478 | 0.00332 | 0 | 0.478 | 0.00332 | 0 | 0.478 | 0.00332 | 0 | 0.478 | 0.00332 | 0 | DEER:HVAC_Split-Package_AC | Annual | 1719 | 0.478 | 0.00332 | 0 | 0.478 | 0.00332 | 0 | NE-HVAC-airAC-SpltPkg-240to759kBtuh-10p8eer_MZDEER2017AnyGro1996CZ01cPVVG | #N/A | NE-HVAC-airAC-SpltPkg-240to759kBtuh-10p8eer_SZDEER2017AnyGro1996CZ01cDXGF | 54273 |  | #N/A | #N/A | #N/A | 0.478 | 0.00332 | 0 | #N/A | #N/A | #N/A | 0.478 | 0.00332 | 0 | #N/A | #N/A | 58 | 46400
NE-HVAC-airAC-SpltPkg-240to759kBtuh-10p8eer | DEER2017 | D17 v2 |  | Any | Gro | 1996 | CZ02 | cDXGF | Cap-Tons | 123 | 46400 | None | 18.3 | 0.0466 | 0 | 18.3 | 0.0466 | 0 | 18.3 | 0.0466 | 0 | 18.3 | 0.0466 | 0 | DEER:HVAC_Split-Package_AC | Annual | 1719 | 18.3 | 0.0466 | 0 | 18.3 | 0.0466 | 0 | NE-HVAC-airAC-SpltPkg-240to759kBtuh-10p8eer_MZDEER2017AnyGro1996CZ02cPVVG | #N/A | NE-HVAC-airAC-SpltPkg-240to759kBtuh-10p8eer_SZDEER2017AnyGro1996CZ02cDXGF | 54274 |  | #N/A | #N/A | #N/A | 18.3 | 0.0466 | 0 | #N/A | #N/A | #N/A | 18.3 | 0.0466 | 0 | #N/A | #N/A | 123 | 46400
NE-HVAC-airAC-SpltPkg-240to759kBtuh-10p8eer | DEER2017 | D17 v2 |  | Any | Gro | 1996 | CZ03 | cDXGF | Cap-Tons | 83.5 | 46400 | None | 4.51 | 0.0262 | 0 | 4.51 | 0.0262 | 0 | 4.51 | 0.0262 | 0 | 4.51 | 0.0262 | 0 | DEER:HVAC_Split-Package_AC | Annual | 1719 | 4.51 | 0.0262 | 0 | 4.51 | 0.0262 | 0 | NE-HVAC-airAC-SpltPkg-240to759kBtuh-10p8eer_MZDEER2017AnyGro1996CZ03cPVVG | #N/A | NE-HVAC-airAC-SpltPkg-240to759kBtuh-10p8eer_SZDEER2017AnyGro1996CZ03cDXGF | 54275 |  | #N/A | #N/A | #N/A | 4.51 | 0.0262 | 0 | #N/A | #N/A | #N/A | 4.51 | 0.0262 | 0 | #N/A | #N/A | 83.5 | 46400
NE-HVAC-airAC-SpltPkg-240to759kBtuh-10p8eer | DEER2017 | D17 v2 |  | Any | Gro | 1996 | CZ04 | cDXGF | Cap-Tons | 106 | 46400 | None | 19.7 | 0.0426 | 0 | 19.7 | 0.0426 | 0 | 19.7 | 0.0426 | 0 | 19.7 | 0.0426 | 0 | DEER:HVAC_Split-Package_AC | Annual | 1719 | 19.7 | 0.0426 | 0 | 19.7 | 0.0426 | 0 | NE-HVAC-airAC-SpltPkg-240to759kBtuh-10p8eer_MZDEER2017AnyGro1996CZ04cPVVG | #N/A | NE-HVAC-airAC-SpltPkg-240to759kBtuh-10p8eer_SZDEER2017AnyGro1996CZ04cDXGF | 54276 |  | #N/A | #N/A | #N/A | 19.7 | 0.0426 | 0 | #N/A | #N/A | #N/A | 19.7 | 0.0426 | 0 | #N/A | #N/A | 106 | 46400
NE-HVAC-airAC-SpltPkg-240to759kBtuh-10p8eer | DEER2017 | D17 v2 |  | Any | Gro | 1996 | CZ05 | cDXGF | Cap-Tons | 68.1 | 46400 | None | 4.35 | 0.016 | 0 | 4.35 | 0.016 | 0 | 4.35 | 0.016 | 0 | 4.35 | 0.016 | 0 | DEER:HVAC_Split-Package_AC | Annual | 1719 | 4.35 | 0.016 | 0 | 4.35 | 0.016 | 0 | NE-HVAC-airAC-SpltPkg-240to759kBtuh-10p8eer_MZDEER2017AnyGro1996CZ05cPVVG | #N/A | NE-HVAC-airAC-SpltPkg-240to759kBtuh-10p8eer_SZDEER2017AnyGro1996CZ05cDXGF | 54277 |  | #N/A | #N/A | #N/A | 4.35 | 0.016 | 0 | #N/A | #N/A | #N/A | 4.35 | 0.016 | 0 | #N/A | #N/A | 68.1 | 46400
NE-HVAC-airAC-SpltPkg-240to759kBtuh-10p8eer | DEER2017 | D17 v2 |  | Any | Gro | 1996 | CZ06 | cDXGF | Cap-Tons | 108 | 46400 | None | 13.1 | 0.0308 | 0 | 13.1 | 0.0308 | 0 | 13.1 | 0.0308 | 0 | 13.1 | 0.0308 | 0 | DEER:HVAC_Split-Package_AC | Annual | 1719 | 13.1 | 0.0308 | 0 | 13.1 | 0.0308 | 0 | NE-HVAC-airAC-SpltPkg-240to759kBtuh-10p8eer_MZDEER2017AnyGro1996CZ06cPVVG | #N/A | NE-HVAC-airAC-SpltPkg-240to759kBtuh-10p8eer_SZDEER2017AnyGro1996CZ06cDXGF | 54278 |  | #N/A | #N/A | #N/A | 13.1 | 0.0308 | 0 | #N/A | #N/A | #N/A | 13.1 | 0.0308 | 0 | #N/A | #N/A | 108 | 46400
NE-HVAC-airAC-SpltPkg-240to759kBtuh-10p8eer | DEER2017 | D17 v2 |  | Any | Gro | 1996 | CZ07 | cDXGF | Cap-Tons | 88 | 46400 | None | 9.44 | 0.0266 | 0 | 9.44 | 0.0266 | 0 | 9.44 | 0.0266 | 0 | 9.44 | 0.0266 | 0 | DEER:HVAC_Split-Package_AC | Annual | 1719 | 9.44 | 0.0266 | 0 | 9.44 | 0.0266 | 0 | NE-HVAC-airAC-SpltPkg-240to759kBtuh-10p8eer_MZDEER2017AnyGro1996CZ07cPVVG | #N/A | NE-HVAC-airAC-SpltPkg-240to759kBtuh-10p8eer_SZDEER2017AnyGro1996CZ07cDXGF | 54279 |  | #N/A | #N/A | #N/A | 9.44 | 0.0266 | 0 | #N/A | #N/A | #N/A | 9.44 | 0.0266 | 0 | #N/A | #N/A | 88 | 46400
NE-HVAC-airAC-SpltPkg-240to759kBtuh-10p8eer | DEER2017 | D17 v2 |  | Any | Gro | 1996 | CZ08 | cDXGF | Cap-Tons | 107 | 46400 | None | 25.9 | 0.0401 | 0 | 25.9 | 0.0401 | 0 | 25.9 | 0.0401 | 0 | 25.9 | 0.0401 | 0 | DEER:HVAC_Split-Package_AC | Annual | 1719 | 25.9 | 0.0401 | 0 | 25.9 | 0.0401 | 0 | NE-HVAC-airAC-SpltPkg-240to759kBtuh-10p8eer_MZDEER2017AnyGro1996CZ08cPVVG | #N/A | NE-HVAC-airAC-SpltPkg-240to759kBtuh-10p8eer_SZDEER2017AnyGro1996CZ08cDXGF | 54280 |  | #N/A | #N/A | #N/A | 25.9 | 0.0401 | 0 | #N/A | #N/A | #N/A | 25.9 | 0.0401 | 0 | #N/A | #N/A | 107 | 46400
NE-HVAC-airAC-SpltPkg-240to759kBtuh-10p8eer | DEER2017 | D17 v2 |  | Any | Gro | 1996 | CZ09 | cDXGF | Cap-Tons | 150 | 46400 | None | 29.2 | 0.0507 | 0 | 29.2 | 0.0507 | 0 | 29.2 | 0.0507 | 0 | 29.2 | 0.0507 | 0 | DEER:HVAC_Split-Package_AC | Annual | 1719 | 29.2 | 0.0507 | 0 | 29.2 | 0.0507 | 0 | NE-HVAC-airAC-SpltPkg-240to759kBtuh-10p8eer_MZDEER2017AnyGro1996CZ09cPVVG | #N/A | NE-HVAC-airAC-SpltPkg-240to759kBtuh-10p8eer_SZDEER2017AnyGro1996CZ09cDXGF | 54281 |  | #N/A | #N/A | #N/A | 29.2 | 0.0507 | 0 | #N/A | #N/A | #N/A | 29.2 | 0.0507 | 0 | #N/A | #N/A | 150 | 46400
NE-HVAC-airAC-SpltPkg-240to759kBtuh-10p8eer | DEER2017 | D17 v2 |  | Any | Gro | 1996 | CZ10 | cDXGF | Cap-Tons | 144 | 46400 | None | 37.2 | 0.0547 | 0 | 37.2 | 0.0547 | 0 | 37.2 | 0.0547 | 0 | 37.2 | 0.0547 | 0 | DEER:HVAC_Split-Package_AC | Annual | 1719 | 37.2 | 0.0547 | 0 | 37.2 | 0.0547 | 0 | NE-HVAC-airAC-SpltPkg-240to759kBtuh-10p8eer_MZDEER2017AnyGro1996CZ10cPVVG | #N/A | NE-HVAC-airAC-SpltPkg-240to759kBtuh-10p8eer_SZDEER2017AnyGro1996CZ10cDXGF | 54282 |  | #N/A | #N/A | #N/A | 37.2 | 0.0547 | 0 | #N/A | #N/A | #N/A | 37.2 | 0.0547 | 0 | #N/A | #N/A | 144 | 46400
NE-HVAC-airAC-SpltPkg-240to759kBtuh-10p8eer | DEER2017 | D17 v2 |  | Any | Gro | 1996 | CZ11 | cDXGF | Cap-Tons | 145 | 46400 | None | 45.2 | 0.0504 | 0 | 45.2 | 0.0504 | 0 | 45.2 | 0.0504 | 0 | 45.2 | 0.0504 | 0 | DEER:HVAC_Split-Package_AC | Annual | 1719 | 45.2 | 0.0504 | 0 | 45.2 | 0.0504 | 0 | NE-HVAC-airAC-SpltPkg-240to759kBtuh-10p8eer_MZDEER2017AnyGro1996CZ11cPVVG | #N/A | NE-HVAC-airAC-SpltPkg-240to759kBtuh-10p8eer_SZDEER2017AnyGro1996CZ11cDXGF | 54283 |  | #N/A | #N/A | #N/A | 45.2 | 0.0504 | 0 | #N/A | #N/A | #N/A | 45.2 | 0.0504 | 0 | #N/A | #N/A | 145 | 46400
NE-HVAC-airAC-SpltPkg-240to759kBtuh-10p8eer | DEER2017 | D17 v2 |  | Any | Gro | 1996 | CZ12 | cDXGF | Cap-Tons | 149 | 46400 | None | 29.6 | 0.0452 | 0 | 29.6 | 0.0452 | 0 | 29.6 | 0.0452 | 0 | 29.6 | 0.0452 | 0 | DEER:HVAC_Split-Package_AC | Annual | 1719 | 29.6 | 0.0452 | 0 | 29.6 | 0.0452 | 0 | NE-HVAC-airAC-SpltPkg-240to759kBtuh-10p8eer_MZDEER2017AnyGro1996CZ12cPVVG | #N/A | NE-HVAC-airAC-SpltPkg-240to759kBtuh-10p8eer_SZDEER2017AnyGro1996CZ12cDXGF | 54284 |  | #N/A | #N/A | #N/A | 29.6 | 0.0452 | 0 | #N/A | #N/A | #N/A | 29.6 | 0.0452 | 0 | #N/A | #N/A | 149 | 46400
NE-HVAC-airAC-SpltPkg-240to759kBtuh-10p8eer | DEER2017 | D17 v2 |  | Any | Gro | 1996 | CZ13 | cDXGF | Cap-Tons | 148 | 46400 | None | 47.2 | 0.0479 | 0 | 47.2 | 0.0479 | 0 | 47.2 | 0.0479 | 0 | 47.2 | 0.0479 | 0 | DEER:HVAC_Split-Package_AC | Annual | 1719 | 47.2 | 0.0479 | 0 | 47.2 | 0.0479 | 0 | NE-HVAC-airAC-SpltPkg-240to759kBtuh-10p8eer_MZDEER2017AnyGro1996CZ13cPVVG | #N/A | NE-HVAC-airAC-SpltPkg-240to759kBtuh-10p8eer_SZDEER2017AnyGro1996CZ13cDXGF | 54285 |  | #N/A | #N/A | #N/A | 47.2 | 0.0479 | 0 | #N/A | #N/A | #N/A | 47.2 | 0.0479 | 0 | #N/A | #N/A | 148 | 46400
NE-HVAC-airAC-SpltPkg-240to759kBtuh-10p8eer | DEER2017 | D17 v2 |  | Any | Gro | 1996 | CZ14 | cDXGF | Cap-Tons | 153 | 46400 | None | 43.3 | 0.0471 | 0 | 43.3 | 0.0471 | 0 | 43.3 | 0.0471 | 0 | 43.3 | 0.0471 | 0 | DEER:HVAC_Split-Package_AC | Annual | 1719 | 43.3 | 0.0471 | 0 | 43.3 | 0.0471 | 0 | NE-HVAC-airAC-SpltPkg-240to759kBtuh-10p8eer_MZDEER2017AnyGro1996CZ14cPVVG | #N/A | NE-HVAC-airAC-SpltPkg-240to759kBtuh-10p8eer_SZDEER2017AnyGro1996CZ14cDXGF | 54286 |  | #N/A | #N/A | #N/A | 43.3 | 0.0471 | 0 | #N/A | #N/A | #N/A | 43.3 | 0.0471 | 0 | #N/A | #N/A | 153 | 46400
NE-HVAC-airAC-SpltPkg-240to759kBtuh-10p8eer | DEER2017 | D17 v2 |  | Any | Gro | 1996 | CZ15 | cDXGF | Cap-Tons | 197 | 46400 | None | 80.5 | 0.0506 | 0 | 80.5 | 0.0506 | 0 | 80.5 | 0.0506 | 0 | 80.5 | 0.0506 | 0 | DEER:HVAC_Split-Package_AC | Annual | 1719 | 80.5 | 0.0506 | 0 | 80.5 | 0.0506 | 0 | NE-HVAC-airAC-SpltPkg-240to759kBtuh-10p8eer_MZDEER2017AnyGro1996CZ15cPVVG | #N/A | NE-HVAC-airAC-SpltPkg-240to759kBtuh-10p8eer_SZDEER2017AnyGro1996CZ15cDXGF | 54287 |  | #N/A | #N/A | #N/A | 80.5 | 0.0506 | 0 | #N/A | #N/A | #N/A | 80.5 | 0.0506 | 0 | #N/A | #N/A | 197 | 46400
NE-HVAC-airAC-SpltPkg-240to759kBtuh-10p8eer | DEER2017 | D17 v2 |  | Any | Gro | 1996 | CZ16 | cDXGF | Cap-Tons | 84.2 | 46400 | None | 12.2 | 0.0306 | 0 | 12.2 | 0.0306 | 0 | 12.2 | 0.0306 | 0 | 12.2 | 0.0306 | 0 | DEER:HVAC_Split-Package_AC | Annual | 1719 | 12.2 | 0.0306 | 0 | 12.2 | 0.0306 | 0 | NE-HVAC-airAC-SpltPkg-240to759kBtuh-10p8eer_MZDEER2017AnyGro1996CZ16cPVVG | #N/A | NE-HVAC-airAC-SpltPkg-240to759kBtuh-10p8eer_SZDEER2017AnyGro1996CZ16cDXGF | 54288 |  | #N/A | #N/A | #N/A | 12.2 | 0.0306 | 0 | #N/A | #N/A | #N/A | 12.2 | 0.0306 | 0 | #N/A | #N/A | 84.2 | 46400
NE-HVAC-airAC-SpltPkg-240to759kBtuh-10p8eer | DEER2017 | D17 v2 |  | Any | Gro | 2003 | CZ01 | cDXGF | Cap-Tons | 56.5 | 46400 | None | 0.516 | 0.00305 | 0 | 0.516 | 0.00305 | 0 | 0.516 | 0.00305 | 0 | 0.516 | 0.00305 | 0 | DEER:HVAC_Split-Package_AC | Annual | 1719 | 0.516 | 0.00305 | 0 | 0.516 | 0.00305 | 0 | NE-HVAC-airAC-SpltPkg-240to759kBtuh-10p8eer_MZDEER2017AnyGro2003CZ01cPVVG | #N/A | NE-HVAC-airAC-SpltPkg-240to759kBtuh-10p8eer_SZDEER2017AnyGro2003CZ01cDXGF | 75633 |  | #N/A | #N/A | #N/A | 0.516 | 0.00305 | 0 | #N/A | #N/A | #N/A | 0.516 | 0.00305 | 0 | #N/A | #N/A | 56.5 | 46400
NE-HVAC-airAC-SpltPkg-240to759kBtuh-10p8eer | DEER2017 | D17 v2 |  | Any | Gro | 2003 | CZ02 | cDXGF | Cap-Tons | 119 | 46400 | None | 17.3 | 0.0457 | 0 | 17.3 | 0.0457 | 0 | 17.3 | 0.0457 | 0 | 17.3 | 0.0457 | 0 | DEER:HVAC_Split-Package_AC | Annual | 1719 | 17.3 | 0.0457 | 0 | 17.3 | 0.0457 | 0 | NE-HVAC-airAC-SpltPkg-240to759kBtuh-10p8eer_MZDEER2017AnyGro2003CZ02cPVVG | #N/A | NE-HVAC-airAC-SpltPkg-240to759kBtuh-10p8eer_SZDEER2017AnyGro2003CZ02cDXGF | 75634 |  | #N/A | #N/A | #N/A | 17.3 | 0.0457 | 0 | #N/A | #N/A | #N/A | 17.3 | 0.0457 | 0 | #N/A | #N/A | 119 | 46400
NE-HVAC-airAC-SpltPkg-240to759kBtuh-10p8eer | DEER2017 | D17 v2 |  | Any | Gro | 2003 | CZ03 | cDXGF | Cap-Tons | 80.5 | 46400 | None | 4.11 | 0.0248 | 0 | 4.11 | 0.0248 | 0 | 4.11 | 0.0248 | 0 | 4.11 | 0.0248 | 0 | DEER:HVAC_Split-Package_AC | Annual | 1719 | 4.11 | 0.0248 | 0 | 4.11 | 0.0248 | 0 | NE-HVAC-airAC-SpltPkg-240to759kBtuh-10p8eer_MZDEER2017AnyGro2003CZ03cPVVG | #N/A | NE-HVAC-airAC-SpltPkg-240to759kBtuh-10p8eer_SZDEER2017AnyGro2003CZ03cDXGF | 75635 |  | #N/A | #N/A | #N/A | 4.11 | 0.0248 | 0 | #N/A | #N/A | #N/A | 4.11 | 0.0248 | 0 | #N/A | #N/A | 80.5 | 46400
NE-HVAC-airAC-SpltPkg-240to759kBtuh-10p8eer | DEER2017 | D17 v2 |  | Any | Gro | 2003 | CZ04 | cDXGF | Cap-Tons | 102 | 46400 | None | 18.3 | 0.0416 | 0 | 18.3 | 0.0416 | 0 | 18.3 | 0.0416 | 0 | 18.3 | 0.0416 | 0 | DEER:HVAC_Split-Package_AC | Annual | 1719 | 18.3 | 0.0416 | 0 | 18.3 | 0.0416 | 0 | NE-HVAC-airAC-SpltPkg-240to759kBtuh-10p8eer_MZDEER2017AnyGro2003CZ04cPVVG | #N/A | NE-HVAC-airAC-SpltPkg-240to759kBtuh-10p8eer_SZDEER2017AnyGro2003CZ04cDXGF | 75636 |  | #N/A | #N/A | #N/A | 18.3 | 0.0416 | 0 | #N/A | #N/A | #N/A | 18.3 | 0.0416 | 0 | #N/A | #N/A | 102 | 46400
NE-HVAC-airAC-SpltPkg-240to759kBtuh-10p8eer | DEER2017 | D17 v2 |  | Any | Gro | 2003 | CZ05 | cDXGF | Cap-Tons | 65.6 | 46400 | None | 3.88 | 0.0149 | 0 | 3.88 | 0.0149 | 0 | 3.88 | 0.0149 | 0 | 3.88 | 0.0149 | 0 | DEER:HVAC_Split-Package_AC | Annual | 1719 | 3.88 | 0.0149 | 0 | 3.88 | 0.0149 | 0 | NE-HVAC-airAC-SpltPkg-240to759kBtuh-10p8eer_MZDEER2017AnyGro2003CZ05cPVVG | #N/A | NE-HVAC-airAC-SpltPkg-240to759kBtuh-10p8eer_SZDEER2017AnyGro2003CZ05cDXGF | 75637 |  | #N/A | #N/A | #N/A | 3.88 | 0.0149 | 0 | #N/A | #N/A | #N/A | 3.88 | 0.0149 | 0 | #N/A | #N/A | 65.6 | 46400
NE-HVAC-airAC-SpltPkg-240to759kBtuh-10p8eer | DEER2017 | D17 v2 |  | Any | Gro | 2003 | CZ06 | cDXGF | Cap-Tons | 104 | 46400 | None | 11.6 | 0.0299 | 0 | 11.6 | 0.0299 | 0 | 11.6 | 0.0299 | 0 | 11.6 | 0.0299 | 0 | DEER:HVAC_Split-Package_AC | Annual | 1719 | 11.6 | 0.0299 | 0 | 11.6 | 0.0299 | 0 | NE-HVAC-airAC-SpltPkg-240to759kBtuh-10p8eer_MZDEER2017AnyGro2003CZ06cPVVG | #N/A | NE-HVAC-airAC-SpltPkg-240to759kBtuh-10p8eer_SZDEER2017AnyGro2003CZ06cDXGF | 75638 |  | #N/A | #N/A | #N/A | 11.6 | 0.0299 | 0 | #N/A | #N/A | #N/A | 11.6 | 0.0299 | 0 | #N/A | #N/A | 104 | 46400
NE-HVAC-airAC-SpltPkg-240to759kBtuh-10p8eer | DEER2017 | D17 v2 |  | Any | Gro | 2003 | CZ07 | cDXGF | Cap-Tons | 84.9 | 46400 | None | 8.35 | 0.0249 | 0 | 8.35 | 0.0249 | 0 | 8.35 | 0.0249 | 0 | 8.35 | 0.0249 | 0 | DEER:HVAC_Split-Package_AC | Annual | 1719 | 8.35 | 0.0249 | 0 | 8.35 | 0.0249 | 0 | NE-HVAC-airAC-SpltPkg-240to759kBtuh-10p8eer_MZDEER2017AnyGro2003CZ07cPVVG | #N/A | NE-HVAC-airAC-SpltPkg-240to759kBtuh-10p8eer_SZDEER2017AnyGro2003CZ07cDXGF | 75639 |  | #N/A | #N/A | #N/A | 8.35 | 0.0249 | 0 | #N/A | #N/A | #N/A | 8.35 | 0.0249 | 0 | #N/A | #N/A | 84.9 | 46400
NE-HVAC-airAC-SpltPkg-240to759kBtuh-10p8eer | DEER2017 | D17 v2 |  | Any | Gro | 2003 | CZ08 | cDXGF | Cap-Tons | 103 | 46400 | None | 24.2 | 0.0393 | 0 | 24.2 | 0.0393 | 0 | 24.2 | 0.0393 | 0 | 24.2 | 0.0393 | 0 | DEER:HVAC_Split-Package_AC | Annual | 1719 | 24.2 | 0.0393 | 0 | 24.2 | 0.0393 | 0 | NE-HVAC-airAC-SpltPkg-240to759kBtuh-10p8eer_MZDEER2017AnyGro2003CZ08cPVVG | #N/A | NE-HVAC-airAC-SpltPkg-240to759kBtuh-10p8eer_SZDEER2017AnyGro2003CZ08cDXGF | 75640 |  | #N/A | #N/A | #N/A | 24.2 | 0.0393 | 0 | #N/A | #N/A | #N/A | 24.2 | 0.0393 | 0 | #N/A | #N/A | 103 | 46400
NE-HVAC-airAC-SpltPkg-240to759kBtuh-10p8eer | DEER2017 | D17 v2 |  | Any | Gro | 2003 | CZ09 | cDXGF | Cap-Tons | 145 | 46400 | None | 27.7 | 0.0499 | 0 | 27.7 | 0.0499 | 0 | 27.7 | 0.0499 | 0 | 27.7 | 0.0499 | 0 | DEER:HVAC_Split-Package_AC | Annual | 1719 | 27.7 | 0.0499 | 0 | 27.7 | 0.0499 | 0 | NE-HVAC-airAC-SpltPkg-240to759kBtuh-10p8eer_MZDEER2017AnyGro2003CZ09cPVVG | #N/A | NE-HVAC-airAC-SpltPkg-240to759kBtuh-10p8eer_SZDEER2017AnyGro2003CZ09cDXGF | 75641 |  | #N/A | #N/A | #N/A | 27.7 | 0.0499 | 0 | #N/A | #N/A | #N/A | 27.7 | 0.0499 | 0 | #N/A | #N/A | 145 | 46400
NE-HVAC-airAC-SpltPkg-240to759kBtuh-10p8eer | DEER2017 | D17 v2 |  | Any | Gro | 2003 | CZ10 | cDXGF | Cap-Tons | 138 | 46400 | None | 35.8 | 0.0535 | 0 | 35.8 | 0.0535 | 0 | 35.8 | 0.0535 | 0 | 35.8 | 0.0535 | 0 | DEER:HVAC_Split-Package_AC | Annual | 1719 | 35.8 | 0.0535 | 0 | 35.8 | 0.0535 | 0 | NE-HVAC-airAC-SpltPkg-240to759kBtuh-10p8eer_MZDEER2017AnyGro2003CZ10cPVVG | #N/A | NE-HVAC-airAC-SpltPkg-240to759kBtuh-10p8eer_SZDEER2017AnyGro2003CZ10cDXGF | 75642 |  | #N/A | #N/A | #N/A | 35.8 | 0.0535 | 0 | #N/A | #N/A | #N/A | 35.8 | 0.0535 | 0 | #N/A | #N/A | 138 | 46400
NE-HVAC-airAC-SpltPkg-240to759kBtuh-10p8eer | DEER2017 | D17 v2 |  | Any | Gro | 2003 | CZ11 | cDXGF | Cap-Tons | 139 | 46400 | None | 43.9 | 0.0501 | 0 | 43.9 | 0.0501 | 0 | 43.9 | 0.0501 | 0 | 43.9 | 0.0501 | 0 | DEER:HVAC_Split-Package_AC | Annual | 1719 | 43.9 | 0.0501 | 0 | 43.9 | 0.0501 | 0 | NE-HVAC-airAC-SpltPkg-240to759kBtuh-10p8eer_MZDEER2017AnyGro2003CZ11cPVVG | #N/A | NE-HVAC-airAC-SpltPkg-240to759kBtuh-10p8eer_SZDEER2017AnyGro2003CZ11cDXGF | 75643 |  | #N/A | #N/A | #N/A | 43.9 | 0.0501 | 0 | #N/A | #N/A | #N/A | 43.9 | 0.0501 | 0 | #N/A | #N/A | 139 | 46400
NE-HVAC-airAC-SpltPkg-240to759kBtuh-10p8eer | DEER2017 | D17 v2 |  | Any | Gro | 2003 | CZ12 | cDXGF | Cap-Tons | 144 | 46400 | None | 28.6 | 0.0445 | 0 | 28.6 | 0.0445 | 0 | 28.6 | 0.0445 | 0 | 28.6 | 0.0445 | 0 | DEER:HVAC_Split-Package_AC | Annual | 1719 | 28.6 | 0.0445 | 0 | 28.6 | 0.0445 | 0 | NE-HVAC-airAC-SpltPkg-240to759kBtuh-10p8eer_MZDEER2017AnyGro2003CZ12cPVVG | #N/A | NE-HVAC-airAC-SpltPkg-240to759kBtuh-10p8eer_SZDEER2017AnyGro2003CZ12cDXGF | 75644 |  | #N/A | #N/A | #N/A | 28.6 | 0.0445 | 0 | #N/A | #N/A | #N/A | 28.6 | 0.0445 | 0 | #N/A | #N/A | 144 | 46400
NE-HVAC-airAC-SpltPkg-240to759kBtuh-10p8eer | DEER2017 | D17 v2 |  | Any | Gro | 2003 | CZ13 | cDXGF | Cap-Tons | 143 | 46400 | None | 45.9 | 0.0475 | 0 | 45.9 | 0.0475 | 0 | 45.9 | 0.0475 | 0 | 45.9 | 0.0475 | 0 | DEER:HVAC_Split-Package_AC | Annual | 1719 | 45.9 | 0.0475 | 0 | 45.9 | 0.0475 | 0 | NE-HVAC-airAC-SpltPkg-240to759kBtuh-10p8eer_MZDEER2017AnyGro2003CZ13cPVVG | #N/A | NE-HVAC-airAC-SpltPkg-240to759kBtuh-10p8eer_SZDEER2017AnyGro2003CZ13cDXGF | 75645 |  | #N/A | #N/A | #N/A | 45.9 | 0.0475 | 0 | #N/A | #N/A | #N/A | 45.9 | 0.0475 | 0 | #N/A | #N/A | 143 | 46400
NE-HVAC-airAC-SpltPkg-240to759kBtuh-10p8eer | DEER2017 | D17 v2 |  | Any | Gro | 2003 | CZ14 | cDXGF | Cap-Tons | 151 | 46400 | None | 43.2 | 0.0472 | 0 | 43.2 | 0.0472 | 0 | 43.2 | 0.0472 | 0 | 43.2 | 0.0472 | 0 | DEER:HVAC_Split-Package_AC | Annual | 1719 | 43.2 | 0.0472 | 0 | 43.2 | 0.0472 | 0 | NE-HVAC-airAC-SpltPkg-240to759kBtuh-10p8eer_MZDEER2017AnyGro2003CZ14cPVVG | #N/A | NE-HVAC-airAC-SpltPkg-240to759kBtuh-10p8eer_SZDEER2017AnyGro2003CZ14cDXGF | 75646 |  | #N/A | #N/A | #N/A | 43.2 | 0.0472 | 0 | #N/A | #N/A | #N/A | 43.2 | 0.0472 | 0 | #N/A | #N/A | 151 | 46400
NE-HVAC-airAC-SpltPkg-240to759kBtuh-10p8eer | DEER2017 | D17 v2 |  | Any | Gro | 2003 | CZ15 | cDXGF | Cap-Tons | 195 | 46400 | None | 81.4 | 0.0517 | 0 | 81.4 | 0.0517 | 0 | 81.4 | 0.0517 | 0 | 81.4 | 0.0517 | 0 | DEER:HVAC_Split-Package_AC | Annual | 1719 | 81.4 | 0.0517 | 0 | 81.4 | 0.0517 | 0 | NE-HVAC-airAC-SpltPkg-240to759kBtuh-10p8eer_MZDEER2017AnyGro2003CZ15cPVVG | #N/A | NE-HVAC-airAC-SpltPkg-240to759kBtuh-10p8eer_SZDEER2017AnyGro2003CZ15cDXGF | 75647 |  | #N/A | #N/A | #N/A | 81.4 | 0.0517 | 0 | #N/A | #N/A | #N/A | 81.4 | 0.0517 | 0 | #N/A | #N/A | 195 | 46400
NE-HVAC-airAC-SpltPkg-240to759kBtuh-10p8eer | DEER2017 | D17 v2 |  | Any | Gro | 2003 | CZ16 | cDXGF | Cap-Tons | 82.4 | 46400 | None | 11.5 | 0.0299 | 0 | 11.5 | 0.0299 | 0 | 11.5 | 0.0299 | 0 | 11.5 | 0.0299 | 0 | DEER:HVAC_Split-Package_AC | Annual | 1719 | 11.5 | 0.0299 | 0 | 11.5 | 0.0299 | 0 | NE-HVAC-airAC-SpltPkg-240to759kBtuh-10p8eer_MZDEER2017AnyGro2003CZ16cPVVG | #N/A | NE-HVAC-airAC-SpltPkg-240to759kBtuh-10p8eer_SZDEER2017AnyGro2003CZ16cDXGF | 75648 |  | #N/A | #N/A | #N/A | 11.5 | 0.0299 | 0 | #N/A | #N/A | #N/A | 11.5 | 0.0299 | 0 | #N/A | #N/A | 82.4 | 46400
NE-HVAC-airAC-SpltPkg-240to759kBtuh-10p8eer | DEER2017 | D17 v2 |  | Any | Gro | 2007 | CZ01 | cDXGF | Cap-Tons | 56.4 | 46400 | None | 1.11 | 0.00955 | 0 | 1.11 | 0.00955 | 0 | 1.11 | 0.00955 | 0 | 1.11 | 0.00955 | 0 | DEER:HVAC_Split-Package_AC | Annual | 1719 | 1.11 | 0.00955 | 0 | 1.11 | 0.00955 | 0 | NE-HVAC-airAC-SpltPkg-240to759kBtuh-10p8eer_MZDEER2017AnyGro2007CZ01cPVVG | #N/A | NE-HVAC-airAC-SpltPkg-240to759kBtuh-10p8eer_SZDEER2017AnyGro2007CZ01cDXGF | 96993 |  | #N/A | #N/A | #N/A | 1.11 | 0.00955 | 0 | #N/A | #N/A | #N/A | 1.11 | 0.00955 | 0 | #N/A | #N/A | 56.4 | 46400
NE-HVAC-airAC-SpltPkg-240to759kBtuh-10p8eer | DEER2017 | D17 v2 |  | Any | Gro | 2007 | CZ02 | cDXGF | Cap-Tons | 118 | 46400 | None | 31.3 | 0.0545 | 0 | 31.3 | 0.0545 | 0 | 31.3 | 0.0545 | 0 | 31.3 | 0.0545 | 0 | DEER:HVAC_Split-Package_AC | Annual | 1719 | 31.3 | 0.0545 | 0 | 31.3 | 0.0545 | 0 | NE-HVAC-airAC-SpltPkg-240to759kBtuh-10p8eer_MZDEER2017AnyGro2007CZ02cPVVG | #N/A | NE-HVAC-airAC-SpltPkg-240to759kBtuh-10p8eer_SZDEER2017AnyGro2007CZ02cDXGF | 96994 |  | #N/A | #N/A | #N/A | 31.3 | 0.0545 | 0 | #N/A | #N/A | #N/A | 31.3 | 0.0545 | 0 | #N/A | #N/A | 118 | 46400
NE-HVAC-airAC-SpltPkg-240to759kBtuh-10p8eer | DEER2017 | D17 v2 |  | Any | Gro | 2007 | CZ03 | cDXGF | Cap-Tons | 80.4 | 46400 | None | 11.7 | 0.0398 | 0 | 11.7 | 0.0398 | 0 | 11.7 | 0.0398 | 0 | 11.7 | 0.0398 | 0 | DEER:HVAC_Split-Package_AC | Annual | 1719 | 11.7 | 0.0398 | 0 | 11.7 | 0.0398 | 0 | NE-HVAC-airAC-SpltPkg-240to759kBtuh-10p8eer_MZDEER2017AnyGro2007CZ03cPVVG | #N/A | NE-HVAC-airAC-SpltPkg-240to759kBtuh-10p8eer_SZDEER2017AnyGro2007CZ03cDXGF | 96995 |  | #N/A | #N/A | #N/A | 11.7 | 0.0398 | 0 | #N/A | #N/A | #N/A | 11.7 | 0.0398 | 0 | #N/A | #N/A | 80.4 | 46400
NE-HVAC-airAC-SpltPkg-240to759kBtuh-10p8eer | DEER2017 | D17 v2 |  | Any | Gro | 2007 | CZ04 | cDXGF | Cap-Tons | 102 | 46400 | None | 36.7 | 0.0518 | 0 | 36.7 | 0.0518 | 0 | 36.7 | 0.0518 | 0 | 36.7 | 0.0518 | 0 | DEER:HVAC_Split-Package_AC | Annual | 1719 | 36.7 | 0.0518 | 0 | 36.7 | 0.0518 | 0 | NE-HVAC-airAC-SpltPkg-240to759kBtuh-10p8eer_MZDEER2017AnyGro2007CZ04cPVVG | #N/A | NE-HVAC-airAC-SpltPkg-240to759kBtuh-10p8eer_SZDEER2017AnyGro2007CZ04cDXGF | 96996 |  | #N/A | #N/A | #N/A | 36.7 | 0.0518 | 0 | #N/A | #N/A | #N/A | 36.7 | 0.0518 | 0 | #N/A | #N/A | 102 | 46400
NE-HVAC-airAC-SpltPkg-240to759kBtuh-10p8eer | DEER2017 | D17 v2 |  | Any | Gro | 2007 | CZ05 | cDXGF | Cap-Tons | 65.5 | 46400 | None | 12.5 | 0.0275 | 0 | 12.5 | 0.0275 | 0 | 12.5 | 0.0275 | 0 | 12.5 | 0.0275 | 0 | DEER:HVAC_Split-Package_AC | Annual | 1719 | 12.5 | 0.0275 | 0 | 12.5 | 0.0275 | 0 | NE-HVAC-airAC-SpltPkg-240to759kBtuh-10p8eer_MZDEER2017AnyGro2007CZ05cPVVG | #N/A | NE-HVAC-airAC-SpltPkg-240to759kBtuh-10p8eer_SZDEER2017AnyGro2007CZ05cDXGF | 96997 |  | #N/A | #N/A | #N/A | 12.5 | 0.0275 | 0 | #N/A | #N/A | #N/A | 12.5 | 0.0275 | 0 | #N/A | #N/A | 65.5 | 46400
NE-HVAC-airAC-SpltPkg-240to759kBtuh-10p8eer | DEER2017 | D17 v2 |  | Any | Gro | 2007 | CZ06 | cDXGF | Cap-Tons | 104 | 46400 | None | 33 | 0.0428 | 0 | 33 | 0.0428 | 0 | 33 | 0.0428 | 0 | 33 | 0.0428 | 0 | DEER:HVAC_Split-Package_AC | Annual | 1719 | 33 | 0.0428 | 0 | 33 | 0.0428 | 0 | NE-HVAC-airAC-SpltPkg-240to759kBtuh-10p8eer_MZDEER2017AnyGro2007CZ06cPVVG | #N/A | NE-HVAC-airAC-SpltPkg-240to759kBtuh-10p8eer_SZDEER2017AnyGro2007CZ06cDXGF | 96998 |  | #N/A | #N/A | #N/A | 33 | 0.0428 | 0 | #N/A | #N/A | #N/A | 33 | 0.0428 | 0 | #N/A | #N/A | 104 | 46400
NE-HVAC-airAC-SpltPkg-240to759kBtuh-10p8eer | DEER2017 | D17 v2 |  | Any | Gro | 2007 | CZ07 | cDXGF | Cap-Tons | 84.8 | 46400 | None | 28.6 | 0.0425 | 0 | 28.6 | 0.0425 | 0 | 28.6 | 0.0425 | 0 | 28.6 | 0.0425 | 0 | DEER:HVAC_Split-Package_AC | Annual | 1719 | 28.6 | 0.0425 | 0 | 28.6 | 0.0425 | 0 | NE-HVAC-airAC-SpltPkg-240to759kBtuh-10p8eer_MZDEER2017AnyGro2007CZ07cPVVG | #N/A | NE-HVAC-airAC-SpltPkg-240to759kBtuh-10p8eer_SZDEER2017AnyGro2007CZ07cDXGF | 96999 |  | #N/A | #N/A | #N/A | 28.6 | 0.0425 | 0 | #N/A | #N/A | #N/A | 28.6 | 0.0425 | 0 | #N/A | #N/A | 84.8 | 46400
NE-HVAC-airAC-SpltPkg-240to759kBtuh-10p8eer | DEER2017 | D17 v2 |  | Any | Gro | 2007 | CZ08 | cDXGF | Cap-Tons | 103 | 46400 | None | 49.6 | 0.051 | 0 | 49.6 | 0.051 | 0 | 49.6 | 0.051 | 0 | 49.6 | 0.051 | 0 | DEER:HVAC_Split-Package_AC | Annual | 1719 | 49.6 | 0.051 | 0 | 49.6 | 0.051 | 0 | NE-HVAC-airAC-SpltPkg-240to759kBtuh-10p8eer_MZDEER2017AnyGro2007CZ08cPVVG | #N/A | NE-HVAC-airAC-SpltPkg-240to759kBtuh-10p8eer_SZDEER2017AnyGro2007CZ08cDXGF | 97000 |  | #N/A | #N/A | #N/A | 49.6 | 0.051 | 0 | #N/A | #N/A | #N/A | 49.6 | 0.051 | 0 | #N/A | #N/A | 103 | 46400
NE-HVAC-airAC-SpltPkg-240to759kBtuh-10p8eer | DEER2017 | D17 v2 |  | Any | Gro | 2007 | CZ09 | cDXGF | Cap-Tons | 145 | 46400 | None | 48.3 | 0.0583 | 0 | 48.3 | 0.0583 | 0 | 48.3 | 0.0583 | 0 | 48.3 | 0.0583 | 0 | DEER:HVAC_Split-Package_AC | Annual | 1719 | 48.3 | 0.0583 | 0 | 48.3 | 0.0583 | 0 | NE-HVAC-airAC-SpltPkg-240to759kBtuh-10p8eer_MZDEER2017AnyGro2007CZ09cPVVG | #N/A | NE-HVAC-airAC-SpltPkg-240to759kBtuh-10p8eer_SZDEER2017AnyGro2007CZ09cDXGF | 97001 |  | #N/A | #N/A | #N/A | 48.3 | 0.0583 | 0 | #N/A | #N/A | #N/A | 48.3 | 0.0583 | 0 | #N/A | #N/A | 145 | 46400
NE-HVAC-airAC-SpltPkg-240to759kBtuh-10p8eer | DEER2017 | D17 v2 |  | Any | Gro | 2007 | CZ10 | cDXGF | Cap-Tons | 138 | 46400 | None | 57.4 | 0.061 | 0 | 57.4 | 0.061 | 0 | 57.4 | 0.061 | 0 | 57.4 | 0.061 | 0 | DEER:HVAC_Split-Package_AC | Annual | 1719 | 57.4 | 0.061 | 0 | 57.4 | 0.061 | 0 | NE-HVAC-airAC-SpltPkg-240to759kBtuh-10p8eer_MZDEER2017AnyGro2007CZ10cPVVG | #N/A | NE-HVAC-airAC-SpltPkg-240to759kBtuh-10p8eer_SZDEER2017AnyGro2007CZ10cDXGF | 97002 |  | #N/A | #N/A | #N/A | 57.4 | 0.061 | 0 | #N/A | #N/A | #N/A | 57.4 | 0.061 | 0 | #N/A | #N/A | 138 | 46400
NE-HVAC-airAC-SpltPkg-240to759kBtuh-10p8eer | DEER2017 | D17 v2 |  | Any | Gro | 2007 | CZ11 | cDXGF | Cap-Tons | 139 | 46400 | None | 63.8 | 0.0585 | 0 | 63.8 | 0.0585 | 0 | 63.8 | 0.0585 | 0 | 63.8 | 0.0585 | 0 | DEER:HVAC_Split-Package_AC | Annual | 1719 | 63.8 | 0.0585 | 0 | 63.8 | 0.0585 | 0 | NE-HVAC-airAC-SpltPkg-240to759kBtuh-10p8eer_MZDEER2017AnyGro2007CZ11cPVVG | #N/A | NE-HVAC-airAC-SpltPkg-240to759kBtuh-10p8eer_SZDEER2017AnyGro2007CZ11cDXGF | 97003 |  | #N/A | #N/A | #N/A | 63.8 | 0.0585 | 0 | #N/A | #N/A | #N/A | 63.8 | 0.0585 | 0 | #N/A | #N/A | 139 | 46400
NE-HVAC-airAC-SpltPkg-240to759kBtuh-10p8eer | DEER2017 | D17 v2 |  | Any | Gro | 2007 | CZ12 | cDXGF | Cap-Tons | 144 | 46400 | None | 46 | 0.0528 | 0 | 46 | 0.0528 | 0 | 46 | 0.0528 | 0 | 46 | 0.0528 | 0 | DEER:HVAC_Split-Package_AC | Annual | 1719 | 46 | 0.0528 | 0 | 46 | 0.0528 | 0 | NE-HVAC-airAC-SpltPkg-240to759kBtuh-10p8eer_MZDEER2017AnyGro2007CZ12cPVVG | #N/A | NE-HVAC-airAC-SpltPkg-240to759kBtuh-10p8eer_SZDEER2017AnyGro2007CZ12cDXGF | 97004 |  | #N/A | #N/A | #N/A | 46 | 0.0528 | 0 | #N/A | #N/A | #N/A | 46 | 0.0528 | 0 | #N/A | #N/A | 144 | 46400
NE-HVAC-airAC-SpltPkg-240to759kBtuh-10p8eer | DEER2017 | D17 v2 |  | Any | Gro | 2007 | CZ13 | cDXGF | Cap-Tons | 143 | 46400 | None | 66.7 | 0.056 | 0 | 66.7 | 0.056 | 0 | 66.7 | 0.056 | 0 | 66.7 | 0.056 | 0 | DEER:HVAC_Split-Package_AC | Annual | 1719 | 66.7 | 0.056 | 0 | 66.7 | 0.056 | 0 | NE-HVAC-airAC-SpltPkg-240to759kBtuh-10p8eer_MZDEER2017AnyGro2007CZ13cPVVG | #N/A | NE-HVAC-airAC-SpltPkg-240to759kBtuh-10p8eer_SZDEER2017AnyGro2007CZ13cDXGF | 97005 |  | #N/A | #N/A | #N/A | 66.7 | 0.056 | 0 | #N/A | #N/A | #N/A | 66.7 | 0.056 | 0 | #N/A | #N/A | 143 | 46400
NE-HVAC-airAC-SpltPkg-240to759kBtuh-10p8eer | DEER2017 | D17 v2 |  | Any | Gro | 2007 | CZ14 | cDXGF | Cap-Tons | 151 | 46400 | None | 62 | 0.0556 | 0 | 62 | 0.0556 | 0 | 62 | 0.0556 | 0 | 62 | 0.0556 | 0 | DEER:HVAC_Split-Package_AC | Annual | 1719 | 62 | 0.0556 | 0 | 62 | 0.0556 | 0 | NE-HVAC-airAC-SpltPkg-240to759kBtuh-10p8eer_MZDEER2017AnyGro2007CZ14cPVVG | #N/A | NE-HVAC-airAC-SpltPkg-240to759kBtuh-10p8eer_SZDEER2017AnyGro2007CZ14cDXGF | 97006 |  | #N/A | #N/A | #N/A | 62 | 0.0556 | 0 | #N/A | #N/A | #N/A | 62 | 0.0556 | 0 | #N/A | #N/A | 151 | 46400
NE-HVAC-airAC-SpltPkg-240to759kBtuh-10p8eer | DEER2017 | D17 v2 |  | Any | Gro | 2007 | CZ15 | cDXGF | Cap-Tons | 195 | 46400 | None | 108 | 0.0592 | 0 | 108 | 0.0592 | 0 | 108 | 0.0592 | 0 | 108 | 0.0592 | 0 | DEER:HVAC_Split-Package_AC | Annual | 1719 | 108 | 0.0592 | 0 | 108 | 0.0592 | 0 | NE-HVAC-airAC-SpltPkg-240to759kBtuh-10p8eer_MZDEER2017AnyGro2007CZ15cPVVG | #N/A | NE-HVAC-airAC-SpltPkg-240to759kBtuh-10p8eer_SZDEER2017AnyGro2007CZ15cDXGF | 97007 |  | #N/A | #N/A | #N/A | 108 | 0.0592 | 0 | #N/A | #N/A | #N/A | 108 | 0.0592 | 0 | #N/A | #N/A | 195 | 46400
NE-HVAC-airAC-SpltPkg-240to759kBtuh-10p8eer | DEER2017 | D17 v2 |  | Any | Gro | 2007 | CZ16 | cDXGF | Cap-Tons | 82.3 | 46400 | None | 25.5 | 0.0413 | 0 | 25.5 | 0.0413 | 0 | 25.5 | 0.0413 | 0 | 25.5 | 0.0413 | 0 | DEER:HVAC_Split-Package_AC | Annual | 1719 | 25.5 | 0.0413 | 0 | 25.5 | 0.0413 | 0 | NE-HVAC-airAC-SpltPkg-240to759kBtuh-10p8eer_MZDEER2017AnyGro2007CZ16cPVVG | #N/A | NE-HVAC-airAC-SpltPkg-240to759kBtuh-10p8eer_SZDEER2017AnyGro2007CZ16cDXGF | 97008 |  | #N/A | #N/A | #N/A | 25.5 | 0.0413 | 0 | #N/A | #N/A | #N/A | 25.5 | 0.0413 | 0 | #N/A | #N/A | 82.3 | 46400
NE-HVAC-airAC-SpltPkg-240to759kBtuh-10p8eer | DEER2017 | D17 v2 |  | Any | Gro | 2011 | CZ01 | cDXGF | Cap-Tons | 56 | 46400 | None | 114 | 0.131 | -6.03 | 0.967 | 0.00925 | 0 | 114 | 0.131 | -6.03 | 0.967 | 0.00925 | 0 | DEER:HVAC_Split-Package_AC | Annual | 1719 | 114 | 0.131 | -6.03 | 0.967 | 0.00925 | 0 | NE-HVAC-airAC-SpltPkg-240to759kBtuh-10p8eer_MZDEER2017AnyGro2011CZ01cPVVG | #N/A | NE-HVAC-airAC-SpltPkg-240to759kBtuh-10p8eer_SZDEER2017AnyGro2011CZ01cDXGF | 118353 |  | #N/A | #N/A | #N/A | 114 | 0.131 | -6.03 | #N/A | #N/A | #N/A | 0.967 | 0.00925 | 0 | #N/A | #N/A | 56 | 46400
NE-HVAC-airAC-SpltPkg-240to759kBtuh-10p8eer | DEER2017 | D17 v2 |  | Any | Gro | 2011 | CZ02 | cDXGF | Cap-Tons | 118 | 46400 | None | 397 | 0.199 | -7.4 | 31.1 | 0.0545 | 0 | 397 | 0.199 | -7.4 | 31.1 | 0.0545 | 0 | DEER:HVAC_Split-Package_AC | Annual | 1719 | 397 | 0.199 | -7.4 | 31.1 | 0.0545 | 0 | NE-HVAC-airAC-SpltPkg-240to759kBtuh-10p8eer_MZDEER2017AnyGro2011CZ02cPVVG | #N/A | NE-HVAC-airAC-SpltPkg-240to759kBtuh-10p8eer_SZDEER2017AnyGro2011CZ02cDXGF | 118354 |  | #N/A | #N/A | #N/A | 397 | 0.199 | -7.4 | #N/A | #N/A | #N/A | 31.1 | 0.0545 | 0 | #N/A | #N/A | 118 | 46400
NE-HVAC-airAC-SpltPkg-240to759kBtuh-10p8eer | DEER2017 | D17 v2 |  | Any | Gro | 2011 | CZ03 | cDXGF | Cap-Tons | 79.9 | 46400 | None | 285 | 0.172 | -9.66 | 11.4 | 0.0398 | 0 | 285 | 0.172 | -9.66 | 11.4 | 0.0398 | 0 | DEER:HVAC_Split-Package_AC | Annual | 1719 | 285 | 0.172 | -9.66 | 11.4 | 0.0398 | 0 | NE-HVAC-airAC-SpltPkg-240to759kBtuh-10p8eer_MZDEER2017AnyGro2011CZ03cPVVG | #N/A | NE-HVAC-airAC-SpltPkg-240to759kBtuh-10p8eer_SZDEER2017AnyGro2011CZ03cDXGF | 118355 |  | #N/A | #N/A | #N/A | 285 | 0.172 | -9.66 | #N/A | #N/A | #N/A | 11.4 | 0.0398 | 0 | #N/A | #N/A | 79.9 | 46400
NE-HVAC-airAC-SpltPkg-240to759kBtuh-10p8eer | DEER2017 | D17 v2 |  | Any | Gro | 2011 | CZ04 | cDXGF | Cap-Tons | 101 | 46400 | None | 452 | 0.196 | -8.58 | 36.5 | 0.0518 | 0 | 452 | 0.196 | -8.58 | 36.5 | 0.0518 | 0 | DEER:HVAC_Split-Package_AC | Annual | 1719 | 452 | 0.196 | -8.58 | 36.5 | 0.0518 | 0 | NE-HVAC-airAC-SpltPkg-240to759kBtuh-10p8eer_MZDEER2017AnyGro2011CZ04cPVVG | #N/A | NE-HVAC-airAC-SpltPkg-240to759kBtuh-10p8eer_SZDEER2017AnyGro2011CZ04cDXGF | 118356 |  | #N/A | #N/A | #N/A | 452 | 0.196 | -8.58 | #N/A | #N/A | #N/A | 36.5 | 0.0518 | 0 | #N/A | #N/A | 101 | 46400
NE-HVAC-airAC-SpltPkg-240to759kBtuh-10p8eer | DEER2017 | D17 v2 |  | Any | Gro | 2011 | CZ05 | cDXGF | Cap-Tons | 65 | 46400 | None | 286 | 0.166 | -10.7 | 12.2 | 0.0274 | 0 | 286 | 0.166 | -10.7 | 12.2 | 0.0274 | 0 | DEER:HVAC_Split-Package_AC | Annual | 1719 | 286 | 0.166 | -10.7 | 12.2 | 0.0274 | 0 | NE-HVAC-airAC-SpltPkg-240to759kBtuh-10p8eer_MZDEER2017AnyGro2011CZ05cPVVG | #N/A | NE-HVAC-airAC-SpltPkg-240to759kBtuh-10p8eer_SZDEER2017AnyGro2011CZ05cDXGF | 118357 |  | #N/A | #N/A | #N/A | 286 | 0.166 | -10.7 | #N/A | #N/A | #N/A | 12.2 | 0.0274 | 0 | #N/A | #N/A | 65 | 46400
NE-HVAC-airAC-SpltPkg-240to759kBtuh-10p8eer | DEER2017 | D17 v2 |  | Any | Gro | 2011 | CZ06 | cDXGF | Cap-Tons | 104 | 46400 | None | 540 | 0.192 | -12.3 | 32.7 | 0.0428 | 0 | 540 | 0.192 | -12.3 | 32.7 | 0.0428 | 0 | DEER:HVAC_Split-Package_AC | Annual | 1719 | 540 | 0.192 | -12.3 | 32.7 | 0.0428 | 0 | NE-HVAC-airAC-SpltPkg-240to759kBtuh-10p8eer_MZDEER2017AnyGro2011CZ06cPVVG | #N/A | NE-HVAC-airAC-SpltPkg-240to759kBtuh-10p8eer_SZDEER2017AnyGro2011CZ06cDXGF | 118358 |  | #N/A | #N/A | #N/A | 540 | 0.192 | -12.3 | #N/A | #N/A | #N/A | 32.7 | 0.0428 | 0 | #N/A | #N/A | 104 | 46400
NE-HVAC-airAC-SpltPkg-240to759kBtuh-10p8eer | DEER2017 | D17 v2 |  | Any | Gro | 2011 | CZ07 | cDXGF | Cap-Tons | 84.3 | 46400 | None | 501 | 0.185 | -13.5 | 28.1 | 0.0425 | 0 | 501 | 0.185 | -13.5 | 28.1 | 0.0425 | 0 | DEER:HVAC_Split-Package_AC | Annual | 1719 | 501 | 0.185 | -13.5 | 28.1 | 0.0425 | 0 | NE-HVAC-airAC-SpltPkg-240to759kBtuh-10p8eer_MZDEER2017AnyGro2011CZ07cPVVG | #N/A | NE-HVAC-airAC-SpltPkg-240to759kBtuh-10p8eer_SZDEER2017AnyGro2011CZ07cDXGF | 118359 |  | #N/A | #N/A | #N/A | 501 | 0.185 | -13.5 | #N/A | #N/A | #N/A | 28.1 | 0.0425 | 0 | #N/A | #N/A | 84.3 | 46400
NE-HVAC-airAC-SpltPkg-240to759kBtuh-10p8eer | DEER2017 | D17 v2 |  | Any | Gro | 2011 | CZ08 | cDXGF | Cap-Tons | 103 | 46400 | None | 597 | 0.197 | -11.1 | 49.3 | 0.051 | 0 | 597 | 0.197 | -11.1 | 49.3 | 0.051 | 0 | DEER:HVAC_Split-Package_AC | Annual | 1719 | 597 | 0.197 | -11.1 | 49.3 | 0.051 | 0 | NE-HVAC-airAC-SpltPkg-240to759kBtuh-10p8eer_MZDEER2017AnyGro2011CZ08cPVVG | #N/A | NE-HVAC-airAC-SpltPkg-240to759kBtuh-10p8eer_SZDEER2017AnyGro2011CZ08cDXGF | 118360 |  | #N/A | #N/A | #N/A | 597 | 0.197 | -11.1 | #N/A | #N/A | #N/A | 49.3 | 0.051 | 0 | #N/A | #N/A | 103 | 46400
NE-HVAC-airAC-SpltPkg-240to759kBtuh-10p8eer | DEER2017 | D17 v2 |  | Any | Gro | 2011 | CZ09 | cDXGF | Cap-Tons | 144 | 46400 | None | 602 | 0.205 | -9.34 | 48.2 | 0.0583 | 0 | 602 | 0.205 | -9.34 | 48.2 | 0.0583 | 0 | DEER:HVAC_Split-Package_AC | Annual | 1719 | 602 | 0.205 | -9.34 | 48.2 | 0.0583 | 0 | NE-HVAC-airAC-SpltPkg-240to759kBtuh-10p8eer_MZDEER2017AnyGro2011CZ09cPVVG | #N/A | NE-HVAC-airAC-SpltPkg-240to759kBtuh-10p8eer_SZDEER2017AnyGro2011CZ09cDXGF | 118361 |  | #N/A | #N/A | #N/A | 602 | 0.205 | -9.34 | #N/A | #N/A | #N/A | 48.2 | 0.0583 | 0 | #N/A | #N/A | 144 | 46400
NE-HVAC-airAC-SpltPkg-240to759kBtuh-10p8eer | DEER2017 | D17 v2 |  | Any | Gro | 2011 | CZ10 | cDXGF | Cap-Tons | 138 | 46400 | None | 621 | 0.215 | -9.33 | 57.2 | 0.061 | 0 | 621 | 0.215 | -9.33 | 57.2 | 0.061 | 0 | DEER:HVAC_Split-Package_AC | Annual | 1719 | 621 | 0.215 | -9.33 | 57.2 | 0.061 | 0 | NE-HVAC-airAC-SpltPkg-240to759kBtuh-10p8eer_MZDEER2017AnyGro2011CZ10cPVVG | #N/A | NE-HVAC-airAC-SpltPkg-240to759kBtuh-10p8eer_SZDEER2017AnyGro2011CZ10cDXGF | 118362 |  | #N/A | #N/A | #N/A | 621 | 0.215 | -9.33 | #N/A | #N/A | #N/A | 57.2 | 0.061 | 0 | #N/A | #N/A | 138 | 46400
NE-HVAC-airAC-SpltPkg-240to759kBtuh-10p8eer | DEER2017 | D17 v2 |  | Any | Gro | 2011 | CZ11 | cDXGF | Cap-Tons | 139 | 46400 | None | 555 | 0.21 | -6.6 | 63.8 | 0.0585 | 0 | 555 | 0.21 | -6.6 | 63.8 | 0.0585 | 0 | DEER:HVAC_Split-Package_AC | Annual | 1719 | 555 | 0.21 | -6.6 | 63.8 | 0.0585 | 0 | NE-HVAC-airAC-SpltPkg-240to759kBtuh-10p8eer_MZDEER2017AnyGro2011CZ11cPVVG | #N/A | NE-HVAC-airAC-SpltPkg-240to759kBtuh-10p8eer_SZDEER2017AnyGro2011CZ11cDXGF | 118363 |  | #N/A | #N/A | #N/A | 555 | 0.21 | -6.6 | #N/A | #N/A | #N/A | 63.8 | 0.0585 | 0 | #N/A | #N/A | 139 | 46400
NE-HVAC-airAC-SpltPkg-240to759kBtuh-10p8eer | DEER2017 | D17 v2 |  | Any | Gro | 2011 | CZ12 | cDXGF | Cap-Tons | 143 | 46400 | None | 501 | 0.199 | -7.06 | 45.9 | 0.0528 | 0 | 501 | 0.199 | -7.06 | 45.9 | 0.0528 | 0 | DEER:HVAC_Split-Package_AC | Annual | 1719 | 501 | 0.199 | -7.06 | 45.9 | 0.0528 | 0 | NE-HVAC-airAC-SpltPkg-240to759kBtuh-10p8eer_MZDEER2017AnyGro2011CZ12cPVVG | #N/A | NE-HVAC-airAC-SpltPkg-240to759kBtuh-10p8eer_SZDEER2017AnyGro2011CZ12cDXGF | 118364 |  | #N/A | #N/A | #N/A | 501 | 0.199 | -7.06 | #N/A | #N/A | #N/A | 45.9 | 0.0528 | 0 | #N/A | #N/A | 143 | 46400
NE-HVAC-airAC-SpltPkg-240to759kBtuh-10p8eer | DEER2017 | D17 v2 |  | Any | Gro | 2011 | CZ13 | cDXGF | Cap-Tons | 142 | 46400 | None | 581 | 0.201 | -6.37 | 66.6 | 0.056 | 0 | 581 | 0.201 | -6.37 | 66.6 | 0.056 | 0 | DEER:HVAC_Split-Package_AC | Annual | 1719 | 581 | 0.201 | -6.37 | 66.6 | 0.056 | 0 | NE-HVAC-airAC-SpltPkg-240to759kBtuh-10p8eer_MZDEER2017AnyGro2011CZ13cPVVG | #N/A | NE-HVAC-airAC-SpltPkg-240to759kBtuh-10p8eer_SZDEER2017AnyGro2011CZ13cDXGF | 118365 |  | #N/A | #N/A | #N/A | 581 | 0.201 | -6.37 | #N/A | #N/A | #N/A | 66.6 | 0.056 | 0 | #N/A | #N/A | 142 | 46400
NE-HVAC-airAC-SpltPkg-240to759kBtuh-10p8eer | DEER2017 | D17 v2 |  | Any | Gro | 2011 | CZ14 | cDXGF | Cap-Tons | 151 | 46400 | None | 570 | 0.202 | -6.55 | 61.9 | 0.0557 | 0 | 570 | 0.202 | -6.55 | 61.9 | 0.0557 | 0 | DEER:HVAC_Split-Package_AC | Annual | 1719 | 570 | 0.202 | -6.55 | 61.9 | 0.0557 | 0 | NE-HVAC-airAC-SpltPkg-240to759kBtuh-10p8eer_MZDEER2017AnyGro2011CZ14cPVVG | #N/A | NE-HVAC-airAC-SpltPkg-240to759kBtuh-10p8eer_SZDEER2017AnyGro2011CZ14cDXGF | 118366 |  | #N/A | #N/A | #N/A | 570 | 0.202 | -6.55 | #N/A | #N/A | #N/A | 61.9 | 0.0557 | 0 | #N/A | #N/A | 151 | 46400
NE-HVAC-airAC-SpltPkg-240to759kBtuh-10p8eer | DEER2017 | D17 v2 |  | Any | Gro | 2011 | CZ15 | cDXGF | Cap-Tons | 194 | 46400 | None | 852 | 0.2 | -5.82 | 108 | 0.0592 | 0 | 852 | 0.2 | -5.82 | 108 | 0.0592 | 0 | DEER:HVAC_Split-Package_AC | Annual | 1719 | 852 | 0.2 | -5.82 | 108 | 0.0592 | 0 | NE-HVAC-airAC-SpltPkg-240to759kBtuh-10p8eer_MZDEER2017AnyGro2011CZ15cPVVG | #N/A | NE-HVAC-airAC-SpltPkg-240to759kBtuh-10p8eer_SZDEER2017AnyGro2011CZ15cDXGF | 118367 |  | #N/A | #N/A | #N/A | 852 | 0.2 | -5.82 | #N/A | #N/A | #N/A | 108 | 0.0592 | 0 | #N/A | #N/A | 194 | 46400
NE-HVAC-airAC-SpltPkg-240to759kBtuh-10p8eer | DEER2017 | D17 v2 |  | Any | Gro | 2011 | CZ16 | cDXGF | Cap-Tons | 81.8 | 46400 | None | 327 | 0.177 | -7.1 | 25.3 | 0.0414 | 0 | 327 | 0.177 | -7.1 | 25.3 | 0.0414 | 0 | DEER:HVAC_Split-Package_AC | Annual | 1719 | 327 | 0.177 | -7.1 | 25.3 | 0.0414 | 0 | NE-HVAC-airAC-SpltPkg-240to759kBtuh-10p8eer_MZDEER2017AnyGro2011CZ16cPVVG | #N/A | NE-HVAC-airAC-SpltPkg-240to759kBtuh-10p8eer_SZDEER2017AnyGro2011CZ16cDXGF | 118368 |  | #N/A | #N/A | #N/A | 327 | 0.177 | -7.1 | #N/A | #N/A | #N/A | 25.3 | 0.0414 | 0 | #N/A | #N/A | 81.8 | 46400
NE-HVAC-airAC-SpltPkg-240to759kBtuh-10p8eer | DEER2017 | D17 v2 |  | Any | Gro | 2014 | CZ01 | cDXGF | Cap-Tons | 50.5 | 46400 | None | 0.444 | 0.00671 | 0 | 0.444 | 0.00671 | 0 | 0.444 | 0.00671 | 0 | 0.444 | 0.00671 | 0 | DEER:HVAC_Split-Package_AC | Annual | 1719 | 0.444 | 0.00671 | 0 | 0.444 | 0.00671 | 0 | NE-HVAC-airAC-SpltPkg-240to759kBtuh-10p8eer_MZDEER2017AnyGro2014CZ01cPVVG | #N/A | NE-HVAC-airAC-SpltPkg-240to759kBtuh-10p8eer_SZDEER2017AnyGro2014CZ01cDXGF | 139713 |  | #N/A | #N/A | #N/A | 0.444 | 0.00671 | 0 | #N/A | #N/A | #N/A | 0.444 | 0.00671 | 0 | #N/A | #N/A | 50.5 | 46400
NE-HVAC-airAC-SpltPkg-240to759kBtuh-10p8eer | DEER2017 | D17 v2 |  | Any | Gro | 2014 | CZ02 | cDXGF | Cap-Tons | 112 | 46400 | None | 27.3 | 0.0527 | 0 | 27.3 | 0.0527 | 0 | 27.3 | 0.0527 | 0 | 27.3 | 0.0527 | 0 | DEER:HVAC_Split-Package_AC | Annual | 1719 | 27.3 | 0.0527 | 0 | 27.3 | 0.0527 | 0 | NE-HVAC-airAC-SpltPkg-240to759kBtuh-10p8eer_MZDEER2017AnyGro2014CZ02cPVVG | #N/A | NE-HVAC-airAC-SpltPkg-240to759kBtuh-10p8eer_SZDEER2017AnyGro2014CZ02cDXGF | 139714 |  | #N/A | #N/A | #N/A | 27.3 | 0.0527 | 0 | #N/A | #N/A | #N/A | 27.3 | 0.0527 | 0 | #N/A | #N/A | 112 | 46400
NE-HVAC-airAC-SpltPkg-240to759kBtuh-10p8eer | DEER2017 | D17 v2 |  | Any | Gro | 2014 | CZ03 | cDXGF | Cap-Tons | 74.1 | 46400 | None | 8.5 | 0.0369 | 0 | 8.5 | 0.0369 | 0 | 8.5 | 0.0369 | 0 | 8.5 | 0.0369 | 0 | DEER:HVAC_Split-Package_AC | Annual | 1719 | 8.5 | 0.0369 | 0 | 8.5 | 0.0369 | 0 | NE-HVAC-airAC-SpltPkg-240to759kBtuh-10p8eer_MZDEER2017AnyGro2014CZ03cPVVG | #N/A | NE-HVAC-airAC-SpltPkg-240to759kBtuh-10p8eer_SZDEER2017AnyGro2014CZ03cDXGF | 139715 |  | #N/A | #N/A | #N/A | 8.5 | 0.0369 | 0 | #N/A | #N/A | #N/A | 8.5 | 0.0369 | 0 | #N/A | #N/A | 74.1 | 46400
NE-HVAC-airAC-SpltPkg-240to759kBtuh-10p8eer | DEER2017 | D17 v2 |  | Any | Gro | 2014 | CZ04 | cDXGF | Cap-Tons | 99.3 | 46400 | None | 30.5 | 0.0489 | 0 | 30.5 | 0.0489 | 0 | 30.5 | 0.0489 | 0 | 30.5 | 0.0489 | 0 | DEER:HVAC_Split-Package_AC | Annual | 1719 | 30.5 | 0.0489 | 0 | 30.5 | 0.0489 | 0 | NE-HVAC-airAC-SpltPkg-240to759kBtuh-10p8eer_MZDEER2017AnyGro2014CZ04cPVVG | #N/A | NE-HVAC-airAC-SpltPkg-240to759kBtuh-10p8eer_SZDEER2017AnyGro2014CZ04cDXGF | 139716 |  | #N/A | #N/A | #N/A | 30.5 | 0.0489 | 0 | #N/A | #N/A | #N/A | 30.5 | 0.0489 | 0 | #N/A | #N/A | 99.3 | 46400
NE-HVAC-airAC-SpltPkg-240to759kBtuh-10p8eer | DEER2017 | D17 v2 |  | Any | Gro | 2014 | CZ05 | cDXGF | Cap-Tons | 66.8 | 46400 | None | 7.56 | 0.0223 | 0 | 7.56 | 0.0223 | 0 | 7.56 | 0.0223 | 0 | 7.56 | 0.0223 | 0 | DEER:HVAC_Split-Package_AC | Annual | 1719 | 7.56 | 0.0223 | 0 | 7.56 | 0.0223 | 0 | NE-HVAC-airAC-SpltPkg-240to759kBtuh-10p8eer_MZDEER2017AnyGro2014CZ05cPVVG | #N/A | NE-HVAC-airAC-SpltPkg-240to759kBtuh-10p8eer_SZDEER2017AnyGro2014CZ05cDXGF | 139717 |  | #N/A | #N/A | #N/A | 7.56 | 0.0223 | 0 | #N/A | #N/A | #N/A | 7.56 | 0.0223 | 0 | #N/A | #N/A | 66.8 | 46400
NE-HVAC-airAC-SpltPkg-240to759kBtuh-10p8eer | DEER2017 | D17 v2 |  | Any | Gro | 2014 | CZ06 | cDXGF | Cap-Tons | 96.7 | 46400 | None | 26.4 | 0.041 | 0 | 26.4 | 0.041 | 0 | 26.4 | 0.041 | 0 | 26.4 | 0.041 | 0 | DEER:HVAC_Split-Package_AC | Annual | 1719 | 26.4 | 0.041 | 0 | 26.4 | 0.041 | 0 | NE-HVAC-airAC-SpltPkg-240to759kBtuh-10p8eer_MZDEER2017AnyGro2014CZ06cPVVG | #N/A | NE-HVAC-airAC-SpltPkg-240to759kBtuh-10p8eer_SZDEER2017AnyGro2014CZ06cDXGF | 139718 |  | #N/A | #N/A | #N/A | 26.4 | 0.041 | 0 | #N/A | #N/A | #N/A | 26.4 | 0.041 | 0 | #N/A | #N/A | 96.7 | 46400
NE-HVAC-airAC-SpltPkg-240to759kBtuh-10p8eer | DEER2017 | D17 v2 |  | Any | Gro | 2014 | CZ07 | cDXGF | Cap-Tons | 78.3 | 46400 | None | 21.7 | 0.0394 | 0 | 21.7 | 0.0394 | 0 | 21.7 | 0.0394 | 0 | 21.7 | 0.0394 | 0 | DEER:HVAC_Split-Package_AC | Annual | 1719 | 21.7 | 0.0394 | 0 | 21.7 | 0.0394 | 0 | NE-HVAC-airAC-SpltPkg-240to759kBtuh-10p8eer_MZDEER2017AnyGro2014CZ07cPVVG | #N/A | NE-HVAC-airAC-SpltPkg-240to759kBtuh-10p8eer_SZDEER2017AnyGro2014CZ07cDXGF | 139719 |  | #N/A | #N/A | #N/A | 21.7 | 0.0394 | 0 | #N/A | #N/A | #N/A | 21.7 | 0.0394 | 0 | #N/A | #N/A | 78.3 | 46400
NE-HVAC-airAC-SpltPkg-240to759kBtuh-10p8eer | DEER2017 | D17 v2 |  | Any | Gro | 2014 | CZ08 | cDXGF | Cap-Tons | 96.1 | 46400 | None | 42.5 | 0.0493 | 0 | 42.5 | 0.0493 | 0 | 42.5 | 0.0493 | 0 | 42.5 | 0.0493 | 0 | DEER:HVAC_Split-Package_AC | Annual | 1719 | 42.5 | 0.0493 | 0 | 42.5 | 0.0493 | 0 | NE-HVAC-airAC-SpltPkg-240to759kBtuh-10p8eer_MZDEER2017AnyGro2014CZ08cPVVG | #N/A | NE-HVAC-airAC-SpltPkg-240to759kBtuh-10p8eer_SZDEER2017AnyGro2014CZ08cDXGF | 139720 |  | #N/A | #N/A | #N/A | 42.5 | 0.0493 | 0 | #N/A | #N/A | #N/A | 42.5 | 0.0493 | 0 | #N/A | #N/A | 96.1 | 46400
NE-HVAC-airAC-SpltPkg-240to759kBtuh-10p8eer | DEER2017 | D17 v2 |  | Any | Gro | 2014 | CZ09 | cDXGF | Cap-Tons | 136 | 46400 | None | 43.1 | 0.0567 | 0 | 43.1 | 0.0567 | 0 | 43.1 | 0.0567 | 0 | 43.1 | 0.0567 | 0 | DEER:HVAC_Split-Package_AC | Annual | 1719 | 43.1 | 0.0567 | 0 | 43.1 | 0.0567 | 0 | NE-HVAC-airAC-SpltPkg-240to759kBtuh-10p8eer_MZDEER2017AnyGro2014CZ09cPVVG | #N/A | NE-HVAC-airAC-SpltPkg-240to759kBtuh-10p8eer_SZDEER2017AnyGro2014CZ09cDXGF | 139721 |  | #N/A | #N/A | #N/A | 43.1 | 0.0567 | 0 | #N/A | #N/A | #N/A | 43.1 | 0.0567 | 0 | #N/A | #N/A | 136 | 46400
NE-HVAC-airAC-SpltPkg-240to759kBtuh-10p8eer | DEER2017 | D17 v2 |  | Any | Gro | 2014 | CZ10 | cDXGF | Cap-Tons | 131 | 46400 | None | 51.4 | 0.0593 | 0 | 51.4 | 0.0593 | 0 | 51.4 | 0.0593 | 0 | 51.4 | 0.0593 | 0 | DEER:HVAC_Split-Package_AC | Annual | 1719 | 51.4 | 0.0593 | 0 | 51.4 | 0.0593 | 0 | NE-HVAC-airAC-SpltPkg-240to759kBtuh-10p8eer_MZDEER2017AnyGro2014CZ10cPVVG | #N/A | NE-HVAC-airAC-SpltPkg-240to759kBtuh-10p8eer_SZDEER2017AnyGro2014CZ10cDXGF | 139722 |  | #N/A | #N/A | #N/A | 51.4 | 0.0593 | 0 | #N/A | #N/A | #N/A | 51.4 | 0.0593 | 0 | #N/A | #N/A | 131 | 46400
NE-HVAC-airAC-SpltPkg-240to759kBtuh-10p8eer | DEER2017 | D17 v2 |  | Any | Gro | 2014 | CZ11 | cDXGF | Cap-Tons | 132 | 46400 | None | 59.2 | 0.0573 | 0 | 59.2 | 0.0573 | 0 | 59.2 | 0.0573 | 0 | 59.2 | 0.0573 | 0 | DEER:HVAC_Split-Package_AC | Annual | 1719 | 59.2 | 0.0573 | 0 | 59.2 | 0.0573 | 0 | NE-HVAC-airAC-SpltPkg-240to759kBtuh-10p8eer_MZDEER2017AnyGro2014CZ11cPVVG | #N/A | NE-HVAC-airAC-SpltPkg-240to759kBtuh-10p8eer_SZDEER2017AnyGro2014CZ11cDXGF | 139723 |  | #N/A | #N/A | #N/A | 59.2 | 0.0573 | 0 | #N/A | #N/A | #N/A | 59.2 | 0.0573 | 0 | #N/A | #N/A | 132 | 46400
NE-HVAC-airAC-SpltPkg-240to759kBtuh-10p8eer | DEER2017 | D17 v2 |  | Any | Gro | 2014 | CZ12 | cDXGF | Cap-Tons | 137 | 46400 | None | 41.4 | 0.0512 | 0 | 41.4 | 0.0512 | 0 | 41.4 | 0.0512 | 0 | 41.4 | 0.0512 | 0 | DEER:HVAC_Split-Package_AC | Annual | 1719 | 41.4 | 0.0512 | 0 | 41.4 | 0.0512 | 0 | NE-HVAC-airAC-SpltPkg-240to759kBtuh-10p8eer_MZDEER2017AnyGro2014CZ12cPVVG | #N/A | NE-HVAC-airAC-SpltPkg-240to759kBtuh-10p8eer_SZDEER2017AnyGro2014CZ12cDXGF | 139724 |  | #N/A | #N/A | #N/A | 41.4 | 0.0512 | 0 | #N/A | #N/A | #N/A | 41.4 | 0.0512 | 0 | #N/A | #N/A | 137 | 46400
NE-HVAC-airAC-SpltPkg-240to759kBtuh-10p8eer | DEER2017 | D17 v2 |  | Any | Gro | 2014 | CZ13 | cDXGF | Cap-Tons | 136 | 46400 | None | 62 | 0.0545 | 0 | 62 | 0.0545 | 0 | 62 | 0.0545 | 0 | 62 | 0.0545 | 0 | DEER:HVAC_Split-Package_AC | Annual | 1719 | 62 | 0.0545 | 0 | 62 | 0.0545 | 0 | NE-HVAC-airAC-SpltPkg-240to759kBtuh-10p8eer_MZDEER2017AnyGro2014CZ13cPVVG | #N/A | NE-HVAC-airAC-SpltPkg-240to759kBtuh-10p8eer_SZDEER2017AnyGro2014CZ13cDXGF | 139725 |  | #N/A | #N/A | #N/A | 62 | 0.0545 | 0 | #N/A | #N/A | #N/A | 62 | 0.0545 | 0 | #N/A | #N/A | 136 | 46400
NE-HVAC-airAC-SpltPkg-240to759kBtuh-10p8eer | DEER2017 | D17 v2 |  | Any | Gro | 2014 | CZ14 | cDXGF | Cap-Tons | 144 | 46400 | None | 57.4 | 0.0546 | 0 | 57.4 | 0.0546 | 0 | 57.4 | 0.0546 | 0 | 57.4 | 0.0546 | 0 | DEER:HVAC_Split-Package_AC | Annual | 1719 | 57.4 | 0.0546 | 0 | 57.4 | 0.0546 | 0 | NE-HVAC-airAC-SpltPkg-240to759kBtuh-10p8eer_MZDEER2017AnyGro2014CZ14cPVVG | #N/A | NE-HVAC-airAC-SpltPkg-240to759kBtuh-10p8eer_SZDEER2017AnyGro2014CZ14cDXGF | 139726 |  | #N/A | #N/A | #N/A | 57.4 | 0.0546 | 0 | #N/A | #N/A | #N/A | 57.4 | 0.0546 | 0 | #N/A | #N/A | 144 | 46400
NE-HVAC-airAC-SpltPkg-240to759kBtuh-10p8eer | DEER2017 | D17 v2 |  | Any | Gro | 2014 | CZ15 | cDXGF | Cap-Tons | 186 | 46400 | None | 102 | 0.0584 | 0 | 102 | 0.0584 | 0 | 102 | 0.0584 | 0 | 102 | 0.0584 | 0 | DEER:HVAC_Split-Package_AC | Annual | 1719 | 102 | 0.0584 | 0 | 102 | 0.0584 | 0 | NE-HVAC-airAC-SpltPkg-240to759kBtuh-10p8eer_MZDEER2017AnyGro2014CZ15cPVVG | #N/A | NE-HVAC-airAC-SpltPkg-240to759kBtuh-10p8eer_SZDEER2017AnyGro2014CZ15cDXGF | 139727 |  | #N/A | #N/A | #N/A | 102 | 0.0584 | 0 | #N/A | #N/A | #N/A | 102 | 0.0584 | 0 | #N/A | #N/A | 186 | 46400
NE-HVAC-airAC-SpltPkg-240to759kBtuh-10p8eer | DEER2017 | D17 v2 |  | Any | Gro | 2014 | CZ16 | cDXGF | Cap-Tons | 75.6 | 46400 | None | 20.2 | 0.039 | 0 | 20.2 | 0.039 | 0 | 20.2 | 0.039 | 0 | 20.2 | 0.039 | 0 | DEER:HVAC_Split-Package_AC | Annual | 1719 | 20.2 | 0.039 | 0 | 20.2 | 0.039 | 0 | NE-HVAC-airAC-SpltPkg-240to759kBtuh-10p8eer_MZDEER2017AnyGro2014CZ16cPVVG | #N/A | NE-HVAC-airAC-SpltPkg-240to759kBtuh-10p8eer_SZDEER2017AnyGro2014CZ16cDXGF | 139728 |  | #N/A | #N/A | #N/A | 20.2 | 0.039 | 0 | #N/A | #N/A | #N/A | 20.2 | 0.039 | 0 | #N/A | #N/A | 75.6 | 46400
NE-HVAC-airAC-SpltPkg-240to759kBtuh-10p8eer | DEER2017 | D17 v2 |  | Any | Gro | New | CZ01 | cDXGF | Cap-Tons | 50.5 | 46400 | None | 0.444 | 0.00671 | 0 | 0.444 | 0.00671 | 0 | 0.444 | 0.00671 | 0 | 0.444 | 0.00671 | 0 | DEER:HVAC_Split-Package_AC | Annual | 1719 | 0.444 | 0.00671 | 0 | 0.444 | 0.00671 | 0 | NE-HVAC-airAC-SpltPkg-240to759kBtuh-10p8eer_MZDEER2017AnyGroNewCZ01cPVVG | #N/A | NE-HVAC-airAC-SpltPkg-240to759kBtuh-10p8eer_SZDEER2017AnyGroNewCZ01cDXGF | 164065 |  | #N/A | #N/A | #N/A | 0.444 | 0.00671 | 0 | #N/A | #N/A | #N/A | 0.444 | 0.00671 | 0 | #N/A | #N/A | 50.5 | 46400
NE-HVAC-airAC-SpltPkg-240to759kBtuh-10p8eer | DEER2017 | D17 v2 |  | Any | Gro | New | CZ02 | cDXGF | Cap-Tons | 112 | 46400 | None | 27.3 | 0.0527 | 0 | 27.3 | 0.0527 | 0 | 27.3 | 0.0527 | 0 | 27.3 | 0.0527 | 0 | DEER:HVAC_Split-Package_AC | Annual | 1719 | 27.3 | 0.0527 | 0 | 27.3 | 0.0527 | 0 | NE-HVAC-airAC-SpltPkg-240to759kBtuh-10p8eer_MZDEER2017AnyGroNewCZ02cPVVG | #N/A | NE-HVAC-airAC-SpltPkg-240to759kBtuh-10p8eer_SZDEER2017AnyGroNewCZ02cDXGF | 164066 |  | #N/A | #N/A | #N/A | 27.3 | 0.0527 | 0 | #N/A | #N/A | #N/A | 27.3 | 0.0527 | 0 | #N/A | #N/A | 112 | 46400
NE-HVAC-airAC-SpltPkg-240to759kBtuh-10p8eer | DEER2017 | D17 v2 |  | Any | Gro | New | CZ03 | cDXGF | Cap-Tons | 74.1 | 46400 | None | 8.5 | 0.0369 | 0 | 8.5 | 0.0369 | 0 | 8.5 | 0.0369 | 0 | 8.5 | 0.0369 | 0 | DEER:HVAC_Split-Package_AC | Annual | 1719 | 8.5 | 0.0369 | 0 | 8.5 | 0.0369 | 0 | NE-HVAC-airAC-SpltPkg-240to759kBtuh-10p8eer_MZDEER2017AnyGroNewCZ03cPVVG | #N/A | NE-HVAC-airAC-SpltPkg-240to759kBtuh-10p8eer_SZDEER2017AnyGroNewCZ03cDXGF | 164067 |  | #N/A | #N/A | #N/A | 8.5 | 0.0369 | 0 | #N/A | #N/A | #N/A | 8.5 | 0.0369 | 0 | #N/A | #N/A | 74.1 | 46400
NE-HVAC-airAC-SpltPkg-240to759kBtuh-10p8eer | DEER2017 | D17 v2 |  | Any | Gro | New | CZ04 | cDXGF | Cap-Tons | 99.3 | 46400 | None | 30.5 | 0.0489 | 0 | 30.5 | 0.0489 | 0 | 30.5 | 0.0489 | 0 | 30.5 | 0.0489 | 0 | DEER:HVAC_Split-Package_AC | Annual | 1719 | 30.5 | 0.0489 | 0 | 30.5 | 0.0489 | 0 | NE-HVAC-airAC-SpltPkg-240to759kBtuh-10p8eer_MZDEER2017AnyGroNewCZ04cPVVG | #N/A | NE-HVAC-airAC-SpltPkg-240to759kBtuh-10p8eer_SZDEER2017AnyGroNewCZ04cDXGF | 164068 |  | #N/A | #N/A | #N/A | 30.5 | 0.0489 | 0 | #N/A | #N/A | #N/A | 30.5 | 0.0489 | 0 | #N/A | #N/A | 99.3 | 46400
NE-HVAC-airAC-SpltPkg-240to759kBtuh-10p8eer | DEER2017 | D17 v2 |  | Any | Gro | New | CZ05 | cDXGF | Cap-Tons | 66.8 | 46400 | None | 7.56 | 0.0223 | 0 | 7.56 | 0.0223 | 0 | 7.56 | 0.0223 | 0 | 7.56 | 0.0223 | 0 | DEER:HVAC_Split-Package_AC | Annual | 1719 | 7.56 | 0.0223 | 0 | 7.56 | 0.0223 | 0 | NE-HVAC-airAC-SpltPkg-240to759kBtuh-10p8eer_MZDEER2017AnyGroNewCZ05cPVVG | #N/A | NE-HVAC-airAC-SpltPkg-240to759kBtuh-10p8eer_SZDEER2017AnyGroNewCZ05cDXGF | 164069 |  | #N/A | #N/A | #N/A | 7.56 | 0.0223 | 0 | #N/A | #N/A | #N/A | 7.56 | 0.0223 | 0 | #N/A | #N/A | 66.8 | 46400
NE-HVAC-airAC-SpltPkg-240to759kBtuh-10p8eer | DEER2017 | D17 v2 |  | Any | Gro | New | CZ06 | cDXGF | Cap-Tons | 96.7 | 46400 | None | 26.4 | 0.041 | 0 | 26.4 | 0.041 | 0 | 26.4 | 0.041 | 0 | 26.4 | 0.041 | 0 | DEER:HVAC_Split-Package_AC | Annual | 1719 | 26.4 | 0.041 | 0 | 26.4 | 0.041 | 0 | NE-HVAC-airAC-SpltPkg-240to759kBtuh-10p8eer_MZDEER2017AnyGroNewCZ06cPVVG | #N/A | NE-HVAC-airAC-SpltPkg-240to759kBtuh-10p8eer_SZDEER2017AnyGroNewCZ06cDXGF | 164070 |  | #N/A | #N/A | #N/A | 26.4 | 0.041 | 0 | #N/A | #N/A | #N/A | 26.4 | 0.041 | 0 | #N/A | #N/A | 96.7 | 46400
NE-HVAC-airAC-SpltPkg-240to759kBtuh-10p8eer | DEER2017 | D17 v2 |  | Any | Gro | New | CZ07 | cDXGF | Cap-Tons | 78.3 | 46400 | None | 21.7 | 0.0394 | 0 | 21.7 | 0.0394 | 0 | 21.7 | 0.0394 | 0 | 21.7 | 0.0394 | 0 | DEER:HVAC_Split-Package_AC | Annual | 1719 | 21.7 | 0.0394 | 0 | 21.7 | 0.0394 | 0 | NE-HVAC-airAC-SpltPkg-240to759kBtuh-10p8eer_MZDEER2017AnyGroNewCZ07cPVVG | #N/A | NE-HVAC-airAC-SpltPkg-240to759kBtuh-10p8eer_SZDEER2017AnyGroNewCZ07cDXGF | 164071 |  | #N/A | #N/A | #N/A | 21.7 | 0.0394 | 0 | #N/A | #N/A | #N/A | 21.7 | 0.0394 | 0 | #N/A | #N/A | 78.3 | 46400
NE-HVAC-airAC-SpltPkg-240to759kBtuh-10p8eer | DEER2017 | D17 v2 |  | Any | Gro | New | CZ08 | cDXGF | Cap-Tons | 96.1 | 46400 | None | 42.5 | 0.0493 | 0 | 42.5 | 0.0493 | 0 | 42.5 | 0.0493 | 0 | 42.5 | 0.0493 | 0 | DEER:HVAC_Split-Package_AC | Annual | 1719 | 42.5 | 0.0493 | 0 | 42.5 | 0.0493 | 0 | NE-HVAC-airAC-SpltPkg-240to759kBtuh-10p8eer_MZDEER2017AnyGroNewCZ08cPVVG | #N/A | NE-HVAC-airAC-SpltPkg-240to759kBtuh-10p8eer_SZDEER2017AnyGroNewCZ08cDXGF | 164072 |  | #N/A | #N/A | #N/A | 42.5 | 0.0493 | 0 | #N/A | #N/A | #N/A | 42.5 | 0.0493 | 0 | #N/A | #N/A | 96.1 | 46400
NE-HVAC-airAC-SpltPkg-240to759kBtuh-10p8eer | DEER2017 | D17 v2 |  | Any | Gro | New | CZ09 | cDXGF | Cap-Tons | 136 | 46400 | None | 43.1 | 0.0567 | 0 | 43.1 | 0.0567 | 0 | 43.1 | 0.0567 | 0 | 43.1 | 0.0567 | 0 | DEER:HVAC_Split-Package_AC | Annual | 1719 | 43.1 | 0.0567 | 0 | 43.1 | 0.0567 | 0 | NE-HVAC-airAC-SpltPkg-240to759kBtuh-10p8eer_MZDEER2017AnyGroNewCZ09cPVVG | #N/A | NE-HVAC-airAC-SpltPkg-240to759kBtuh-10p8eer_SZDEER2017AnyGroNewCZ09cDXGF | 164073 |  | #N/A | #N/A | #N/A | 43.1 | 0.0567 | 0 | #N/A | #N/A | #N/A | 43.1 | 0.0567 | 0 | #N/A | #N/A | 136 | 46400
NE-HVAC-airAC-SpltPkg-240to759kBtuh-10p8eer | DEER2017 | D17 v2 |  | Any | Gro | New | CZ10 | cDXGF | Cap-Tons | 131 | 46400 | None | 51.4 | 0.0593 | 0 | 51.4 | 0.0593 | 0 | 51.4 | 0.0593 | 0 | 51.4 | 0.0593 | 0 | DEER:HVAC_Split-Package_AC | Annual | 1719 | 51.4 | 0.0593 | 0 | 51.4 | 0.0593 | 0 | NE-HVAC-airAC-SpltPkg-240to759kBtuh-10p8eer_MZDEER2017AnyGroNewCZ10cPVVG | #N/A | NE-HVAC-airAC-SpltPkg-240to759kBtuh-10p8eer_SZDEER2017AnyGroNewCZ10cDXGF | 164074 |  | #N/A | #N/A | #N/A | 51.4 | 0.0593 | 0 | #N/A | #N/A | #N/A | 51.4 | 0.0593 | 0 | #N/A | #N/A | 131 | 46400
NE-HVAC-airAC-SpltPkg-240to759kBtuh-10p8eer | DEER2017 | D17 v2 |  | Any | Gro | New | CZ11 | cDXGF | Cap-Tons | 132 | 46400 | None | 59.2 | 0.0573 | 0 | 59.2 | 0.0573 | 0 | 59.2 | 0.0573 | 0 | 59.2 | 0.0573 | 0 | DEER:HVAC_Split-Package_AC | Annual | 1719 | 59.2 | 0.0573 | 0 | 59.2 | 0.0573 | 0 | NE-HVAC-airAC-SpltPkg-240to759kBtuh-10p8eer_MZDEER2017AnyGroNewCZ11cPVVG | #N/A | NE-HVAC-airAC-SpltPkg-240to759kBtuh-10p8eer_SZDEER2017AnyGroNewCZ11cDXGF | 164075 |  | #N/A | #N/A | #N/A | 59.2 | 0.0573 | 0 | #N/A | #N/A | #N/A | 59.2 | 0.0573 | 0 | #N/A | #N/A | 132 | 46400
NE-HVAC-airAC-SpltPkg-240to759kBtuh-10p8eer | DEER2017 | D17 v2 |  | Any | Gro | New | CZ12 | cDXGF | Cap-Tons | 137 | 46400 | None | 41.4 | 0.0512 | 0 | 41.4 | 0.0512 | 0 | 41.4 | 0.0512 | 0 | 41.4 | 0.0512 | 0 | DEER:HVAC_Split-Package_AC | Annual | 1719 | 41.4 | 0.0512 | 0 | 41.4 | 0.0512 | 0 | NE-HVAC-airAC-SpltPkg-240to759kBtuh-10p8eer_MZDEER2017AnyGroNewCZ12cPVVG | #N/A | NE-HVAC-airAC-SpltPkg-240to759kBtuh-10p8eer_SZDEER2017AnyGroNewCZ12cDXGF | 164076 |  | #N/A | #N/A | #N/A | 41.4 | 0.0512 | 0 | #N/A | #N/A | #N/A | 41.4 | 0.0512 | 0 | #N/A | #N/A | 137 | 46400
NE-HVAC-airAC-SpltPkg-240to759kBtuh-10p8eer | DEER2017 | D17 v2 |  | Any | Gro | New | CZ13 | cDXGF | Cap-Tons | 136 | 46400 | None | 62 | 0.0545 | 0 | 62 | 0.0545 | 0 | 62 | 0.0545 | 0 | 62 | 0.0545 | 0 | DEER:HVAC_Split-Package_AC | Annual | 1719 | 62 | 0.0545 | 0 | 62 | 0.0545 | 0 | NE-HVAC-airAC-SpltPkg-240to759kBtuh-10p8eer_MZDEER2017AnyGroNewCZ13cPVVG | #N/A | NE-HVAC-airAC-SpltPkg-240to759kBtuh-10p8eer_SZDEER2017AnyGroNewCZ13cDXGF | 164077 |  | #N/A | #N/A | #N/A | 62 | 0.0545 | 0 | #N/A | #N/A | #N/A | 62 | 0.0545 | 0 | #N/A | #N/A | 136 | 46400
NE-HVAC-airAC-SpltPkg-240to759kBtuh-10p8eer | DEER2017 | D17 v2 |  | Any | Gro | New | CZ14 | cDXGF | Cap-Tons | 144 | 46400 | None | 57.4 | 0.0546 | 0 | 57.4 | 0.0546 | 0 | 57.4 | 0.0546 | 0 | 57.4 | 0.0546 | 0 | DEER:HVAC_Split-Package_AC | Annual | 1719 | 57.4 | 0.0546 | 0 | 57.4 | 0.0546 | 0 | NE-HVAC-airAC-SpltPkg-240to759kBtuh-10p8eer_MZDEER2017AnyGroNewCZ14cPVVG | #N/A | NE-HVAC-airAC-SpltPkg-240to759kBtuh-10p8eer_SZDEER2017AnyGroNewCZ14cDXGF | 164078 |  | #N/A | #N/A | #N/A | 57.4 | 0.0546 | 0 | #N/A | #N/A | #N/A | 57.4 | 0.0546 | 0 | #N/A | #N/A | 144 | 46400
NE-HVAC-airAC-SpltPkg-240to759kBtuh-10p8eer | DEER2017 | D17 v2 |  | Any | Gro | New | CZ15 | cDXGF | Cap-Tons | 186 | 46400 | None | 102 | 0.0584 | 0 | 102 | 0.0584 | 0 | 102 | 0.0584 | 0 | 102 | 0.0584 | 0 | DEER:HVAC_Split-Package_AC | Annual | 1719 | 102 | 0.0584 | 0 | 102 | 0.0584 | 0 | NE-HVAC-airAC-SpltPkg-240to759kBtuh-10p8eer_MZDEER2017AnyGroNewCZ15cPVVG | #N/A | NE-HVAC-airAC-SpltPkg-240to759kBtuh-10p8eer_SZDEER2017AnyGroNewCZ15cDXGF | 164079 |  | #N/A | #N/A | #N/A | 102 | 0.0584 | 0 | #N/A | #N/A | #N/A | 102 | 0.0584 | 0 | #N/A | #N/A | 186 | 46400
NE-HVAC-airAC-SpltPkg-240to759kBtuh-10p8eer | DEER2017 | D17 v2 |  | Any | Gro | New | CZ16 | cDXGF | Cap-Tons | 75.6 | 46400 | None | 20.2 | 0.039 | 0 | 20.2 | 0.039 | 0 | 20.2 | 0.039 | 0 | 20.2 | 0.039 | 0 | DEER:HVAC_Split-Package_AC | Annual | 1719 | 20.2 | 0.039 | 0 | 20.2 | 0.039 | 0 | NE-HVAC-airAC-SpltPkg-240to759kBtuh-10p8eer_MZDEER2017AnyGroNewCZ16cPVVG | #N/A | NE-HVAC-airAC-SpltPkg-240to759kBtuh-10p8eer_SZDEER2017AnyGroNewCZ16cDXGF | 164080 |  | #N/A | #N/A | #N/A | 20.2 | 0.039 | 0 | #N/A | #N/A | #N/A | 20.2 | 0.039 | 0 | #N/A | #N/A | 75.6 | 46400
NE-HVAC-airAC-SpltPkg-240to759kBtuh-10p8eer | DEER2017 | D17 v2 |  | Any | Hsp | 1975 | CZ01 | cWtd | Cap-Tons | 1294 | 386800 | None | 26.3 | 0.0241 | 0 | 26.3 | 0.0241 | 0 | 26.3 | 0.0241 | 0 | 26.3 | 0.0241 | 0 | DEER:HVAC_Split-Package_AC | Annual | 1719 | 26.286 | 0.0241 | 0 | 26.286 | 0.0241 | 0 | NE-HVAC-airAC-SpltPkg-240to759kBtuh-10p8eer_MZDEER2017AnyHsp1975CZ01cPVVG | 11570 | NE-HVAC-airAC-SpltPkg-240to759kBtuh-10p8eer_SZDEER2017AnyHsp1975CZ01cDXGF | 11569 |  | 31.9 | 0.0245 | 0 | 3.83 | 0.0225 | 0 | 31.9 | 0.0245 | 0 | 3.83 | 0.0225 | 0 | 1320 | 386000 | 1190 | 390000
NE-HVAC-airAC-SpltPkg-240to759kBtuh-10p8eer | DEER2017 | D17 v2 |  | Any | Hsp | 1975 | CZ02 | cWtd | Cap-Tons | 1726 | 386800 | None | 80.3 | 0.056 | 0 | 80.3 | 0.056 | 0 | 80.3 | 0.056 | 0 | 80.3 | 0.056 | 0 | DEER:HVAC_Split-Package_AC | Annual | 1719 | 80.34 | 0.056 | 0 | 80.34 | 0.056 | 0 | NE-HVAC-airAC-SpltPkg-240to759kBtuh-10p8eer_MZDEER2017AnyHsp1975CZ02cPVVG | 11572 | NE-HVAC-airAC-SpltPkg-240to759kBtuh-10p8eer_SZDEER2017AnyHsp1975CZ02cDXGF | 11571 |  | 88.8 | 0.0546 | 0 | 46.5 | 0.0616 | 0 | 88.8 | 0.0546 | 0 | 46.5 | 0.0616 | 0 | 1750 | 386000 | 1630 | 390000
NE-HVAC-airAC-SpltPkg-240to759kBtuh-10p8eer | DEER2017 | D17 v2 |  | Any | Hsp | 1975 | CZ03 | cWtd | Cap-Tons | 1420 | 386800 | None | 75.5 | 0.0418 | 0 | 75.5 | 0.0418 | 0 | 75.5 | 0.0418 | 0 | 75.5 | 0.0418 | 0 | DEER:HVAC_Split-Package_AC | Annual | 1719 | 75.5 | 0.0418 | 0 | 75.5 | 0.0418 | 0 | NE-HVAC-airAC-SpltPkg-240to759kBtuh-10p8eer_MZDEER2017AnyHsp1975CZ03cPVVG | 11574 | NE-HVAC-airAC-SpltPkg-240to759kBtuh-10p8eer_SZDEER2017AnyHsp1975CZ03cDXGF | 11573 |  | 87.5 | 0.0405 | 0 | 27.5 | 0.047 | 0 | 87.5 | 0.0405 | 0 | 27.5 | 0.047 | 0 | 1450 | 386000 | 1300 | 390000
NE-HVAC-airAC-SpltPkg-240to759kBtuh-10p8eer | DEER2017 | D17 v2 |  | Any | Hsp | 1975 | CZ04 | cWtd | Cap-Tons | 1614 | 386800 | None | 102 | 0.0514 | 0 | 102 | 0.0514 | 0 | 102 | 0.0514 | 0 | 102 | 0.0514 | 0 | DEER:HVAC_Split-Package_AC | Annual | 1719 | 102.44 | 0.05136 | 0 | 102.44 | 0.05136 | 0 | NE-HVAC-airAC-SpltPkg-240to759kBtuh-10p8eer_MZDEER2017AnyHsp1975CZ04cPVVG | 11576 | NE-HVAC-airAC-SpltPkg-240to759kBtuh-10p8eer_SZDEER2017AnyHsp1975CZ04cDXGF | 11575 |  | 114 | 0.05 | 0 | 56.2 | 0.0568 | 0 | 114 | 0.05 | 0 | 56.2 | 0.0568 | 0 | 1640 | 386000 | 1510 | 390000
NE-HVAC-airAC-SpltPkg-240to759kBtuh-10p8eer | DEER2017 | D17 v2 |  | Any | Hsp | 1975 | CZ05 | cWtd | Cap-Tons | 1362 | 386800 | None | 65 | 0.0343 | 0 | 65 | 0.0343 | 0 | 65 | 0.0343 | 0 | 65 | 0.0343 | 0 | DEER:HVAC_Split-Package_AC | Annual | 1719 | 64.98 | 0.03432 | 0 | 64.98 | 0.03432 | 0 | NE-HVAC-airAC-SpltPkg-240to759kBtuh-10p8eer_MZDEER2017AnyHsp1975CZ05cPVVG | 11578 | NE-HVAC-airAC-SpltPkg-240to759kBtuh-10p8eer_SZDEER2017AnyHsp1975CZ05cDXGF | 11577 |  | 73.5 | 0.0335 | 0 | 30.9 | 0.0376 | 0 | 73.5 | 0.0335 | 0 | 30.9 | 0.0376 | 0 | 1390 | 386000 | 1250 | 390000
NE-HVAC-airAC-SpltPkg-240to759kBtuh-10p8eer | DEER2017 | D17 v2 |  | Any | Hsp | 1975 | CZ06 | cWtd | Cap-Tons | 1552 | 386800 | None | 127 | 0.0443 | 0 | 127 | 0.0443 | 0 | 127 | 0.0443 | 0 | 127 | 0.0443 | 0 | DEER:HVAC_Split-Package_AC | Annual | 1719 | 127.42 | 0.04426 | 0 | 127.42 | 0.04426 | 0 | NE-HVAC-airAC-SpltPkg-240to759kBtuh-10p8eer_MZDEER2017AnyHsp1975CZ06cPVVG | 11580 | NE-HVAC-airAC-SpltPkg-240to759kBtuh-10p8eer_SZDEER2017AnyHsp1975CZ06cDXGF | 11579 |  | 144 | 0.0436 | 0 | 61.1 | 0.0469 | 0 | 144 | 0.0436 | 0 | 61.1 | 0.0469 | 0 | 1570 | 386000 | 1480 | 390000
NE-HVAC-airAC-SpltPkg-240to759kBtuh-10p8eer | DEER2017 | D17 v2 |  | Any | Hsp | 1975 | CZ07 | cWtd | Cap-Tons | 1340 | 386800 | None | 145 | 0.0452 | 0 | 145 | 0.0452 | 0 | 145 | 0.0452 | 0 | 145 | 0.0452 | 0 | DEER:HVAC_Split-Package_AC | Annual | 1719 | 144.64 | 0.04516 | 0 | 144.64 | 0.04516 | 0 | NE-HVAC-airAC-SpltPkg-240to759kBtuh-10p8eer_MZDEER2017AnyHsp1975CZ07cPVVG | 11582 | NE-HVAC-airAC-SpltPkg-240to759kBtuh-10p8eer_SZDEER2017AnyHsp1975CZ07cDXGF | 11581 |  | 164 | 0.0436 | 0 | 67.2 | 0.0514 | 0 | 164 | 0.0436 | 0 | 67.2 | 0.0514 | 0 | 1360 | 386000 | 1260 | 390000
NE-HVAC-airAC-SpltPkg-240to759kBtuh-10p8eer | DEER2017 | D17 v2 |  | Any | Hsp | 1975 | CZ08 | cWtd | Cap-Tons | 1518 | 386800 | None | 145 | 0.0531 | 0 | 145 | 0.0531 | 0 | 145 | 0.0531 | 0 | 145 | 0.0531 | 0 | DEER:HVAC_Split-Package_AC | Annual | 1719 | 144.76 | 0.05312 | 0 | 144.76 | 0.05312 | 0 | NE-HVAC-airAC-SpltPkg-240to759kBtuh-10p8eer_MZDEER2017AnyHsp1975CZ08cPVVG | 11584 | NE-HVAC-airAC-SpltPkg-240to759kBtuh-10p8eer_SZDEER2017AnyHsp1975CZ08cDXGF | 11583 |  | 160 | 0.0509 | 0 | 83.8 | 0.062 | 0 | 160 | 0.0509 | 0 | 83.8 | 0.062 | 0 | 1550 | 386000 | 1390 | 390000
NE-HVAC-airAC-SpltPkg-240to759kBtuh-10p8eer | DEER2017 | D17 v2 |  | Any | Hsp | 1975 | CZ09 | cWtd | Cap-Tons | 1774 | 386800 | None | 137 | 0.0641 | 0 | 137 | 0.0641 | 0 | 137 | 0.0641 | 0 | 137 | 0.0641 | 0 | DEER:HVAC_Split-Package_AC | Annual | 1719 | 137.32 | 0.06408 | 0 | 137.32 | 0.06408 | 0 | NE-HVAC-airAC-SpltPkg-240to759kBtuh-10p8eer_MZDEER2017AnyHsp1975CZ09cPVVG | 11586 | NE-HVAC-airAC-SpltPkg-240to759kBtuh-10p8eer_SZDEER2017AnyHsp1975CZ09cDXGF | 11585 |  | 152 | 0.062 | 0 | 78.6 | 0.0724 | 0 | 152 | 0.062 | 0 | 78.6 | 0.0724 | 0 | 1800 | 386000 | 1670 | 390000
NE-HVAC-airAC-SpltPkg-240to759kBtuh-10p8eer | DEER2017 | D17 v2 |  | Any | Hsp | 1975 | CZ10 | cWtd | Cap-Tons | 1786 | 386800 | None | 136 | 0.0665 | 0 | 136 | 0.0665 | 0 | 136 | 0.0665 | 0 | 136 | 0.0665 | 0 | DEER:HVAC_Split-Package_AC | Annual | 1719 | 136.08 | 0.06652 | 0 | 136.08 | 0.06652 | 0 | NE-HVAC-airAC-SpltPkg-240to759kBtuh-10p8eer_MZDEER2017AnyHsp1975CZ10cPVVG | 11588 | NE-HVAC-airAC-SpltPkg-240to759kBtuh-10p8eer_SZDEER2017AnyHsp1975CZ10cDXGF | 11587 |  | 149 | 0.064 | 0 | 84.4 | 0.0766 | 0 | 149 | 0.064 | 0 | 84.4 | 0.0766 | 0 | 1810 | 386000 | 1690 | 390000
NE-HVAC-airAC-SpltPkg-240to759kBtuh-10p8eer | DEER2017 | D17 v2 |  | Any | Hsp | 1975 | CZ11 | cWtd | Cap-Tons | 1730 | 386800 | None | 134 | 0.0631 | 0 | 134 | 0.0631 | 0 | 134 | 0.0631 | 0 | 134 | 0.0631 | 0 | DEER:HVAC_Split-Package_AC | Annual | 1719 | 133.52 | 0.0631 | 0 | 133.52 | 0.0631 | 0 | NE-HVAC-airAC-SpltPkg-240to759kBtuh-10p8eer_MZDEER2017AnyHsp1975CZ11cPVVG | 11590 | NE-HVAC-airAC-SpltPkg-240to759kBtuh-10p8eer_SZDEER2017AnyHsp1975CZ11cDXGF | 11589 |  | 143 | 0.062 | 0 | 95.6 | 0.0675 | 0 | 143 | 0.062 | 0 | 95.6 | 0.0675 | 0 | 1750 | 386000 | 1650 | 390000
NE-HVAC-airAC-SpltPkg-240to759kBtuh-10p8eer | DEER2017 | D17 v2 |  | Any | Hsp | 1975 | CZ12 | cWtd | Cap-Tons | 1878 | 386800 | None | 108 | 0.0561 | 0 | 108 | 0.0561 | 0 | 108 | 0.0561 | 0 | 108 | 0.0561 | 0 | DEER:HVAC_Split-Package_AC | Annual | 1719 | 108.3 | 0.05614 | 0 | 108.3 | 0.05614 | 0 | NE-HVAC-airAC-SpltPkg-240to759kBtuh-10p8eer_MZDEER2017AnyHsp1975CZ12cPVVG | 11592 | NE-HVAC-airAC-SpltPkg-240to759kBtuh-10p8eer_SZDEER2017AnyHsp1975CZ12cDXGF | 11591 |  | 119 | 0.055 | 0 | 65.5 | 0.0607 | 0 | 119 | 0.055 | 0 | 65.5 | 0.0607 | 0 | 1900 | 386000 | 1790 | 390000
NE-HVAC-airAC-SpltPkg-240to759kBtuh-10p8eer | DEER2017 | D17 v2 |  | Any | Hsp | 1975 | CZ13 | cWtd | Cap-Tons | 1836 | 386800 | None | 135 | 0.0586 | 0 | 135 | 0.0586 | 0 | 135 | 0.0586 | 0 | 135 | 0.0586 | 0 | DEER:HVAC_Split-Package_AC | Annual | 1719 | 135.44 | 0.05856 | 0 | 135.44 | 0.05856 | 0 | NE-HVAC-airAC-SpltPkg-240to759kBtuh-10p8eer_MZDEER2017AnyHsp1975CZ13cPVVG | 11594 | NE-HVAC-airAC-SpltPkg-240to759kBtuh-10p8eer_SZDEER2017AnyHsp1975CZ13cDXGF | 11593 |  | 145 | 0.057 | 0 | 97.2 | 0.0648 | 0 | 145 | 0.057 | 0 | 97.2 | 0.0648 | 0 | 1860 | 386000 | 1740 | 390000
NE-HVAC-airAC-SpltPkg-240to759kBtuh-10p8eer | DEER2017 | D17 v2 |  | Any | Hsp | 1975 | CZ14 | cWtd | Cap-Tons | 1692 | 386800 | None | 135 | 0.0631 | 0 | 135 | 0.0631 | 0 | 135 | 0.0631 | 0 | 135 | 0.0631 | 0 | DEER:HVAC_Split-Package_AC | Annual | 1719 | 134.6 | 0.06308 | 0 | 134.6 | 0.06308 | 0 | NE-HVAC-airAC-SpltPkg-240to759kBtuh-10p8eer_MZDEER2017AnyHsp1975CZ14cPVVG | 11596 | NE-HVAC-airAC-SpltPkg-240to759kBtuh-10p8eer_SZDEER2017AnyHsp1975CZ14cDXGF | 11595 |  | 143 | 0.0608 | 0 | 101 | 0.0722 | 0 | 143 | 0.0608 | 0 | 101 | 0.0722 | 0 | 1720 | 386000 | 1580 | 390000
NE-HVAC-airAC-SpltPkg-240to759kBtuh-10p8eer | DEER2017 | D17 v2 |  | Any | Hsp | 1975 | CZ15 | cWtd | Cap-Tons | 1964 | 386800 | None | 221 | 0.0655 | 0 | 221 | 0.0655 | 0 | 221 | 0.0655 | 0 | 221 | 0.0655 | 0 | DEER:HVAC_Split-Package_AC | Annual | 1719 | 220.6 | 0.0655 | 0 | 220.6 | 0.0655 | 0 | NE-HVAC-airAC-SpltPkg-240to759kBtuh-10p8eer_MZDEER2017AnyHsp1975CZ15cPVVG | 11598 | NE-HVAC-airAC-SpltPkg-240to759kBtuh-10p8eer_SZDEER2017AnyHsp1975CZ15cDXGF | 11597 |  | 232 | 0.0636 | 0 | 175 | 0.0731 | 0 | 232 | 0.0636 | 0 | 175 | 0.0731 | 0 | 1990 | 386000 | 1860 | 390000
NE-HVAC-airAC-SpltPkg-240to759kBtuh-10p8eer | DEER2017 | D17 v2 |  | Any | Hsp | 1975 | CZ16 | cWtd | Cap-Tons | 1478 | 386800 | None | 69.4 | 0.0415 | 0 | 69.4 | 0.0415 | 0 | 69.4 | 0.0415 | 0 | 69.4 | 0.0415 | 0 | DEER:HVAC_Split-Package_AC | Annual | 1719 | 69.4 | 0.04146 | 0 | 69.4 | 0.04146 | 0 | NE-HVAC-airAC-SpltPkg-240to759kBtuh-10p8eer_MZDEER2017AnyHsp1975CZ16cPVVG | 11600 | NE-HVAC-airAC-SpltPkg-240to759kBtuh-10p8eer_SZDEER2017AnyHsp1975CZ16cDXGF | 11599 |  | 75.9 | 0.0405 | 0 | 43.4 | 0.0453 | 0 | 75.9 | 0.0405 | 0 | 43.4 | 0.0453 | 0 | 1510 | 386000 | 1350 | 390000
NE-HVAC-airAC-SpltPkg-240to759kBtuh-10p8eer | DEER2017 | D17 v2 |  | Any | Hsp | 1985 | CZ01 | cWtd | Cap-Tons | 1278 | 386800 | None | 13.9 | 0.0247 | 0 | 13.9 | 0.0247 | 0 | 13.9 | 0.0247 | 0 | 13.9 | 0.0247 | 0 | DEER:HVAC_Split-Package_AC | Annual | 1719 | 13.938 | 0.02472 | 0 | 13.938 | 0.02472 | 0 | NE-HVAC-airAC-SpltPkg-240to759kBtuh-10p8eer_MZDEER2017AnyHsp1985CZ01cPVVG | 32930 | NE-HVAC-airAC-SpltPkg-240to759kBtuh-10p8eer_SZDEER2017AnyHsp1985CZ01cDXGF | 32929 |  | 16.7 | 0.026 | 0 | 2.89 | 0.0196 | 0 | 16.7 | 0.026 | 0 | 2.89 | 0.0196 | 0 | 1300 | 386000 | 1190 | 390000
NE-HVAC-airAC-SpltPkg-240to759kBtuh-10p8eer | DEER2017 | D17 v2 |  | Any | Hsp | 1985 | CZ02 | cWtd | Cap-Tons | 1686 | 386800 | None | 74.9 | 0.0623 | 0 | 74.9 | 0.0623 | 0 | 74.9 | 0.0623 | 0 | 74.9 | 0.0623 | 0 | DEER:HVAC_Split-Package_AC | Annual | 1719 | 74.94 | 0.06232 | 0 | 74.94 | 0.06232 | 0 | NE-HVAC-airAC-SpltPkg-240to759kBtuh-10p8eer_MZDEER2017AnyHsp1985CZ02cPVVG | 32932 | NE-HVAC-airAC-SpltPkg-240to759kBtuh-10p8eer_SZDEER2017AnyHsp1985CZ02cDXGF | 32931 |  | 82.6 | 0.0632 | 0 | 44.3 | 0.0588 | 0 | 82.6 | 0.0632 | 0 | 44.3 | 0.0588 | 0 | 1700 | 386000 | 1630 | 390000
NE-HVAC-airAC-SpltPkg-240to759kBtuh-10p8eer | DEER2017 | D17 v2 |  | Any | Hsp | 1985 | CZ03 | cWtd | Cap-Tons | 1396 | 386800 | None | 56.7 | 0.0471 | 0 | 56.7 | 0.0471 | 0 | 56.7 | 0.0471 | 0 | 56.7 | 0.0471 | 0 | DEER:HVAC_Split-Package_AC | Annual | 1719 | 56.72 | 0.04708 | 0 | 56.72 | 0.04708 | 0 | NE-HVAC-airAC-SpltPkg-240to759kBtuh-10p8eer_MZDEER2017AnyHsp1985CZ03cPVVG | 32934 | NE-HVAC-airAC-SpltPkg-240to759kBtuh-10p8eer_SZDEER2017AnyHsp1985CZ03cDXGF | 32933 |  | 64.8 | 0.0477 | 0 | 24.4 | 0.0446 | 0 | 64.8 | 0.0477 | 0 | 24.4 | 0.0446 | 0 | 1420 | 386000 | 1300 | 390000
NE-HVAC-airAC-SpltPkg-240to759kBtuh-10p8eer | DEER2017 | D17 v2 |  | Any | Hsp | 1985 | CZ04 | cWtd | Cap-Tons | 1580 | 386800 | None | 93.1 | 0.0575 | 0 | 93.1 | 0.0575 | 0 | 93.1 | 0.0575 | 0 | 93.1 | 0.0575 | 0 | DEER:HVAC_Split-Package_AC | Annual | 1719 | 93.12 | 0.05748 | 0 | 93.12 | 0.05748 | 0 | NE-HVAC-airAC-SpltPkg-240to759kBtuh-10p8eer_MZDEER2017AnyHsp1985CZ04cPVVG | 32936 | NE-HVAC-airAC-SpltPkg-240to759kBtuh-10p8eer_SZDEER2017AnyHsp1985CZ04cDXGF | 32935 |  | 103 | 0.0581 | 0 | 53.6 | 0.055 | 0 | 103 | 0.0581 | 0 | 53.6 | 0.055 | 0 | 1600 | 386000 | 1500 | 390000
NE-HVAC-airAC-SpltPkg-240to759kBtuh-10p8eer | DEER2017 | D17 v2 |  | Any | Hsp | 1985 | CZ05 | cWtd | Cap-Tons | 1338 | 386800 | None | 54.1 | 0.038 | 0 | 54.1 | 0.038 | 0 | 54.1 | 0.038 | 0 | 54.1 | 0.038 | 0 | DEER:HVAC_Split-Package_AC | Annual | 1719 | 54.06 | 0.03802 | 0 | 54.06 | 0.03802 | 0 | NE-HVAC-airAC-SpltPkg-240to759kBtuh-10p8eer_MZDEER2017AnyHsp1985CZ05cPVVG | 32938 | NE-HVAC-airAC-SpltPkg-240to759kBtuh-10p8eer_SZDEER2017AnyHsp1985CZ05cDXGF | 32937 |  | 60.7 | 0.0385 | 0 | 27.5 | 0.0361 | 0 | 60.7 | 0.0385 | 0 | 27.5 | 0.0361 | 0 | 1360 | 386000 | 1250 | 390000
NE-HVAC-airAC-SpltPkg-240to759kBtuh-10p8eer | DEER2017 | D17 v2 |  | Any | Hsp | 1985 | CZ06 | cWtd | Cap-Tons | 1518 | 386800 | None | 118 | 0.0482 | 0 | 118 | 0.0482 | 0 | 118 | 0.0482 | 0 | 118 | 0.0482 | 0 | DEER:HVAC_Split-Package_AC | Annual | 1719 | 117.76 | 0.04824 | 0 | 117.76 | 0.04824 | 0 | NE-HVAC-airAC-SpltPkg-240to759kBtuh-10p8eer_MZDEER2017AnyHsp1985CZ06cPVVG | 32940 | NE-HVAC-airAC-SpltPkg-240to759kBtuh-10p8eer_SZDEER2017AnyHsp1985CZ06cDXGF | 32939 |  | 133 | 0.049 | 0 | 56.8 | 0.0452 | 0 | 133 | 0.049 | 0 | 56.8 | 0.0452 | 0 | 1530 | 386000 | 1470 | 390000
NE-HVAC-airAC-SpltPkg-240to759kBtuh-10p8eer | DEER2017 | D17 v2 |  | Any | Hsp | 1985 | CZ07 | cWtd | Cap-Tons | 1314 | 386800 | None | 126 | 0.0488 | 0 | 126 | 0.0488 | 0 | 126 | 0.0488 | 0 | 126 | 0.0488 | 0 | DEER:HVAC_Split-Package_AC | Annual | 1719 | 126.46 | 0.0488 | 0 | 126.46 | 0.0488 | 0 | NE-HVAC-airAC-SpltPkg-240to759kBtuh-10p8eer_MZDEER2017AnyHsp1985CZ07cPVVG | 32942 | NE-HVAC-airAC-SpltPkg-240to759kBtuh-10p8eer_SZDEER2017AnyHsp1985CZ07cDXGF | 32941 |  | 143 | 0.0488 | 0 | 60.3 | 0.0488 | 0 | 143 | 0.0488 | 0 | 60.3 | 0.0488 | 0 | 1330 | 386000 | 1250 | 390000
NE-HVAC-airAC-SpltPkg-240to759kBtuh-10p8eer | DEER2017 | D17 v2 |  | Any | Hsp | 1985 | CZ08 | cWtd | Cap-Tons | 1486 | 386800 | None | 137 | 0.0589 | 0 | 137 | 0.0589 | 0 | 137 | 0.0589 | 0 | 137 | 0.0589 | 0 | DEER:HVAC_Split-Package_AC | Annual | 1719 | 136.56 | 0.05888 | 0 | 136.56 | 0.05888 | 0 | NE-HVAC-airAC-SpltPkg-240to759kBtuh-10p8eer_MZDEER2017AnyHsp1985CZ08cPVVG | 32944 | NE-HVAC-airAC-SpltPkg-240to759kBtuh-10p8eer_SZDEER2017AnyHsp1985CZ08cDXGF | 32943 |  | 151 | 0.0587 | 0 | 78.8 | 0.0596 | 0 | 151 | 0.0587 | 0 | 78.8 | 0.0596 | 0 | 1510 | 386000 | 1390 | 390000
NE-HVAC-airAC-SpltPkg-240to759kBtuh-10p8eer | DEER2017 | D17 v2 |  | Any | Hsp | 1985 | CZ09 | cWtd | Cap-Tons | 1740 | 386800 | None | 131 | 0.0698 | 0 | 131 | 0.0698 | 0 | 131 | 0.0698 | 0 | 131 | 0.0698 | 0 | DEER:HVAC_Split-Package_AC | Annual | 1719 | 131.12 | 0.06982 | 0 | 131.12 | 0.06982 | 0 | NE-HVAC-airAC-SpltPkg-240to759kBtuh-10p8eer_MZDEER2017AnyHsp1985CZ09cPVVG | 32946 | NE-HVAC-airAC-SpltPkg-240to759kBtuh-10p8eer_SZDEER2017AnyHsp1985CZ09cDXGF | 32945 |  | 145 | 0.0697 | 0 | 75.6 | 0.0703 | 0 | 145 | 0.0697 | 0 | 75.6 | 0.0703 | 0 | 1760 | 386000 | 1660 | 390000
NE-HVAC-airAC-SpltPkg-240to759kBtuh-10p8eer | DEER2017 | D17 v2 |  | Any | Hsp | 1985 | CZ10 | cWtd | Cap-Tons | 1744 | 386800 | None | 134 | 0.0738 | 0 | 134 | 0.0738 | 0 | 134 | 0.0738 | 0 | 134 | 0.0738 | 0 | DEER:HVAC_Split-Package_AC | Annual | 1719 | 133.94 | 0.07384 | 0 | 133.94 | 0.07384 | 0 | NE-HVAC-airAC-SpltPkg-240to759kBtuh-10p8eer_MZDEER2017AnyHsp1985CZ10cPVVG | 32948 | NE-HVAC-airAC-SpltPkg-240to759kBtuh-10p8eer_SZDEER2017AnyHsp1985CZ10cDXGF | 32947 |  | 147 | 0.0738 | 0 | 81.7 | 0.074 | 0 | 147 | 0.0738 | 0 | 81.7 | 0.074 | 0 | 1760 | 386000 | 1680 | 390000
NE-HVAC-airAC-SpltPkg-240to759kBtuh-10p8eer | DEER2017 | D17 v2 |  | Any | Hsp | 1985 | CZ11 | cWtd | Cap-Tons | 1680 | 386800 | None | 135 | 0.0665 | 0 | 135 | 0.0665 | 0 | 135 | 0.0665 | 0 | 135 | 0.0665 | 0 | DEER:HVAC_Split-Package_AC | Annual | 1719 | 134.58 | 0.0665 | 0 | 134.58 | 0.0665 | 0 | NE-HVAC-airAC-SpltPkg-240to759kBtuh-10p8eer_MZDEER2017AnyHsp1985CZ11cPVVG | 32950 | NE-HVAC-airAC-SpltPkg-240to759kBtuh-10p8eer_SZDEER2017AnyHsp1985CZ11cDXGF | 32949 |  | 145 | 0.0669 | 0 | 92.9 | 0.0649 | 0 | 145 | 0.0669 | 0 | 92.9 | 0.0649 | 0 | 1690 | 386000 | 1640 | 390000
NE-HVAC-airAC-SpltPkg-240to759kBtuh-10p8eer | DEER2017 | D17 v2 |  | Any | Hsp | 1985 | CZ12 | cWtd | Cap-Tons | 1836 | 386800 | None | 104 | 0.0626 | 0 | 104 | 0.0626 | 0 | 104 | 0.0626 | 0 | 104 | 0.0626 | 0 | DEER:HVAC_Split-Package_AC | Annual | 1719 | 103.9 | 0.06264 | 0 | 103.9 | 0.06264 | 0 | NE-HVAC-airAC-SpltPkg-240to759kBtuh-10p8eer_MZDEER2017AnyHsp1985CZ12cPVVG | 32952 | NE-HVAC-airAC-SpltPkg-240to759kBtuh-10p8eer_SZDEER2017AnyHsp1985CZ12cDXGF | 32951 |  | 114 | 0.0635 | 0 | 63.5 | 0.0592 | 0 | 114 | 0.0635 | 0 | 63.5 | 0.0592 | 0 | 1850 | 386000 | 1780 | 390000
NE-HVAC-airAC-SpltPkg-240to759kBtuh-10p8eer | DEER2017 | D17 v2 |  | Any | Hsp | 1985 | CZ13 | cWtd | Cap-Tons | 1786 | 386800 | None | 139 | 0.065 | 0 | 139 | 0.065 | 0 | 139 | 0.065 | 0 | 139 | 0.065 | 0 | DEER:HVAC_Split-Package_AC | Annual | 1719 | 138.86 | 0.06496 | 0 | 138.86 | 0.06496 | 0 | NE-HVAC-airAC-SpltPkg-240to759kBtuh-10p8eer_MZDEER2017AnyHsp1985CZ13cPVVG | 32954 | NE-HVAC-airAC-SpltPkg-240to759kBtuh-10p8eer_SZDEER2017AnyHsp1985CZ13cDXGF | 32953 |  | 150 | 0.0654 | 0 | 94.3 | 0.0632 | 0 | 150 | 0.0654 | 0 | 94.3 | 0.0632 | 0 | 1800 | 386000 | 1730 | 390000
NE-HVAC-airAC-SpltPkg-240to759kBtuh-10p8eer | DEER2017 | D17 v2 |  | Any | Hsp | 1985 | CZ14 | cWtd | Cap-Tons | 1632 | 386800 | None | 135 | 0.0683 | 0 | 135 | 0.0683 | 0 | 135 | 0.0683 | 0 | 135 | 0.0683 | 0 | DEER:HVAC_Split-Package_AC | Annual | 1719 | 134.78 | 0.0683 | 0 | 134.78 | 0.0683 | 0 | NE-HVAC-airAC-SpltPkg-240to759kBtuh-10p8eer_MZDEER2017AnyHsp1985CZ14cPVVG | 32956 | NE-HVAC-airAC-SpltPkg-240to759kBtuh-10p8eer_SZDEER2017AnyHsp1985CZ14cDXGF | 32955 |  | 144 | 0.068 | 0 | 97.9 | 0.0695 | 0 | 144 | 0.068 | 0 | 97.9 | 0.0695 | 0 | 1650 | 386000 | 1560 | 390000
NE-HVAC-airAC-SpltPkg-240to759kBtuh-10p8eer | DEER2017 | D17 v2 |  | Any | Hsp | 1985 | CZ15 | cWtd | Cap-Tons | 1876 | 386800 | None | 230 | 0.0721 | 0 | 230 | 0.0721 | 0 | 230 | 0.0721 | 0 | 230 | 0.0721 | 0 | DEER:HVAC_Split-Package_AC | Annual | 1719 | 229.6 | 0.07214 | 0 | 229.6 | 0.07214 | 0 | NE-HVAC-airAC-SpltPkg-240to759kBtuh-10p8eer_MZDEER2017AnyHsp1985CZ15cPVVG | 32958 | NE-HVAC-airAC-SpltPkg-240to759kBtuh-10p8eer_SZDEER2017AnyHsp1985CZ15cDXGF | 32957 |  | 244 | 0.0725 | 0 | 172 | 0.0707 | 0 | 244 | 0.0725 | 0 | 172 | 0.0707 | 0 | 1890 | 386000 | 1820 | 390000
NE-HVAC-airAC-SpltPkg-240to759kBtuh-10p8eer | DEER2017 | D17 v2 |  | Any | Hsp | 1985 | CZ16 | cWtd | Cap-Tons | 1438 | 386800 | None | 65.4 | 0.0443 | 0 | 65.4 | 0.0443 | 0 | 65.4 | 0.0443 | 0 | 65.4 | 0.0443 | 0 | DEER:HVAC_Split-Package_AC | Annual | 1719 | 65.36 | 0.04434 | 0 | 65.36 | 0.04434 | 0 | NE-HVAC-airAC-SpltPkg-240to759kBtuh-10p8eer_MZDEER2017AnyHsp1985CZ16cPVVG | 32960 | NE-HVAC-airAC-SpltPkg-240to759kBtuh-10p8eer_SZDEER2017AnyHsp1985CZ16cDXGF | 32959 |  | 71.6 | 0.0445 | 0 | 40.4 | 0.0437 | 0 | 71.6 | 0.0445 | 0 | 40.4 | 0.0437 | 0 | 1460 | 386000 | 1350 | 390000
NE-HVAC-airAC-SpltPkg-240to759kBtuh-10p8eer | DEER2017 | D17 v2 |  | Any | Hsp | 1996 | CZ01 | cWtd | Cap-Tons | 1258 | 386800 | None | 18.2 | 0.0246 | 0 | 18.2 | 0.0246 | 0 | 18.2 | 0.0246 | 0 | 18.2 | 0.0246 | 0 | DEER:HVAC_Split-Package_AC | Annual | 1719 | 18.238 | 0.02462 | 0 | 18.238 | 0.02462 | 0 | NE-HVAC-airAC-SpltPkg-240to759kBtuh-10p8eer_MZDEER2017AnyHsp1996CZ01cPVVG | 54290 | NE-HVAC-airAC-SpltPkg-240to759kBtuh-10p8eer_SZDEER2017AnyHsp1996CZ01cDXGF | 54289 |  | 22.3 | 0.0267 | 0 | 1.99 | 0.0163 | 0 | 22.3 | 0.0267 | 0 | 1.99 | 0.0163 | 0 | 1280 | 386000 | 1170 | 390000
NE-HVAC-airAC-SpltPkg-240to759kBtuh-10p8eer | DEER2017 | D17 v2 |  | Any | Hsp | 1996 | CZ02 | cWtd | Cap-Tons | 1640 | 386800 | None | 82.7 | 0.0621 | 0 | 82.7 | 0.0621 | 0 | 82.7 | 0.0621 | 0 | 82.7 | 0.0621 | 0 | DEER:HVAC_Split-Package_AC | Annual | 1719 | 82.7 | 0.06208 | 0 | 82.7 | 0.06208 | 0 | NE-HVAC-airAC-SpltPkg-240to759kBtuh-10p8eer_MZDEER2017AnyHsp1996CZ02cPVVG | 54292 | NE-HVAC-airAC-SpltPkg-240to759kBtuh-10p8eer_SZDEER2017AnyHsp1996CZ02cDXGF | 54291 |  | 93 | 0.0639 | 0 | 41.5 | 0.0548 | 0 | 93 | 0.0639 | 0 | 41.5 | 0.0548 | 0 | 1650 | 386000 | 1600 | 390000
NE-HVAC-airAC-SpltPkg-240to759kBtuh-10p8eer | DEER2017 | D17 v2 |  | Any | Hsp | 1996 | CZ03 | cWtd | Cap-Tons | 1368 | 386800 | None | 64.1 | 0.0466 | 0 | 64.1 | 0.0466 | 0 | 64.1 | 0.0466 | 0 | 64.1 | 0.0466 | 0 | DEER:HVAC_Split-Package_AC | Annual | 1719 | 64.1 | 0.04658 | 0 | 64.1 | 0.04658 | 0 | NE-HVAC-airAC-SpltPkg-240to759kBtuh-10p8eer_MZDEER2017AnyHsp1996CZ03cPVVG | 54294 | NE-HVAC-airAC-SpltPkg-240to759kBtuh-10p8eer_SZDEER2017AnyHsp1996CZ03cDXGF | 54293 |  | 74.8 | 0.0478 | 0 | 21.3 | 0.0417 | 0 | 74.8 | 0.0478 | 0 | 21.3 | 0.0417 | 0 | 1390 | 386000 | 1280 | 390000
NE-HVAC-airAC-SpltPkg-240to759kBtuh-10p8eer | DEER2017 | D17 v2 |  | Any | Hsp | 1996 | CZ04 | cWtd | Cap-Tons | 1526 | 386800 | None | 104 | 0.0574 | 0 | 104 | 0.0574 | 0 | 104 | 0.0574 | 0 | 104 | 0.0574 | 0 | DEER:HVAC_Split-Package_AC | Annual | 1719 | 103.66 | 0.05744 | 0 | 103.66 | 0.05744 | 0 | NE-HVAC-airAC-SpltPkg-240to759kBtuh-10p8eer_MZDEER2017AnyHsp1996CZ04cPVVG | 54296 | NE-HVAC-airAC-SpltPkg-240to759kBtuh-10p8eer_SZDEER2017AnyHsp1996CZ04cDXGF | 54295 |  | 117 | 0.0589 | 0 | 50.3 | 0.0516 | 0 | 117 | 0.0589 | 0 | 50.3 | 0.0516 | 0 | 1540 | 386000 | 1470 | 390000
NE-HVAC-airAC-SpltPkg-240to759kBtuh-10p8eer | DEER2017 | D17 v2 |  | Any | Hsp | 1996 | CZ05 | cWtd | Cap-Tons | 1310 | 386800 | None | 61.1 | 0.0377 | 0 | 61.1 | 0.0377 | 0 | 61.1 | 0.0377 | 0 | 61.1 | 0.0377 | 0 | DEER:HVAC_Split-Package_AC | Annual | 1719 | 61.1 | 0.03772 | 0 | 61.1 | 0.03772 | 0 | NE-HVAC-airAC-SpltPkg-240to759kBtuh-10p8eer_MZDEER2017AnyHsp1996CZ05cPVVG | 54298 | NE-HVAC-airAC-SpltPkg-240to759kBtuh-10p8eer_SZDEER2017AnyHsp1996CZ05cDXGF | 54297 |  | 70.4 | 0.0387 | 0 | 23.9 | 0.0338 | 0 | 70.4 | 0.0387 | 0 | 23.9 | 0.0338 | 0 | 1330 | 386000 | 1230 | 390000
NE-HVAC-airAC-SpltPkg-240to759kBtuh-10p8eer | DEER2017 | D17 v2 |  | Any | Hsp | 1996 | CZ06 | cWtd | Cap-Tons | 1484 | 386800 | None | 129 | 0.0484 | 0 | 129 | 0.0484 | 0 | 129 | 0.0484 | 0 | 129 | 0.0484 | 0 | DEER:HVAC_Split-Package_AC | Annual | 1719 | 128.82 | 0.04844 | 0 | 128.82 | 0.04844 | 0 | NE-HVAC-airAC-SpltPkg-240to759kBtuh-10p8eer_MZDEER2017AnyHsp1996CZ06cPVVG | 54300 | NE-HVAC-airAC-SpltPkg-240to759kBtuh-10p8eer_SZDEER2017AnyHsp1996CZ06cDXGF | 54299 |  | 148 | 0.0499 | 0 | 52.1 | 0.0426 | 0 | 148 | 0.0499 | 0 | 52.1 | 0.0426 | 0 | 1490 | 386000 | 1460 | 390000
NE-HVAC-airAC-SpltPkg-240to759kBtuh-10p8eer | DEER2017 | D17 v2 |  | Any | Hsp | 1996 | CZ07 | cWtd | Cap-Tons | 1290 | 386800 | None | 141 | 0.0487 | 0 | 141 | 0.0487 | 0 | 141 | 0.0487 | 0 | 141 | 0.0487 | 0 | DEER:HVAC_Split-Package_AC | Annual | 1719 | 141 | 0.0487 | 0 | 141 | 0.0487 | 0 | NE-HVAC-airAC-SpltPkg-240to759kBtuh-10p8eer_MZDEER2017AnyHsp1996CZ07cPVVG | 54302 | NE-HVAC-airAC-SpltPkg-240to759kBtuh-10p8eer_SZDEER2017AnyHsp1996CZ07cDXGF | 54301 |  | 163 | 0.0495 | 0 | 53 | 0.0455 | 0 | 163 | 0.0495 | 0 | 53 | 0.0455 | 0 | 1300 | 386000 | 1250 | 390000
NE-HVAC-airAC-SpltPkg-240to759kBtuh-10p8eer | DEER2017 | D17 v2 |  | Any | Hsp | 1996 | CZ08 | cWtd | Cap-Tons | 1452 | 386800 | None | 145 | 0.0589 | 0 | 145 | 0.0589 | 0 | 145 | 0.0589 | 0 | 145 | 0.0589 | 0 | DEER:HVAC_Split-Package_AC | Annual | 1719 | 145 | 0.05892 | 0 | 145 | 0.05892 | 0 | NE-HVAC-airAC-SpltPkg-240to759kBtuh-10p8eer_MZDEER2017AnyHsp1996CZ08cPVVG | 54304 | NE-HVAC-airAC-SpltPkg-240to759kBtuh-10p8eer_SZDEER2017AnyHsp1996CZ08cDXGF | 54303 |  | 163 | 0.0596 | 0 | 73 | 0.0562 | 0 | 163 | 0.0596 | 0 | 73 | 0.0562 | 0 | 1470 | 386000 | 1380 | 390000
NE-HVAC-airAC-SpltPkg-240to759kBtuh-10p8eer | DEER2017 | D17 v2 |  | Any | Hsp | 1996 | CZ09 | cWtd | Cap-Tons | 1696 | 386800 | None | 141 | 0.0705 | 0 | 141 | 0.0705 | 0 | 141 | 0.0705 | 0 | 141 | 0.0705 | 0 | DEER:HVAC_Split-Package_AC | Annual | 1719 | 140.74 | 0.07054 | 0 | 140.74 | 0.07054 | 0 | NE-HVAC-airAC-SpltPkg-240to759kBtuh-10p8eer_MZDEER2017AnyHsp1996CZ09cPVVG | 54306 | NE-HVAC-airAC-SpltPkg-240to759kBtuh-10p8eer_SZDEER2017AnyHsp1996CZ09cDXGF | 54305 |  | 158 | 0.0714 | 0 | 71.7 | 0.0671 | 0 | 158 | 0.0714 | 0 | 71.7 | 0.0671 | 0 | 1710 | 386000 | 1640 | 390000
NE-HVAC-airAC-SpltPkg-240to759kBtuh-10p8eer | DEER2017 | D17 v2 |  | Any | Hsp | 1996 | CZ10 | cWtd | Cap-Tons | 1682 | 386800 | None | 143 | 0.0742 | 0 | 143 | 0.0742 | 0 | 143 | 0.0742 | 0 | 143 | 0.0742 | 0 | DEER:HVAC_Split-Package_AC | Annual | 1719 | 142.76 | 0.07422 | 0 | 142.76 | 0.07422 | 0 | NE-HVAC-airAC-SpltPkg-240to759kBtuh-10p8eer_MZDEER2017AnyHsp1996CZ10cPVVG | 54308 | NE-HVAC-airAC-SpltPkg-240to759kBtuh-10p8eer_SZDEER2017AnyHsp1996CZ10cDXGF | 54307 |  | 159 | 0.0752 | 0 | 77.8 | 0.0703 | 0 | 159 | 0.0752 | 0 | 77.8 | 0.0703 | 0 | 1690 | 386000 | 1650 | 390000
NE-HVAC-airAC-SpltPkg-240to759kBtuh-10p8eer | DEER2017 | D17 v2 |  | Any | Hsp | 1996 | CZ11 | cWtd | Cap-Tons | 1606 | 386800 | None | 143 | 0.0666 | 0 | 143 | 0.0666 | 0 | 143 | 0.0666 | 0 | 143 | 0.0666 | 0 | DEER:HVAC_Split-Package_AC | Annual | 1719 | 142.5 | 0.06658 | 0 | 142.5 | 0.06658 | 0 | NE-HVAC-airAC-SpltPkg-240to759kBtuh-10p8eer_MZDEER2017AnyHsp1996CZ11cPVVG | 54310 | NE-HVAC-airAC-SpltPkg-240to759kBtuh-10p8eer_SZDEER2017AnyHsp1996CZ11cDXGF | 54309 |  | 156 | 0.068 | 0 | 88.5 | 0.0609 | 0 | 156 | 0.068 | 0 | 88.5 | 0.0609 | 0 | 1610 | 386000 | 1590 | 390000
NE-HVAC-airAC-SpltPkg-240to759kBtuh-10p8eer | DEER2017 | D17 v2 |  | Any | Hsp | 1996 | CZ12 | cWtd | Cap-Tons | 1766 | 386800 | None | 114 | 0.0627 | 0 | 114 | 0.0627 | 0 | 114 | 0.0627 | 0 | 114 | 0.0627 | 0 | DEER:HVAC_Split-Package_AC | Annual | 1719 | 113.62 | 0.06274 | 0 | 113.62 | 0.06274 | 0 | NE-HVAC-airAC-SpltPkg-240to759kBtuh-10p8eer_MZDEER2017AnyHsp1996CZ12cPVVG | 54312 | NE-HVAC-airAC-SpltPkg-240to759kBtuh-10p8eer_SZDEER2017AnyHsp1996CZ12cDXGF | 54311 |  | 127 | 0.0646 | 0 | 60.1 | 0.0553 | 0 | 127 | 0.0646 | 0 | 60.1 | 0.0553 | 0 | 1770 | 386000 | 1750 | 390000
NE-HVAC-airAC-SpltPkg-240to759kBtuh-10p8eer | DEER2017 | D17 v2 |  | Any | Hsp | 1996 | CZ13 | cWtd | Cap-Tons | 1712 | 386800 | None | 148 | 0.065 | 0 | 148 | 0.065 | 0 | 148 | 0.065 | 0 | 148 | 0.065 | 0 | DEER:HVAC_Split-Package_AC | Annual | 1719 | 147.52 | 0.06496 | 0 | 147.52 | 0.06496 | 0 | NE-HVAC-airAC-SpltPkg-240to759kBtuh-10p8eer_MZDEER2017AnyHsp1996CZ13cPVVG | 54314 | NE-HVAC-airAC-SpltPkg-240to759kBtuh-10p8eer_SZDEER2017AnyHsp1996CZ13cDXGF | 54313 |  | 162 | 0.0666 | 0 | 89.6 | 0.0584 | 0 | 162 | 0.0666 | 0 | 89.6 | 0.0584 | 0 | 1720 | 386000 | 1680 | 390000
NE-HVAC-airAC-SpltPkg-240to759kBtuh-10p8eer | DEER2017 | D17 v2 |  | Any | Hsp | 1996 | CZ14 | cWtd | Cap-Tons | 1570 | 386800 | None | 141 | 0.0679 | 0 | 141 | 0.0679 | 0 | 141 | 0.0679 | 0 | 141 | 0.0679 | 0 | DEER:HVAC_Split-Package_AC | Annual | 1719 | 140.9 | 0.0679 | 0 | 140.9 | 0.0679 | 0 | NE-HVAC-airAC-SpltPkg-240to759kBtuh-10p8eer_MZDEER2017AnyHsp1996CZ14cPVVG | 54316 | NE-HVAC-airAC-SpltPkg-240to759kBtuh-10p8eer_SZDEER2017AnyHsp1996CZ14cDXGF | 54315 |  | 153 | 0.0689 | 0 | 92.5 | 0.0639 | 0 | 153 | 0.0689 | 0 | 92.5 | 0.0639 | 0 | 1580 | 386000 | 1530 | 390000
NE-HVAC-airAC-SpltPkg-240to759kBtuh-10p8eer | DEER2017 | D17 v2 |  | Any | Hsp | 1996 | CZ15 | cWtd | Cap-Tons | 1812 | 386800 | None | 238 | 0.0724 | 0 | 238 | 0.0724 | 0 | 238 | 0.0724 | 0 | 238 | 0.0724 | 0 | DEER:HVAC_Split-Package_AC | Annual | 1719 | 238.4 | 0.07236 | 0 | 238.4 | 0.07236 | 0 | NE-HVAC-airAC-SpltPkg-240to759kBtuh-10p8eer_MZDEER2017AnyHsp1996CZ15cPVVG | 54318 | NE-HVAC-airAC-SpltPkg-240to759kBtuh-10p8eer_SZDEER2017AnyHsp1996CZ15cDXGF | 54317 |  | 257 | 0.0737 | 0 | 164 | 0.067 | 0 | 257 | 0.0737 | 0 | 164 | 0.067 | 0 | 1820 | 386000 | 1780 | 390000
NE-HVAC-airAC-SpltPkg-240to759kBtuh-10p8eer | DEER2017 | D17 v2 |  | Any | Hsp | 1996 | CZ16 | cWtd | Cap-Tons | 1384 | 386800 | None | 67.9 | 0.0435 | 0 | 67.9 | 0.0435 | 0 | 67.9 | 0.0435 | 0 | 67.9 | 0.0435 | 0 | DEER:HVAC_Split-Package_AC | Annual | 1719 | 67.94 | 0.04352 | 0 | 67.94 | 0.04352 | 0 | NE-HVAC-airAC-SpltPkg-240to759kBtuh-10p8eer_MZDEER2017AnyHsp1996CZ16cPVVG | 54320 | NE-HVAC-airAC-SpltPkg-240to759kBtuh-10p8eer_SZDEER2017AnyHsp1996CZ16cDXGF | 54319 |  | 75.7 | 0.0443 | 0 | 36.9 | 0.0404 | 0 | 75.7 | 0.0443 | 0 | 36.9 | 0.0404 | 0 | 1400 | 386000 | 1320 | 390000
NE-HVAC-airAC-SpltPkg-240to759kBtuh-10p8eer | DEER2017 | D17 v2 |  | Any | Hsp | 2003 | CZ01 | cWtd | Cap-Tons | 1258 | 386800 | None | 23.1 | 0.0234 | 0 | 23.1 | 0.0234 | 0 | 23.1 | 0.0234 | 0 | 23.1 | 0.0234 | 0 | DEER:HVAC_Split-Package_AC | Annual | 1719 | 23.068 | 0.02344 | 0 | 23.068 | 0.02344 | 0 | NE-HVAC-airAC-SpltPkg-240to759kBtuh-10p8eer_MZDEER2017AnyHsp2003CZ01cPVVG | 75650 | NE-HVAC-airAC-SpltPkg-240to759kBtuh-10p8eer_SZDEER2017AnyHsp2003CZ01cDXGF | 75649 |  | 28.4 | 0.0255 | 0 | 1.74 | 0.0152 | 0 | 28.4 | 0.0255 | 0 | 1.74 | 0.0152 | 0 | 1280 | 386000 | 1170 | 390000
NE-HVAC-airAC-SpltPkg-240to759kBtuh-10p8eer | DEER2017 | D17 v2 |  | Any | Hsp | 2003 | CZ02 | cWtd | Cap-Tons | 1628 | 386800 | None | 77.5 | 0.0568 | 0 | 77.5 | 0.0568 | 0 | 77.5 | 0.0568 | 0 | 77.5 | 0.0568 | 0 | DEER:HVAC_Split-Package_AC | Annual | 1719 | 77.5 | 0.05682 | 0 | 77.5 | 0.05682 | 0 | NE-HVAC-airAC-SpltPkg-240to759kBtuh-10p8eer_MZDEER2017AnyHsp2003CZ02cPVVG | 75652 | NE-HVAC-airAC-SpltPkg-240to759kBtuh-10p8eer_SZDEER2017AnyHsp2003CZ02cDXGF | 75651 |  | 86.8 | 0.0578 | 0 | 40.3 | 0.0529 | 0 | 86.8 | 0.0578 | 0 | 40.3 | 0.0529 | 0 | 1640 | 386000 | 1580 | 390000
NE-HVAC-airAC-SpltPkg-240to759kBtuh-10p8eer | DEER2017 | D17 v2 |  | Any | Hsp | 2003 | CZ03 | cWtd | Cap-Tons | 1360 | 386800 | None | 66.9 | 0.0422 | 0 | 66.9 | 0.0422 | 0 | 66.9 | 0.0422 | 0 | 66.9 | 0.0422 | 0 | DEER:HVAC_Split-Package_AC | Annual | 1719 | 66.86 | 0.04224 | 0 | 66.86 | 0.04224 | 0 | NE-HVAC-airAC-SpltPkg-240to759kBtuh-10p8eer_MZDEER2017AnyHsp2003CZ03cPVVG | 75654 | NE-HVAC-airAC-SpltPkg-240to759kBtuh-10p8eer_SZDEER2017AnyHsp2003CZ03cDXGF | 75653 |  | 78.5 | 0.0426 | 0 | 20.3 | 0.0408 | 0 | 78.5 | 0.0426 | 0 | 20.3 | 0.0408 | 0 | 1380 | 386000 | 1280 | 390000
NE-HVAC-airAC-SpltPkg-240to759kBtuh-10p8eer | DEER2017 | D17 v2 |  | Any | Hsp | 2003 | CZ04 | cWtd | Cap-Tons | 1526 | 386800 | None | 97.8 | 0.0524 | 0 | 97.8 | 0.0524 | 0 | 97.8 | 0.0524 | 0 | 97.8 | 0.0524 | 0 | DEER:HVAC_Split-Package_AC | Annual | 1719 | 97.8 | 0.05242 | 0 | 97.8 | 0.05242 | 0 | NE-HVAC-airAC-SpltPkg-240to759kBtuh-10p8eer_MZDEER2017AnyHsp2003CZ04cPVVG | 75656 | NE-HVAC-airAC-SpltPkg-240to759kBtuh-10p8eer_SZDEER2017AnyHsp2003CZ04cDXGF | 75655 |  | 110 | 0.053 | 0 | 49 | 0.0501 | 0 | 110 | 0.053 | 0 | 49 | 0.0501 | 0 | 1540 | 386000 | 1470 | 390000
NE-HVAC-airAC-SpltPkg-240to759kBtuh-10p8eer | DEER2017 | D17 v2 |  | Any | Hsp | 2003 | CZ05 | cWtd | Cap-Tons | 1302 | 386800 | None | 61.6 | 0.0342 | 0 | 61.6 | 0.0342 | 0 | 61.6 | 0.0342 | 0 | 61.6 | 0.0342 | 0 | DEER:HVAC_Split-Package_AC | Annual | 1719 | 61.6 | 0.0342 | 0 | 61.6 | 0.0342 | 0 | NE-HVAC-airAC-SpltPkg-240to759kBtuh-10p8eer_MZDEER2017AnyHsp2003CZ05cPVVG | 75658 | NE-HVAC-airAC-SpltPkg-240to759kBtuh-10p8eer_SZDEER2017AnyHsp2003CZ05cDXGF | 75657 |  | 71.3 | 0.0345 | 0 | 22.8 | 0.033 | 0 | 71.3 | 0.0345 | 0 | 22.8 | 0.033 | 0 | 1320 | 386000 | 1230 | 390000
NE-HVAC-airAC-SpltPkg-240to759kBtuh-10p8eer | DEER2017 | D17 v2 |  | Any | Hsp | 2003 | CZ06 | cWtd | Cap-Tons | 1448 | 386800 | None | 126 | 0.0456 | 0 | 126 | 0.0456 | 0 | 126 | 0.0456 | 0 | 126 | 0.0456 | 0 | DEER:HVAC_Split-Package_AC | Annual | 1719 | 125.52 | 0.04556 | 0 | 125.52 | 0.04556 | 0 | NE-HVAC-airAC-SpltPkg-240to759kBtuh-10p8eer_MZDEER2017AnyHsp2003CZ06cPVVG | 75660 | NE-HVAC-airAC-SpltPkg-240to759kBtuh-10p8eer_SZDEER2017AnyHsp2003CZ06cDXGF | 75659 |  | 143 | 0.0458 | 0 | 55.6 | 0.0446 | 0 | 143 | 0.0458 | 0 | 55.6 | 0.0446 | 0 | 1470 | 386000 | 1360 | 390000
NE-HVAC-airAC-SpltPkg-240to759kBtuh-10p8eer | DEER2017 | D17 v2 |  | Any | Hsp | 2003 | CZ07 | cWtd | Cap-Tons | 1288 | 386800 | None | 137 | 0.0455 | 0 | 137 | 0.0455 | 0 | 137 | 0.0455 | 0 | 137 | 0.0455 | 0 | DEER:HVAC_Split-Package_AC | Annual | 1719 | 136.62 | 0.04546 | 0 | 136.62 | 0.04546 | 0 | NE-HVAC-airAC-SpltPkg-240to759kBtuh-10p8eer_MZDEER2017AnyHsp2003CZ07cPVVG | 75662 | NE-HVAC-airAC-SpltPkg-240to759kBtuh-10p8eer_SZDEER2017AnyHsp2003CZ07cDXGF | 75661 |  | 158 | 0.0457 | 0 | 51.1 | 0.0445 | 0 | 158 | 0.0457 | 0 | 51.1 | 0.0445 | 0 | 1300 | 386000 | 1240 | 390000
NE-HVAC-airAC-SpltPkg-240to759kBtuh-10p8eer | DEER2017 | D17 v2 |  | Any | Hsp | 2003 | CZ08 | cWtd | Cap-Tons | 1450 | 386800 | None | 141 | 0.0543 | 0 | 141 | 0.0543 | 0 | 141 | 0.0543 | 0 | 141 | 0.0543 | 0 | DEER:HVAC_Split-Package_AC | Annual | 1719 | 141.48 | 0.0543 | 0 | 141.48 | 0.0543 | 0 | NE-HVAC-airAC-SpltPkg-240to759kBtuh-10p8eer_MZDEER2017AnyHsp2003CZ08cPVVG | 75664 | NE-HVAC-airAC-SpltPkg-240to759kBtuh-10p8eer_SZDEER2017AnyHsp2003CZ08cDXGF | 75663 |  | 159 | 0.0542 | 0 | 71.4 | 0.0547 | 0 | 159 | 0.0542 | 0 | 71.4 | 0.0547 | 0 | 1470 | 386000 | 1370 | 390000
NE-HVAC-airAC-SpltPkg-240to759kBtuh-10p8eer | DEER2017 | D17 v2 |  | Any | Hsp | 2003 | CZ09 | cWtd | Cap-Tons | 1678 | 386800 | None | 136 | 0.0655 | 0 | 136 | 0.0655 | 0 | 136 | 0.0655 | 0 | 136 | 0.0655 | 0 | DEER:HVAC_Split-Package_AC | Annual | 1719 | 135.66 | 0.06548 | 0 | 135.66 | 0.06548 | 0 | NE-HVAC-airAC-SpltPkg-240to759kBtuh-10p8eer_MZDEER2017AnyHsp2003CZ09cPVVG | 75666 | NE-HVAC-airAC-SpltPkg-240to759kBtuh-10p8eer_SZDEER2017AnyHsp2003CZ09cDXGF | 75665 |  | 152 | 0.0656 | 0 | 70.3 | 0.065 | 0 | 152 | 0.0656 | 0 | 70.3 | 0.065 | 0 | 1690 | 386000 | 1630 | 390000
NE-HVAC-airAC-SpltPkg-240to759kBtuh-10p8eer | DEER2017 | D17 v2 |  | Any | Hsp | 2003 | CZ10 | cWtd | Cap-Tons | 1674 | 386800 | None | 136 | 0.0677 | 0 | 136 | 0.0677 | 0 | 136 | 0.0677 | 0 | 136 | 0.0677 | 0 | DEER:HVAC_Split-Package_AC | Annual | 1719 | 135.84 | 0.06768 | 0 | 135.84 | 0.06768 | 0 | NE-HVAC-airAC-SpltPkg-240to759kBtuh-10p8eer_MZDEER2017AnyHsp2003CZ10cPVVG | 75668 | NE-HVAC-airAC-SpltPkg-240to759kBtuh-10p8eer_SZDEER2017AnyHsp2003CZ10cDXGF | 75667 |  | 151 | 0.068 | 0 | 75.2 | 0.0664 | 0 | 151 | 0.068 | 0 | 75.2 | 0.0664 | 0 | 1680 | 386000 | 1650 | 390000
NE-HVAC-airAC-SpltPkg-240to759kBtuh-10p8eer | DEER2017 | D17 v2 |  | Any | Hsp | 2003 | CZ11 | cWtd | Cap-Tons | 1714 | 386800 | None | 130 | 0.059 | 0 | 130 | 0.059 | 0 | 130 | 0.059 | 0 | 130 | 0.059 | 0 | DEER:HVAC_Split-Package_AC | Annual | 1719 | 129.66 | 0.05896 | 0 | 129.66 | 0.05896 | 0 | NE-HVAC-airAC-SpltPkg-240to759kBtuh-10p8eer_MZDEER2017AnyHsp2003CZ11cPVVG | 75670 | NE-HVAC-airAC-SpltPkg-240to759kBtuh-10p8eer_SZDEER2017AnyHsp2003CZ11cDXGF | 75669 |  | 142 | 0.0602 | 0 | 80.3 | 0.054 | 0 | 142 | 0.0602 | 0 | 80.3 | 0.054 | 0 | 1710 | 386000 | 1730 | 390000
NE-HVAC-airAC-SpltPkg-240to759kBtuh-10p8eer | DEER2017 | D17 v2 |  | Any | Hsp | 2003 | CZ12 | cWtd | Cap-Tons | 1764 | 386800 | None | 106 | 0.0577 | 0 | 106 | 0.0577 | 0 | 106 | 0.0577 | 0 | 106 | 0.0577 | 0 | DEER:HVAC_Split-Package_AC | Annual | 1719 | 106.12 | 0.05768 | 0 | 106.12 | 0.05768 | 0 | NE-HVAC-airAC-SpltPkg-240to759kBtuh-10p8eer_MZDEER2017AnyHsp2003CZ12cPVVG | 75672 | NE-HVAC-airAC-SpltPkg-240to759kBtuh-10p8eer_SZDEER2017AnyHsp2003CZ12cDXGF | 75671 |  | 118 | 0.0587 | 0 | 58.6 | 0.0536 | 0 | 118 | 0.0587 | 0 | 58.6 | 0.0536 | 0 | 1770 | 386000 | 1740 | 390000
NE-HVAC-airAC-SpltPkg-240to759kBtuh-10p8eer | DEER2017 | D17 v2 |  | Any | Hsp | 2003 | CZ13 | cWtd | Cap-Tons | 1712 | 386800 | None | 136 | 0.0597 | 0 | 136 | 0.0597 | 0 | 136 | 0.0597 | 0 | 136 | 0.0597 | 0 | DEER:HVAC_Split-Package_AC | Annual | 1719 | 135.86 | 0.05966 | 0 | 135.86 | 0.05966 | 0 | NE-HVAC-airAC-SpltPkg-240to759kBtuh-10p8eer_MZDEER2017AnyHsp2003CZ13cPVVG | 75674 | NE-HVAC-airAC-SpltPkg-240to759kBtuh-10p8eer_SZDEER2017AnyHsp2003CZ13cDXGF | 75673 |  | 148 | 0.0605 | 0 | 87.3 | 0.0563 | 0 | 148 | 0.0605 | 0 | 87.3 | 0.0563 | 0 | 1720 | 386000 | 1680 | 390000
NE-HVAC-airAC-SpltPkg-240to759kBtuh-10p8eer | DEER2017 | D17 v2 |  | Any | Hsp | 2003 | CZ14 | cWtd | Cap-Tons | 1568 | 386800 | None | 132 | 0.0626 | 0 | 132 | 0.0626 | 0 | 132 | 0.0626 | 0 | 132 | 0.0626 | 0 | DEER:HVAC_Split-Package_AC | Annual | 1719 | 132.48 | 0.06262 | 0 | 132.48 | 0.06262 | 0 | NE-HVAC-airAC-SpltPkg-240to759kBtuh-10p8eer_MZDEER2017AnyHsp2003CZ14cPVVG | 75676 | NE-HVAC-airAC-SpltPkg-240to759kBtuh-10p8eer_SZDEER2017AnyHsp2003CZ14cDXGF | 75675 |  | 143 | 0.0629 | 0 | 90.4 | 0.0615 | 0 | 143 | 0.0629 | 0 | 90.4 | 0.0615 | 0 | 1580 | 386000 | 1520 | 390000
NE-HVAC-airAC-SpltPkg-240to759kBtuh-10p8eer | DEER2017 | D17 v2 |  | Any | Hsp | 2003 | CZ15 | cWtd | Cap-Tons | 1804 | 386800 | None | 223 | 0.0666 | 0 | 223 | 0.0666 | 0 | 223 | 0.0666 | 0 | 223 | 0.0666 | 0 | DEER:HVAC_Split-Package_AC | Annual | 1719 | 223.4 | 0.06662 | 0 | 223.4 | 0.06662 | 0 | NE-HVAC-airAC-SpltPkg-240to759kBtuh-10p8eer_MZDEER2017AnyHsp2003CZ15cPVVG | 75678 | NE-HVAC-airAC-SpltPkg-240to759kBtuh-10p8eer_SZDEER2017AnyHsp2003CZ15cDXGF | 75677 |  | 239 | 0.067 | 0 | 161 | 0.0651 | 0 | 239 | 0.067 | 0 | 161 | 0.0651 | 0 | 1810 | 386000 | 1780 | 390000
NE-HVAC-airAC-SpltPkg-240to759kBtuh-10p8eer | DEER2017 | D17 v2 |  | Any | Hsp | 2003 | CZ16 | cWtd | Cap-Tons | 1384 | 386800 | None | 65.6 | 0.04 | 0 | 65.6 | 0.04 | 0 | 65.6 | 0.04 | 0 | 65.6 | 0.04 | 0 | DEER:HVAC_Split-Package_AC | Annual | 1719 | 65.62 | 0.04002 | 0 | 65.62 | 0.04002 | 0 | NE-HVAC-airAC-SpltPkg-240to759kBtuh-10p8eer_MZDEER2017AnyHsp2003CZ16cPVVG | 75680 | NE-HVAC-airAC-SpltPkg-240to759kBtuh-10p8eer_SZDEER2017AnyHsp2003CZ16cDXGF | 75679 |  | 73.1 | 0.0402 | 0 | 35.7 | 0.0393 | 0 | 73.1 | 0.0402 | 0 | 35.7 | 0.0393 | 0 | 1400 | 386000 | 1320 | 390000
NE-HVAC-airAC-SpltPkg-240to759kBtuh-10p8eer | DEER2017 | D17 v2 |  | Any | Hsp | 2007 | CZ01 | cWtd | Cap-Tons | 1250 | 386800 | None | 22.3 | 0.0227 | 0 | 22.3 | 0.0227 | 0 | 22.3 | 0.0227 | 0 | 22.3 | 0.0227 | 0 | DEER:HVAC_Split-Package_AC | Annual | 1719 | 22.282 | 0.0227 | 0 | 22.282 | 0.0227 | 0 | NE-HVAC-airAC-SpltPkg-240to759kBtuh-10p8eer_MZDEER2017AnyHsp2007CZ01cPVVG | 97010 | NE-HVAC-airAC-SpltPkg-240to759kBtuh-10p8eer_SZDEER2017AnyHsp2007CZ01cDXGF | 97009 |  | 27.5 | 0.025 | 0 | 1.41 | 0.0135 | 0 | 27.5 | 0.025 | 0 | 1.41 | 0.0135 | 0 | 1270 | 386000 | 1170 | 390000
NE-HVAC-airAC-SpltPkg-240to759kBtuh-10p8eer | DEER2017 | D17 v2 |  | Any | Hsp | 2007 | CZ02 | cWtd | Cap-Tons | 1628 | 386800 | None | 76.6 | 0.0558 | 0 | 76.6 | 0.0558 | 0 | 76.6 | 0.0558 | 0 | 76.6 | 0.0558 | 0 | DEER:HVAC_Split-Package_AC | Annual | 1719 | 76.56 | 0.05576 | 0 | 76.56 | 0.05576 | 0 | NE-HVAC-airAC-SpltPkg-240to759kBtuh-10p8eer_MZDEER2017AnyHsp2007CZ02cPVVG | 97012 | NE-HVAC-airAC-SpltPkg-240to759kBtuh-10p8eer_SZDEER2017AnyHsp2007CZ02cDXGF | 97011 |  | 86 | 0.0568 | 0 | 38.8 | 0.0516 | 0 | 86 | 0.0568 | 0 | 38.8 | 0.0516 | 0 | 1640 | 386000 | 1580 | 390000
NE-HVAC-airAC-SpltPkg-240to759kBtuh-10p8eer | DEER2017 | D17 v2 |  | Any | Hsp | 2007 | CZ03 | cWtd | Cap-Tons | 1360 | 386800 | None | 65.8 | 0.0414 | 0 | 65.8 | 0.0414 | 0 | 65.8 | 0.0414 | 0 | 65.8 | 0.0414 | 0 | DEER:HVAC_Split-Package_AC | Annual | 1719 | 65.76 | 0.04136 | 0 | 65.76 | 0.04136 | 0 | NE-HVAC-airAC-SpltPkg-240to759kBtuh-10p8eer_MZDEER2017AnyHsp2007CZ03cPVVG | 97014 | NE-HVAC-airAC-SpltPkg-240to759kBtuh-10p8eer_SZDEER2017AnyHsp2007CZ03cDXGF | 97013 |  | 77.5 | 0.0418 | 0 | 18.8 | 0.0396 | 0 | 77.5 | 0.0418 | 0 | 18.8 | 0.0396 | 0 | 1380 | 386000 | 1280 | 390000
NE-HVAC-airAC-SpltPkg-240to759kBtuh-10p8eer | DEER2017 | D17 v2 |  | Any | Hsp | 2007 | CZ04 | cWtd | Cap-Tons | 1526 | 386800 | None | 95.8 | 0.0514 | 0 | 95.8 | 0.0514 | 0 | 95.8 | 0.0514 | 0 | 95.8 | 0.0514 | 0 | DEER:HVAC_Split-Package_AC | Annual | 1719 | 95.8 | 0.05144 | 0 | 95.8 | 0.05144 | 0 | NE-HVAC-airAC-SpltPkg-240to759kBtuh-10p8eer_MZDEER2017AnyHsp2007CZ04cPVVG | 97016 | NE-HVAC-airAC-SpltPkg-240to759kBtuh-10p8eer_SZDEER2017AnyHsp2007CZ04cDXGF | 97015 |  | 108 | 0.0521 | 0 | 47 | 0.0488 | 0 | 108 | 0.0521 | 0 | 47 | 0.0488 | 0 | 1540 | 386000 | 1470 | 390000
NE-HVAC-airAC-SpltPkg-240to759kBtuh-10p8eer | DEER2017 | D17 v2 |  | Any | Hsp | 2007 | CZ05 | cWtd | Cap-Tons | 1302 | 386800 | None | 60.3 | 0.0334 | 0 | 60.3 | 0.0334 | 0 | 60.3 | 0.0334 | 0 | 60.3 | 0.0334 | 0 | DEER:HVAC_Split-Package_AC | Annual | 1719 | 60.26 | 0.03344 | 0 | 60.26 | 0.03344 | 0 | NE-HVAC-airAC-SpltPkg-240to759kBtuh-10p8eer_MZDEER2017AnyHsp2007CZ05cPVVG | 97018 | NE-HVAC-airAC-SpltPkg-240to759kBtuh-10p8eer_SZDEER2017AnyHsp2007CZ05cDXGF | 97017 |  | 70.1 | 0.0338 | 0 | 20.9 | 0.032 | 0 | 70.1 | 0.0338 | 0 | 20.9 | 0.032 | 0 | 1320 | 386000 | 1230 | 390000
NE-HVAC-airAC-SpltPkg-240to759kBtuh-10p8eer | DEER2017 | D17 v2 |  | Any | Hsp | 2007 | CZ06 | cWtd | Cap-Tons | 1448 | 386800 | None | 124 | 0.0446 | 0 | 124 | 0.0446 | 0 | 124 | 0.0446 | 0 | 124 | 0.0446 | 0 | DEER:HVAC_Split-Package_AC | Annual | 1719 | 124.1 | 0.04458 | 0 | 124.1 | 0.04458 | 0 | NE-HVAC-airAC-SpltPkg-240to759kBtuh-10p8eer_MZDEER2017AnyHsp2007CZ06cPVVG | 97020 | NE-HVAC-airAC-SpltPkg-240to759kBtuh-10p8eer_SZDEER2017AnyHsp2007CZ06cDXGF | 97019 |  | 142 | 0.0449 | 0 | 52.5 | 0.0433 | 0 | 142 | 0.0449 | 0 | 52.5 | 0.0433 | 0 | 1470 | 386000 | 1360 | 390000
NE-HVAC-airAC-SpltPkg-240to759kBtuh-10p8eer | DEER2017 | D17 v2 |  | Any | Hsp | 2007 | CZ07 | cWtd | Cap-Tons | 1288 | 386800 | None | 134 | 0.0445 | 0 | 134 | 0.0445 | 0 | 134 | 0.0445 | 0 | 134 | 0.0445 | 0 | DEER:HVAC_Split-Package_AC | Annual | 1719 | 134.24 | 0.04446 | 0 | 134.24 | 0.04446 | 0 | NE-HVAC-airAC-SpltPkg-240to759kBtuh-10p8eer_MZDEER2017AnyHsp2007CZ07cPVVG | 97022 | NE-HVAC-airAC-SpltPkg-240to759kBtuh-10p8eer_SZDEER2017AnyHsp2007CZ07cDXGF | 97021 |  | 156 | 0.0448 | 0 | 47.2 | 0.0431 | 0 | 156 | 0.0448 | 0 | 47.2 | 0.0431 | 0 | 1300 | 386000 | 1240 | 390000
NE-HVAC-airAC-SpltPkg-240to759kBtuh-10p8eer | DEER2017 | D17 v2 |  | Any | Hsp | 2007 | CZ08 | cWtd | Cap-Tons | 1450 | 386800 | None | 139 | 0.0532 | 0 | 139 | 0.0532 | 0 | 139 | 0.0532 | 0 | 139 | 0.0532 | 0 | DEER:HVAC_Split-Package_AC | Annual | 1719 | 139.2 | 0.0532 | 0 | 139.2 | 0.0532 | 0 | NE-HVAC-airAC-SpltPkg-240to759kBtuh-10p8eer_MZDEER2017AnyHsp2007CZ08cPVVG | 97024 | NE-HVAC-airAC-SpltPkg-240to759kBtuh-10p8eer_SZDEER2017AnyHsp2007CZ08cDXGF | 97023 |  | 157 | 0.0532 | 0 | 68 | 0.0532 | 0 | 157 | 0.0532 | 0 | 68 | 0.0532 | 0 | 1470 | 386000 | 1370 | 390000
NE-HVAC-airAC-SpltPkg-240to759kBtuh-10p8eer | DEER2017 | D17 v2 |  | Any | Hsp | 2007 | CZ09 | cWtd | Cap-Tons | 1678 | 386800 | None | 134 | 0.0644 | 0 | 134 | 0.0644 | 0 | 134 | 0.0644 | 0 | 134 | 0.0644 | 0 | DEER:HVAC_Split-Package_AC | Annual | 1719 | 133.56 | 0.06436 | 0 | 133.56 | 0.06436 | 0 | NE-HVAC-airAC-SpltPkg-240to759kBtuh-10p8eer_MZDEER2017AnyHsp2007CZ09cPVVG | 97026 | NE-HVAC-airAC-SpltPkg-240to759kBtuh-10p8eer_SZDEER2017AnyHsp2007CZ09cDXGF | 97025 |  | 150 | 0.0646 | 0 | 67.8 | 0.0634 | 0 | 150 | 0.0646 | 0 | 67.8 | 0.0634 | 0 | 1690 | 386000 | 1630 | 390000
NE-HVAC-airAC-SpltPkg-240to759kBtuh-10p8eer | DEER2017 | D17 v2 |  | Any | Hsp | 2007 | CZ10 | cWtd | Cap-Tons | 1674 | 386800 | None | 134 | 0.0664 | 0 | 134 | 0.0664 | 0 | 134 | 0.0664 | 0 | 134 | 0.0664 | 0 | DEER:HVAC_Split-Package_AC | Annual | 1719 | 133.74 | 0.06636 | 0 | 133.74 | 0.06636 | 0 | NE-HVAC-airAC-SpltPkg-240to759kBtuh-10p8eer_MZDEER2017AnyHsp2007CZ10cPVVG | 97028 | NE-HVAC-airAC-SpltPkg-240to759kBtuh-10p8eer_SZDEER2017AnyHsp2007CZ10cDXGF | 97027 |  | 149 | 0.0669 | 0 | 72.7 | 0.0642 | 0 | 149 | 0.0669 | 0 | 72.7 | 0.0642 | 0 | 1680 | 386000 | 1650 | 390000
NE-HVAC-airAC-SpltPkg-240to759kBtuh-10p8eer | DEER2017 | D17 v2 |  | Any | Hsp | 2007 | CZ11 | cWtd | Cap-Tons | 1714 | 386800 | None | 128 | 0.0579 | 0 | 128 | 0.0579 | 0 | 128 | 0.0579 | 0 | 128 | 0.0579 | 0 | DEER:HVAC_Split-Package_AC | Annual | 1719 | 127.58 | 0.05792 | 0 | 127.58 | 0.05792 | 0 | NE-HVAC-airAC-SpltPkg-240to759kBtuh-10p8eer_MZDEER2017AnyHsp2007CZ11cPVVG | 97030 | NE-HVAC-airAC-SpltPkg-240to759kBtuh-10p8eer_SZDEER2017AnyHsp2007CZ11cDXGF | 97029 |  | 140 | 0.0592 | 0 | 77.9 | 0.0528 | 0 | 140 | 0.0592 | 0 | 77.9 | 0.0528 | 0 | 1710 | 386000 | 1730 | 390000
NE-HVAC-airAC-SpltPkg-240to759kBtuh-10p8eer | DEER2017 | D17 v2 |  | Any | Hsp | 2007 | CZ12 | cWtd | Cap-Tons | 1764 | 386800 | None | 105 | 0.0565 | 0 | 105 | 0.0565 | 0 | 105 | 0.0565 | 0 | 105 | 0.0565 | 0 | DEER:HVAC_Split-Package_AC | Annual | 1719 | 104.96 | 0.05654 | 0 | 104.96 | 0.05654 | 0 | NE-HVAC-airAC-SpltPkg-240to759kBtuh-10p8eer_MZDEER2017AnyHsp2007CZ12cPVVG | 97032 | NE-HVAC-airAC-SpltPkg-240to759kBtuh-10p8eer_SZDEER2017AnyHsp2007CZ12cDXGF | 97031 |  | 117 | 0.0577 | 0 | 56.8 | 0.0519 | 0 | 117 | 0.0577 | 0 | 56.8 | 0.0519 | 0 | 1770 | 386000 | 1740 | 390000
NE-HVAC-airAC-SpltPkg-240to759kBtuh-10p8eer | DEER2017 | D17 v2 |  | Any | Hsp | 2007 | CZ13 | cWtd | Cap-Tons | 1712 | 386800 | None | 135 | 0.0586 | 0 | 135 | 0.0586 | 0 | 135 | 0.0586 | 0 | 135 | 0.0586 | 0 | DEER:HVAC_Split-Package_AC | Annual | 1719 | 134.54 | 0.05858 | 0 | 134.54 | 0.05858 | 0 | NE-HVAC-airAC-SpltPkg-240to759kBtuh-10p8eer_MZDEER2017AnyHsp2007CZ13cPVVG | 97034 | NE-HVAC-airAC-SpltPkg-240to759kBtuh-10p8eer_SZDEER2017AnyHsp2007CZ13cDXGF | 97033 |  | 147 | 0.0595 | 0 | 84.7 | 0.0549 | 0 | 147 | 0.0595 | 0 | 84.7 | 0.0549 | 0 | 1720 | 386000 | 1680 | 390000
NE-HVAC-airAC-SpltPkg-240to759kBtuh-10p8eer | DEER2017 | D17 v2 |  | Any | Hsp | 2007 | CZ14 | cWtd | Cap-Tons | 1568 | 386800 | None | 130 | 0.0614 | 0 | 130 | 0.0614 | 0 | 130 | 0.0614 | 0 | 130 | 0.0614 | 0 | DEER:HVAC_Split-Package_AC | Annual | 1719 | 130.32 | 0.06142 | 0 | 130.32 | 0.06142 | 0 | NE-HVAC-airAC-SpltPkg-240to759kBtuh-10p8eer_MZDEER2017AnyHsp2007CZ14cPVVG | 97036 | NE-HVAC-airAC-SpltPkg-240to759kBtuh-10p8eer_SZDEER2017AnyHsp2007CZ14cDXGF | 97035 |  | 141 | 0.0618 | 0 | 87.6 | 0.0599 | 0 | 141 | 0.0618 | 0 | 87.6 | 0.0599 | 0 | 1580 | 386000 | 1520 | 390000
NE-HVAC-airAC-SpltPkg-240to759kBtuh-10p8eer | DEER2017 | D17 v2 |  | Any | Hsp | 2007 | CZ15 | cWtd | Cap-Tons | 1804 | 386800 | None | 220 | 0.0655 | 0 | 220 | 0.0655 | 0 | 220 | 0.0655 | 0 | 220 | 0.0655 | 0 | DEER:HVAC_Split-Package_AC | Annual | 1719 | 220.2 | 0.06554 | 0 | 220.2 | 0.06554 | 0 | NE-HVAC-airAC-SpltPkg-240to759kBtuh-10p8eer_MZDEER2017AnyHsp2007CZ15cPVVG | 97038 | NE-HVAC-airAC-SpltPkg-240to759kBtuh-10p8eer_SZDEER2017AnyHsp2007CZ15cDXGF | 97037 |  | 236 | 0.066 | 0 | 157 | 0.0637 | 0 | 236 | 0.066 | 0 | 157 | 0.0637 | 0 | 1810 | 386000 | 1780 | 390000
NE-HVAC-airAC-SpltPkg-240to759kBtuh-10p8eer | DEER2017 | D17 v2 |  | Any | Hsp | 2007 | CZ16 | cWtd | Cap-Tons | 1382 | 386800 | None | 64.5 | 0.0389 | 0 | 64.5 | 0.0389 | 0 | 64.5 | 0.0389 | 0 | 64.5 | 0.0389 | 0 | DEER:HVAC_Split-Package_AC | Annual | 1719 | 64.52 | 0.03892 | 0 | 64.52 | 0.03892 | 0 | NE-HVAC-airAC-SpltPkg-240to759kBtuh-10p8eer_MZDEER2017AnyHsp2007CZ16cPVVG | 97040 | NE-HVAC-airAC-SpltPkg-240to759kBtuh-10p8eer_SZDEER2017AnyHsp2007CZ16cDXGF | 97039 |  | 72.2 | 0.0391 | 0 | 33.8 | 0.0382 | 0 | 72.2 | 0.0391 | 0 | 33.8 | 0.0382 | 0 | 1400 | 386000 | 1310 | 390000
NE-HVAC-airAC-SpltPkg-240to759kBtuh-10p8eer | DEER2017 | D17 v2 |  | Any | Hsp | 2011 | CZ01 | cWtd | Cap-Tons | 1248 | 386800 | None | 219 | 0.0383 | -1.44 | 22.2 | 0.0225 | 0 | 219 | 0.0383 | -1.44 | 22.2 | 0.0225 | 0 | DEER:HVAC_Split-Package_AC | Annual | 1719 | 218.52 | 0.03826 | -1.438 | 22.172 | 0.02252 | 0 | NE-HVAC-airAC-SpltPkg-240to759kBtuh-10p8eer_MZDEER2017AnyHsp2011CZ01cPVVG | 118370 | NE-HVAC-airAC-SpltPkg-240to759kBtuh-10p8eer_SZDEER2017AnyHsp2011CZ01cDXGF | 118369 |  | 27.4 | 0.025 | 0 | 983 | 0.0913 | -7.19 | 27.4 | 0.025 | 0 | 1.26 | 0.0126 | 0 | 1270 | 386000 | 1160 | 390000
NE-HVAC-airAC-SpltPkg-240to759kBtuh-10p8eer | DEER2017 | D17 v2 |  | Any | Hsp | 2011 | CZ02 | cWtd | Cap-Tons | 1610 | 386800 | None | 269 | 0.0849 | -1.63 | 76.2 | 0.0553 | 0 | 269 | 0.0849 | -1.63 | 76.2 | 0.0553 | 0 | DEER:HVAC_Split-Package_AC | Annual | 1719 | 268.64 | 0.08492 | -1.63 | 76.22 | 0.05528 | 0 | NE-HVAC-airAC-SpltPkg-240to759kBtuh-10p8eer_MZDEER2017AnyHsp2011CZ02cPVVG | 118372 | NE-HVAC-airAC-SpltPkg-240to759kBtuh-10p8eer_SZDEER2017AnyHsp2011CZ02cDXGF | 118371 |  | 85.8 | 0.0564 | 0 | 1000 | 0.199 | -8.15 | 85.8 | 0.0564 | 0 | 37.9 | 0.0508 | 0 | 1620 | 386000 | 1570 | 390000
NE-HVAC-airAC-SpltPkg-240to759kBtuh-10p8eer | DEER2017 | D17 v2 |  | Any | Hsp | 2011 | CZ03 | cWtd | Cap-Tons | 1350 | 386800 | None | 253 | 0.0691 | -1.38 | 65.5 | 0.0409 | 0 | 253 | 0.0691 | -1.38 | 65.5 | 0.0409 | 0 | DEER:HVAC_Split-Package_AC | Annual | 1719 | 253.12 | 0.06912 | -1.378 | 65.5 | 0.0409 | 0 | NE-HVAC-airAC-SpltPkg-240to759kBtuh-10p8eer_MZDEER2017AnyHsp2011CZ03cPVVG | 118374 | NE-HVAC-airAC-SpltPkg-240to759kBtuh-10p8eer_SZDEER2017AnyHsp2011CZ03cDXGF | 118373 |  | 77.4 | 0.0414 | 0 | 956 | 0.18 | -6.89 | 77.4 | 0.0414 | 0 | 17.9 | 0.0389 | 0 | 1370 | 386000 | 1270 | 390000
NE-HVAC-airAC-SpltPkg-240to759kBtuh-10p8eer | DEER2017 | D17 v2 |  | Any | Hsp | 2011 | CZ04 | cWtd | Cap-Tons | 1508 | 386800 | None | 294 | 0.08 | -1.3 | 95.6 | 0.051 | 0 | 294 | 0.08 | -1.3 | 95.6 | 0.051 | 0 | DEER:HVAC_Split-Package_AC | Annual | 1719 | 294.4 | 0.07996 | -1.296 | 95.58 | 0.05098 | 0 | NE-HVAC-airAC-SpltPkg-240to759kBtuh-10p8eer_MZDEER2017AnyHsp2011CZ04cPVVG | 118376 | NE-HVAC-airAC-SpltPkg-240to759kBtuh-10p8eer_SZDEER2017AnyHsp2011CZ04cDXGF | 118375 |  | 108 | 0.0517 | 0 | 1040 | 0.193 | -6.48 | 108 | 0.0517 | 0 | 45.9 | 0.0481 | 0 | 1520 | 386000 | 1460 | 390000
NE-HVAC-airAC-SpltPkg-240to759kBtuh-10p8eer | DEER2017 | D17 v2 |  | Any | Hsp | 2011 | CZ05 | cWtd | Cap-Tons | 1300 | 386800 | None | 245 | 0.0593 | -1.43 | 60 | 0.0332 | 0 | 245 | 0.0593 | -1.43 | 60 | 0.0332 | 0 | DEER:HVAC_Split-Package_AC | Annual | 1719 | 244.8 | 0.05928 | -1.432 | 59.96 | 0.03316 | 0 | NE-HVAC-airAC-SpltPkg-240to759kBtuh-10p8eer_MZDEER2017AnyHsp2011CZ05cPVVG | 118378 | NE-HVAC-airAC-SpltPkg-240to759kBtuh-10p8eer_SZDEER2017AnyHsp2011CZ05cDXGF | 118377 |  | 70 | 0.0336 | 0 | 944 | 0.162 | -7.16 | 70 | 0.0336 | 0 | 19.8 | 0.0314 | 0 | 1320 | 386000 | 1220 | 390000
NE-HVAC-airAC-SpltPkg-240to759kBtuh-10p8eer | DEER2017 | D17 v2 |  | Any | Hsp | 2011 | CZ06 | cWtd | Cap-Tons | 1440 | 386800 | None | 308 | 0.0719 | -0.948 | 124 | 0.0442 | 0 | 308 | 0.0719 | -0.948 | 124 | 0.0442 | 0 | DEER:HVAC_Split-Package_AC | Annual | 1719 | 307.8 | 0.07188 | -0.948 | 123.76 | 0.04424 | 0 | NE-HVAC-airAC-SpltPkg-240to759kBtuh-10p8eer_MZDEER2017AnyHsp2011CZ06cPVVG | 118380 | NE-HVAC-airAC-SpltPkg-240to759kBtuh-10p8eer_SZDEER2017AnyHsp2011CZ06cDXGF | 118379 |  | 142 | 0.0446 | 0 | 971 | 0.181 | -4.74 | 142 | 0.0446 | 0 | 50.8 | 0.0428 | 0 | 1460 | 386000 | 1360 | 390000
NE-HVAC-airAC-SpltPkg-240to759kBtuh-10p8eer | DEER2017 | D17 v2 |  | Any | Hsp | 2011 | CZ07 | cWtd | Cap-Tons | 1278 | 386800 | None | 305 | 0.0703 | -0.478 | 134 | 0.044 | 0 | 305 | 0.0703 | -0.478 | 134 | 0.044 | 0 | DEER:HVAC_Split-Package_AC | Annual | 1719 | 304.6 | 0.07032 | -0.478 | 133.9 | 0.04402 | 0 | NE-HVAC-airAC-SpltPkg-240to759kBtuh-10p8eer_MZDEER2017AnyHsp2011CZ07cPVVG | 118382 | NE-HVAC-airAC-SpltPkg-240to759kBtuh-10p8eer_SZDEER2017AnyHsp2011CZ07cDXGF | 118381 |  | 156 | 0.0444 | 0 | 899 | 0.174 | -2.39 | 156 | 0.0444 | 0 | 45.5 | 0.0425 | 0 | 1290 | 386000 | 1230 | 390000
NE-HVAC-airAC-SpltPkg-240to759kBtuh-10p8eer | DEER2017 | D17 v2 |  | Any | Hsp | 2011 | CZ08 | cWtd | Cap-Tons | 1440 | 386800 | None | 328 | 0.0804 | -0.818 | 139 | 0.0527 | 0 | 328 | 0.0804 | -0.818 | 139 | 0.0527 | 0 | DEER:HVAC_Split-Package_AC | Annual | 1719 | 327.6 | 0.08044 | -0.818 | 138.86 | 0.05272 | 0 | NE-HVAC-airAC-SpltPkg-240to759kBtuh-10p8eer_MZDEER2017AnyHsp2011CZ08cPVVG | 118384 | NE-HVAC-airAC-SpltPkg-240to759kBtuh-10p8eer_SZDEER2017AnyHsp2011CZ08cDXGF | 118383 |  | 157 | 0.0528 | 0 | 1010 | 0.191 | -4.09 | 157 | 0.0528 | 0 | 66.3 | 0.0524 | 0 | 1460 | 386000 | 1360 | 390000
NE-HVAC-airAC-SpltPkg-240to759kBtuh-10p8eer | DEER2017 | D17 v2 |  | Any | Hsp | 2011 | CZ09 | cWtd | Cap-Tons | 1658 | 386800 | None | 336 | 0.0911 | -0.826 | 133 | 0.0637 | 0 | 336 | 0.0911 | -0.826 | 133 | 0.0637 | 0 | DEER:HVAC_Split-Package_AC | Annual | 1719 | 336 | 0.09108 | -0.826 | 133.28 | 0.06368 | 0 | NE-HVAC-airAC-SpltPkg-240to759kBtuh-10p8eer_MZDEER2017AnyHsp2011CZ09cPVVG | 118386 | NE-HVAC-airAC-SpltPkg-240to759kBtuh-10p8eer_SZDEER2017AnyHsp2011CZ09cDXGF | 118385 |  | 150 | 0.0641 | 0 | 1080 | 0.199 | -4.13 | 150 | 0.0641 | 0 | 66.4 | 0.062 | 0 | 1670 | 386000 | 1610 | 390000
NE-HVAC-airAC-SpltPkg-240to759kBtuh-10p8eer | DEER2017 | D17 v2 |  | Any | Hsp | 2011 | CZ10 | cWtd | Cap-Tons | 1662 | 386800 | None | 339 | 0.0946 | -0.936 | 133 | 0.0659 | 0 | 339 | 0.0946 | -0.936 | 133 | 0.0659 | 0 | DEER:HVAC_Split-Package_AC | Annual | 1719 | 339.2 | 0.0946 | -0.936 | 133.46 | 0.06586 | 0 | NE-HVAC-airAC-SpltPkg-240to759kBtuh-10p8eer_MZDEER2017AnyHsp2011CZ10cPVVG | 118388 | NE-HVAC-airAC-SpltPkg-240to759kBtuh-10p8eer_SZDEER2017AnyHsp2011CZ10cDXGF | 118387 |  | 149 | 0.0665 | 0 | 1100 | 0.207 | -4.68 | 149 | 0.0665 | 0 | 71.3 | 0.0633 | 0 | 1670 | 386000 | 1630 | 390000
NE-HVAC-airAC-SpltPkg-240to759kBtuh-10p8eer | DEER2017 | D17 v2 |  | Any | Hsp | 2011 | CZ11 | cWtd | Cap-Tons | 1578 | 386800 | None | 326 | 0.0885 | -1.22 | 130 | 0.0593 | 0 | 326 | 0.0885 | -1.22 | 130 | 0.0593 | 0 | DEER:HVAC_Split-Package_AC | Annual | 1719 | 325.6 | 0.08852 | -1.216 | 129.78 | 0.05926 | 0 | NE-HVAC-airAC-SpltPkg-240to759kBtuh-10p8eer_MZDEER2017AnyHsp2011CZ11cPVVG | 118390 | NE-HVAC-airAC-SpltPkg-240to759kBtuh-10p8eer_SZDEER2017AnyHsp2011CZ11cDXGF | 118389 |  | 142 | 0.0604 | 0 | 1060 | 0.201 | -6.08 | 142 | 0.0604 | 0 | 80.9 | 0.0547 | 0 | 1580 | 386000 | 1570 | 390000
NE-HVAC-airAC-SpltPkg-240to759kBtuh-10p8eer | DEER2017 | D17 v2 |  | Any | Hsp | 2011 | CZ12 | cWtd | Cap-Tons | 1746 | 386800 | None | 311 | 0.085 | -1.21 | 104 | 0.0559 | 0 | 311 | 0.085 | -1.21 | 104 | 0.0559 | 0 | DEER:HVAC_Split-Package_AC | Annual | 1719 | 310.8 | 0.08496 | -1.214 | 103.88 | 0.05588 | 0 | NE-HVAC-airAC-SpltPkg-240to759kBtuh-10p8eer_MZDEER2017AnyHsp2011CZ12cPVVG | 118392 | NE-HVAC-airAC-SpltPkg-240to759kBtuh-10p8eer_SZDEER2017AnyHsp2011CZ12cDXGF | 118391 |  | 116 | 0.0572 | 0 | 1090 | 0.196 | -6.07 | 116 | 0.0572 | 0 | 55.4 | 0.0506 | 0 | 1750 | 386000 | 1730 | 390000
NE-HVAC-airAC-SpltPkg-240to759kBtuh-10p8eer | DEER2017 | D17 v2 |  | Any | Hsp | 2011 | CZ13 | cWtd | Cap-Tons | 1692 | 386800 | None | 329 | 0.0864 | -1.08 | 133 | 0.0576 | 0 | 329 | 0.0864 | -1.08 | 133 | 0.0576 | 0 | DEER:HVAC_Split-Package_AC | Annual | 1719 | 328.8 | 0.08644 | -1.082 | 133.22 | 0.05764 | 0 | NE-HVAC-airAC-SpltPkg-240to759kBtuh-10p8eer_MZDEER2017AnyHsp2011CZ13cPVVG | 118394 | NE-HVAC-airAC-SpltPkg-240to759kBtuh-10p8eer_SZDEER2017AnyHsp2011CZ13cDXGF | 118393 |  | 146 | 0.0588 | 0 | 1060 | 0.197 | -5.41 | 146 | 0.0588 | 0 | 82.1 | 0.053 | 0 | 1700 | 386000 | 1660 | 390000
NE-HVAC-airAC-SpltPkg-240to759kBtuh-10p8eer | DEER2017 | D17 v2 |  | Any | Hsp | 2011 | CZ14 | cWtd | Cap-Tons | 1550 | 386800 | None | 324 | 0.0883 | -1.33 | 129 | 0.06 | 0 | 324 | 0.0883 | -1.33 | 129 | 0.06 | 0 | DEER:HVAC_Split-Package_AC | Annual | 1719 | 324 | 0.08828 | -1.326 | 128.96 | 0.05996 | 0 | NE-HVAC-airAC-SpltPkg-240to759kBtuh-10p8eer_MZDEER2017AnyHsp2011CZ14cPVVG | 118396 | NE-HVAC-airAC-SpltPkg-240to759kBtuh-10p8eer_SZDEER2017AnyHsp2011CZ14cDXGF | 118395 |  | 140 | 0.0606 | 0 | 1060 | 0.199 | -6.63 | 140 | 0.0606 | 0 | 84.8 | 0.0574 | 0 | 1560 | 386000 | 1510 | 390000
NE-HVAC-airAC-SpltPkg-240to759kBtuh-10p8eer | DEER2017 | D17 v2 |  | Any | Hsp | 2011 | CZ15 | cWtd | Cap-Tons | 1784 | 386800 | None | 423 | 0.093 | -0.378 | 217 | 0.0638 | 0 | 423 | 0.093 | -0.378 | 217 | 0.0638 | 0 | DEER:HVAC_Split-Package_AC | Annual | 1719 | 423.2 | 0.09296 | -0.378 | 217.4 | 0.0638 | 0 | NE-HVAC-airAC-SpltPkg-240to759kBtuh-10p8eer_MZDEER2017AnyHsp2011CZ15cPVVG | 118398 | NE-HVAC-airAC-SpltPkg-240to759kBtuh-10p8eer_SZDEER2017AnyHsp2011CZ15cDXGF | 118397 |  | 234 | 0.0647 | 0 | 1180 | 0.206 | -1.89 | 234 | 0.0647 | 0 | 151 | 0.0602 | 0 | 1790 | 386000 | 1760 | 390000
NE-HVAC-airAC-SpltPkg-240to759kBtuh-10p8eer | DEER2017 | D17 v2 |  | Any | Hsp | 2011 | CZ16 | cWtd | Cap-Tons | 1364 | 386800 | None | 243 | 0.0664 | -1.96 | 63.9 | 0.0377 | 0 | 243 | 0.0664 | -1.96 | 63.9 | 0.0377 | 0 | DEER:HVAC_Split-Package_AC | Annual | 1719 | 242.84 | 0.0664 | -1.964 | 63.94 | 0.03774 | 0 | NE-HVAC-airAC-SpltPkg-240to759kBtuh-10p8eer_MZDEER2017AnyHsp2011CZ16cPVVG | 118400 | NE-HVAC-airAC-SpltPkg-240to759kBtuh-10p8eer_SZDEER2017AnyHsp2011CZ16cDXGF | 118399 |  | 71.8 | 0.038 | 0 | 927 | 0.18 | -9.82 | 71.8 | 0.038 | 0 | 32.5 | 0.0367 | 0 | 1380 | 386000 | 1300 | 390000
NE-HVAC-airAC-SpltPkg-240to759kBtuh-10p8eer | DEER2017 | D17 v2 |  | Any | Hsp | 2014 | CZ01 | cWtd | Cap-Tons | 1248 | 386800 | None | 21.8 | 0.0223 | 0 | 21.8 | 0.0223 | 0 | 21.8 | 0.0223 | 0 | 21.8 | 0.0223 | 0 | DEER:HVAC_Split-Package_AC | Annual | 1719 | 21.834 | 0.02228 | 0 | 21.834 | 0.02228 | 0 | NE-HVAC-airAC-SpltPkg-240to759kBtuh-10p8eer_MZDEER2017AnyHsp2014CZ01cPVVG | 139730 | NE-HVAC-airAC-SpltPkg-240to759kBtuh-10p8eer_SZDEER2017AnyHsp2014CZ01cDXGF | 139729 |  | 27 | 0.0248 | 0 | 1.17 | 0.0122 | 0 | 27 | 0.0248 | 0 | 1.17 | 0.0122 | 0 | 1270 | 386000 | 1160 | 390000
NE-HVAC-airAC-SpltPkg-240to759kBtuh-10p8eer | DEER2017 | D17 v2 |  | Any | Hsp | 2014 | CZ02 | cWtd | Cap-Tons | 1608 | 386800 | None | 75.5 | 0.0549 | 0 | 75.5 | 0.0549 | 0 | 75.5 | 0.0549 | 0 | 75.5 | 0.0549 | 0 | DEER:HVAC_Split-Package_AC | Annual | 1719 | 75.52 | 0.05492 | 0 | 75.52 | 0.05492 | 0 | NE-HVAC-airAC-SpltPkg-240to759kBtuh-10p8eer_MZDEER2017AnyHsp2014CZ02cPVVG | 139732 | NE-HVAC-airAC-SpltPkg-240to759kBtuh-10p8eer_SZDEER2017AnyHsp2014CZ02cDXGF | 139731 |  | 85.1 | 0.0561 | 0 | 37.2 | 0.0502 | 0 | 85.1 | 0.0561 | 0 | 37.2 | 0.0502 | 0 | 1620 | 386000 | 1560 | 390000
NE-HVAC-airAC-SpltPkg-240to759kBtuh-10p8eer | DEER2017 | D17 v2 |  | Any | Hsp | 2014 | CZ03 | cWtd | Cap-Tons | 1350 | 386800 | None | 65 | 0.0403 | 0 | 65 | 0.0403 | 0 | 65 | 0.0403 | 0 | 65 | 0.0403 | 0 | DEER:HVAC_Split-Package_AC | Annual | 1719 | 65.02 | 0.04032 | 0 | 65.02 | 0.04032 | 0 | NE-HVAC-airAC-SpltPkg-240to759kBtuh-10p8eer_MZDEER2017AnyHsp2014CZ03cPVVG | 139734 | NE-HVAC-airAC-SpltPkg-240to759kBtuh-10p8eer_SZDEER2017AnyHsp2014CZ03cDXGF | 139733 |  | 77 | 0.0409 | 0 | 17.1 | 0.038 | 0 | 77 | 0.0409 | 0 | 17.1 | 0.038 | 0 | 1370 | 386000 | 1270 | 390000
NE-HVAC-airAC-SpltPkg-240to759kBtuh-10p8eer | DEER2017 | D17 v2 |  | Any | Hsp | 2014 | CZ04 | cWtd | Cap-Tons | 1508 | 386800 | None | 95.1 | 0.0502 | 0 | 95.1 | 0.0502 | 0 | 95.1 | 0.0502 | 0 | 95.1 | 0.0502 | 0 | DEER:HVAC_Split-Package_AC | Annual | 1719 | 95.06 | 0.05022 | 0 | 95.06 | 0.05022 | 0 | NE-HVAC-airAC-SpltPkg-240to759kBtuh-10p8eer_MZDEER2017AnyHsp2014CZ04cPVVG | 139736 | NE-HVAC-airAC-SpltPkg-240to759kBtuh-10p8eer_SZDEER2017AnyHsp2014CZ04cDXGF | 139735 |  | 108 | 0.0511 | 0 | 43.3 | 0.0467 | 0 | 108 | 0.0511 | 0 | 43.3 | 0.0467 | 0 | 1520 | 386000 | 1460 | 390000
NE-HVAC-airAC-SpltPkg-240to759kBtuh-10p8eer | DEER2017 | D17 v2 |  | Any | Hsp | 2014 | CZ05 | cWtd | Cap-Tons | 1300 | 386800 | None | 59.3 | 0.0326 | 0 | 59.3 | 0.0326 | 0 | 59.3 | 0.0326 | 0 | 59.3 | 0.0326 | 0 | DEER:HVAC_Split-Package_AC | Annual | 1719 | 59.28 | 0.0326 | 0 | 59.28 | 0.0326 | 0 | NE-HVAC-airAC-SpltPkg-240to759kBtuh-10p8eer_MZDEER2017AnyHsp2014CZ05cPVVG | 139738 | NE-HVAC-airAC-SpltPkg-240to759kBtuh-10p8eer_SZDEER2017AnyHsp2014CZ05cDXGF | 139737 |  | 69.4 | 0.0331 | 0 | 18.8 | 0.0306 | 0 | 69.4 | 0.0331 | 0 | 18.8 | 0.0306 | 0 | 1320 | 386000 | 1220 | 390000
NE-HVAC-airAC-SpltPkg-240to759kBtuh-10p8eer | DEER2017 | D17 v2 |  | Any | Hsp | 2014 | CZ06 | cWtd | Cap-Tons | 1440 | 386800 | None | 122 | 0.0434 | 0 | 122 | 0.0434 | 0 | 122 | 0.0434 | 0 | 122 | 0.0434 | 0 | DEER:HVAC_Split-Package_AC | Annual | 1719 | 122.46 | 0.04342 | 0 | 122.46 | 0.04342 | 0 | NE-HVAC-airAC-SpltPkg-240to759kBtuh-10p8eer_MZDEER2017AnyHsp2014CZ06cPVVG | 139740 | NE-HVAC-airAC-SpltPkg-240to759kBtuh-10p8eer_SZDEER2017AnyHsp2014CZ06cDXGF | 139739 |  | 141 | 0.0439 | 0 | 48.3 | 0.0415 | 0 | 141 | 0.0439 | 0 | 48.3 | 0.0415 | 0 | 1460 | 386000 | 1360 | 390000
NE-HVAC-airAC-SpltPkg-240to759kBtuh-10p8eer | DEER2017 | D17 v2 |  | Any | Hsp | 2014 | CZ07 | cWtd | Cap-Tons | 1278 | 386800 | None | 132 | 0.0431 | 0 | 132 | 0.0431 | 0 | 132 | 0.0431 | 0 | 132 | 0.0431 | 0 | DEER:HVAC_Split-Package_AC | Annual | 1719 | 132.06 | 0.04306 | 0 | 132.06 | 0.04306 | 0 | NE-HVAC-airAC-SpltPkg-240to759kBtuh-10p8eer_MZDEER2017AnyHsp2014CZ07cPVVG | 139742 | NE-HVAC-airAC-SpltPkg-240to759kBtuh-10p8eer_SZDEER2017AnyHsp2014CZ07cDXGF | 139741 |  | 154 | 0.0436 | 0 | 44.3 | 0.0409 | 0 | 154 | 0.0436 | 0 | 44.3 | 0.0409 | 0 | 1290 | 386000 | 1230 | 390000
NE-HVAC-airAC-SpltPkg-240to759kBtuh-10p8eer | DEER2017 | D17 v2 |  | Any | Hsp | 2014 | CZ08 | cWtd | Cap-Tons | 1440 | 386800 | None | 137 | 0.0516 | 0 | 137 | 0.0516 | 0 | 137 | 0.0516 | 0 | 137 | 0.0516 | 0 | DEER:HVAC_Split-Package_AC | Annual | 1719 | 137.48 | 0.05156 | 0 | 137.48 | 0.05156 | 0 | NE-HVAC-airAC-SpltPkg-240to759kBtuh-10p8eer_MZDEER2017AnyHsp2014CZ08cPVVG | 139744 | NE-HVAC-airAC-SpltPkg-240to759kBtuh-10p8eer_SZDEER2017AnyHsp2014CZ08cDXGF | 139743 |  | 156 | 0.0519 | 0 | 63.4 | 0.0502 | 0 | 156 | 0.0519 | 0 | 63.4 | 0.0502 | 0 | 1460 | 386000 | 1360 | 390000
NE-HVAC-airAC-SpltPkg-240to759kBtuh-10p8eer | DEER2017 | D17 v2 |  | Any | Hsp | 2014 | CZ09 | cWtd | Cap-Tons | 1658 | 386800 | None | 132 | 0.0624 | 0 | 132 | 0.0624 | 0 | 132 | 0.0624 | 0 | 132 | 0.0624 | 0 | DEER:HVAC_Split-Package_AC | Annual | 1719 | 131.94 | 0.06244 | 0 | 131.94 | 0.06244 | 0 | NE-HVAC-airAC-SpltPkg-240to759kBtuh-10p8eer_MZDEER2017AnyHsp2014CZ09cPVVG | 139746 | NE-HVAC-airAC-SpltPkg-240to759kBtuh-10p8eer_SZDEER2017AnyHsp2014CZ09cDXGF | 139745 |  | 149 | 0.0632 | 0 | 63.7 | 0.0594 | 0 | 149 | 0.0632 | 0 | 63.7 | 0.0594 | 0 | 1670 | 386000 | 1610 | 390000
NE-HVAC-airAC-SpltPkg-240to759kBtuh-10p8eer | DEER2017 | D17 v2 |  | Any | Hsp | 2014 | CZ10 | cWtd | Cap-Tons | 1662 | 386800 | None | 133 | 0.0653 | 0 | 133 | 0.0653 | 0 | 133 | 0.0653 | 0 | 133 | 0.0653 | 0 | DEER:HVAC_Split-Package_AC | Annual | 1719 | 132.96 | 0.0653 | 0 | 132.96 | 0.0653 | 0 | NE-HVAC-airAC-SpltPkg-240to759kBtuh-10p8eer_MZDEER2017AnyHsp2014CZ10cPVVG | 139748 | NE-HVAC-airAC-SpltPkg-240to759kBtuh-10p8eer_SZDEER2017AnyHsp2014CZ10cDXGF | 139747 |  | 149 | 0.0661 | 0 | 68.8 | 0.0621 | 0 | 149 | 0.0661 | 0 | 68.8 | 0.0621 | 0 | 1670 | 386000 | 1630 | 390000
NE-HVAC-airAC-SpltPkg-240to759kBtuh-10p8eer | DEER2017 | D17 v2 |  | Any | Hsp | 2014 | CZ11 | cWtd | Cap-Tons | 1578 | 386800 | None | 129 | 0.0589 | 0 | 129 | 0.0589 | 0 | 129 | 0.0589 | 0 | 129 | 0.0589 | 0 | DEER:HVAC_Split-Package_AC | Annual | 1719 | 128.82 | 0.0589 | 0 | 128.82 | 0.0589 | 0 | NE-HVAC-airAC-SpltPkg-240to759kBtuh-10p8eer_MZDEER2017AnyHsp2014CZ11cPVVG | 139750 | NE-HVAC-airAC-SpltPkg-240to759kBtuh-10p8eer_SZDEER2017AnyHsp2014CZ11cDXGF | 139749 |  | 141 | 0.0601 | 0 | 80.1 | 0.0541 | 0 | 141 | 0.0601 | 0 | 80.1 | 0.0541 | 0 | 1580 | 386000 | 1570 | 390000
NE-HVAC-airAC-SpltPkg-240to759kBtuh-10p8eer | DEER2017 | D17 v2 |  | Any | Hsp | 2014 | CZ12 | cWtd | Cap-Tons | 1746 | 386800 | None | 104 | 0.0555 | 0 | 104 | 0.0555 | 0 | 104 | 0.0555 | 0 | 104 | 0.0555 | 0 | DEER:HVAC_Split-Package_AC | Annual | 1719 | 104.34 | 0.05552 | 0 | 104.34 | 0.05552 | 0 | NE-HVAC-airAC-SpltPkg-240to759kBtuh-10p8eer_MZDEER2017AnyHsp2014CZ12cPVVG | 139752 | NE-HVAC-airAC-SpltPkg-240to759kBtuh-10p8eer_SZDEER2017AnyHsp2014CZ12cDXGF | 139751 |  | 117 | 0.0569 | 0 | 53.7 | 0.05 | 0 | 117 | 0.0569 | 0 | 53.7 | 0.05 | 0 | 1750 | 386000 | 1730 | 390000
NE-HVAC-airAC-SpltPkg-240to759kBtuh-10p8eer | DEER2017 | D17 v2 |  | Any | Hsp | 2014 | CZ13 | cWtd | Cap-Tons | 1692 | 386800 | None | 133 | 0.0573 | 0 | 133 | 0.0573 | 0 | 133 | 0.0573 | 0 | 133 | 0.0573 | 0 | DEER:HVAC_Split-Package_AC | Annual | 1719 | 133.06 | 0.05728 | 0 | 133.06 | 0.05728 | 0 | NE-HVAC-airAC-SpltPkg-240to759kBtuh-10p8eer_MZDEER2017AnyHsp2014CZ13cPVVG | 139754 | NE-HVAC-airAC-SpltPkg-240to759kBtuh-10p8eer_SZDEER2017AnyHsp2014CZ13cDXGF | 139753 |  | 146 | 0.0585 | 0 | 81.3 | 0.0524 | 0 | 146 | 0.0585 | 0 | 81.3 | 0.0524 | 0 | 1700 | 386000 | 1660 | 390000
NE-HVAC-airAC-SpltPkg-240to759kBtuh-10p8eer | DEER2017 | D17 v2 |  | Any | Hsp | 2014 | CZ14 | cWtd | Cap-Tons | 1550 | 386800 | None | 129 | 0.0595 | 0 | 129 | 0.0595 | 0 | 129 | 0.0595 | 0 | 129 | 0.0595 | 0 | DEER:HVAC_Split-Package_AC | Annual | 1719 | 128.78 | 0.05954 | 0 | 128.78 | 0.05954 | 0 | NE-HVAC-airAC-SpltPkg-240to759kBtuh-10p8eer_MZDEER2017AnyHsp2014CZ14cPVVG | 139756 | NE-HVAC-airAC-SpltPkg-240to759kBtuh-10p8eer_SZDEER2017AnyHsp2014CZ14cDXGF | 139755 |  | 140 | 0.0603 | 0 | 83.9 | 0.0565 | 0 | 140 | 0.0603 | 0 | 83.9 | 0.0565 | 0 | 1560 | 386000 | 1510 | 390000
NE-HVAC-airAC-SpltPkg-240to759kBtuh-10p8eer | DEER2017 | D17 v2 |  | Any | Hsp | 2014 | CZ15 | cWtd | Cap-Tons | 1784 | 386800 | None | 217 | 0.0634 | 0 | 217 | 0.0634 | 0 | 217 | 0.0634 | 0 | 217 | 0.0634 | 0 | DEER:HVAC_Split-Package_AC | Annual | 1719 | 217.2 | 0.06336 | 0 | 217.2 | 0.06336 | 0 | NE-HVAC-airAC-SpltPkg-240to759kBtuh-10p8eer_MZDEER2017AnyHsp2014CZ15cPVVG | 139758 | NE-HVAC-airAC-SpltPkg-240to759kBtuh-10p8eer_SZDEER2017AnyHsp2014CZ15cDXGF | 139757 |  | 234 | 0.0644 | 0 | 150 | 0.0592 | 0 | 234 | 0.0644 | 0 | 150 | 0.0592 | 0 | 1790 | 386000 | 1760 | 390000
NE-HVAC-airAC-SpltPkg-240to759kBtuh-10p8eer | DEER2017 | D17 v2 |  | Any | Hsp | 2014 | CZ16 | cWtd | Cap-Tons | 1364 | 386800 | None | 63.5 | 0.0373 | 0 | 63.5 | 0.0373 | 0 | 63.5 | 0.0373 | 0 | 63.5 | 0.0373 | 0 | DEER:HVAC_Split-Package_AC | Annual | 1719 | 63.46 | 0.0373 | 0 | 63.46 | 0.0373 | 0 | NE-HVAC-airAC-SpltPkg-240to759kBtuh-10p8eer_MZDEER2017AnyHsp2014CZ16cPVVG | 139760 | NE-HVAC-airAC-SpltPkg-240to759kBtuh-10p8eer_SZDEER2017AnyHsp2014CZ16cDXGF | 139759 |  | 71.4 | 0.0376 | 0 | 31.7 | 0.0361 | 0 | 71.4 | 0.0376 | 0 | 31.7 | 0.0361 | 0 | 1380 | 386000 | 1300 | 390000
NE-HVAC-airAC-SpltPkg-240to759kBtuh-10p8eer | DEER2017 | D17 v2 |  | Any | Hsp | New | CZ01 | cWtd | Cap-Tons | 1248 | 386800 | None | 21.8 | 0.0223 | 0 | 21.8 | 0.0223 | 0 | 21.8 | 0.0223 | 0 | 21.8 | 0.0223 | 0 | DEER:HVAC_Split-Package_AC | Annual | 1719 | 21.834 | 0.02228 | 0 | 21.834 | 0.02228 | 0 | NE-HVAC-airAC-SpltPkg-240to759kBtuh-10p8eer_MZDEER2017AnyHspNewCZ01cPVVG | 164082 | NE-HVAC-airAC-SpltPkg-240to759kBtuh-10p8eer_SZDEER2017AnyHspNewCZ01cDXGF | 164081 |  | 27 | 0.0248 | 0 | 1.17 | 0.0122 | 0 | 27 | 0.0248 | 0 | 1.17 | 0.0122 | 0 | 1270 | 386000 | 1160 | 390000
NE-HVAC-airAC-SpltPkg-240to759kBtuh-10p8eer | DEER2017 | D17 v2 |  | Any | Hsp | New | CZ02 | cWtd | Cap-Tons | 1608 | 386800 | None | 75.5 | 0.0549 | 0 | 75.5 | 0.0549 | 0 | 75.5 | 0.0549 | 0 | 75.5 | 0.0549 | 0 | DEER:HVAC_Split-Package_AC | Annual | 1719 | 75.52 | 0.05492 | 0 | 75.52 | 0.05492 | 0 | NE-HVAC-airAC-SpltPkg-240to759kBtuh-10p8eer_MZDEER2017AnyHspNewCZ02cPVVG | 164084 | NE-HVAC-airAC-SpltPkg-240to759kBtuh-10p8eer_SZDEER2017AnyHspNewCZ02cDXGF | 164083 |  | 85.1 | 0.0561 | 0 | 37.2 | 0.0502 | 0 | 85.1 | 0.0561 | 0 | 37.2 | 0.0502 | 0 | 1620 | 386000 | 1560 | 390000
NE-HVAC-airAC-SpltPkg-240to759kBtuh-10p8eer | DEER2017 | D17 v2 |  | Any | Hsp | New | CZ03 | cWtd | Cap-Tons | 1350 | 386800 | None | 65 | 0.0403 | 0 | 65 | 0.0403 | 0 | 65 | 0.0403 | 0 | 65 | 0.0403 | 0 | DEER:HVAC_Split-Package_AC | Annual | 1719 | 65.02 | 0.04032 | 0 | 65.02 | 0.04032 | 0 | NE-HVAC-airAC-SpltPkg-240to759kBtuh-10p8eer_MZDEER2017AnyHspNewCZ03cPVVG | 164086 | NE-HVAC-airAC-SpltPkg-240to759kBtuh-10p8eer_SZDEER2017AnyHspNewCZ03cDXGF | 164085 |  | 77 | 0.0409 | 0 | 17.1 | 0.038 | 0 | 77 | 0.0409 | 0 | 17.1 | 0.038 | 0 | 1370 | 386000 | 1270 | 390000
NE-HVAC-airAC-SpltPkg-240to759kBtuh-10p8eer | DEER2017 | D17 v2 |  | Any | Hsp | New | CZ04 | cWtd | Cap-Tons | 1508 | 386800 | None | 95.1 | 0.0502 | 0 | 95.1 | 0.0502 | 0 | 95.1 | 0.0502 | 0 | 95.1 | 0.0502 | 0 | DEER:HVAC_Split-Package_AC | Annual | 1719 | 95.06 | 0.05022 | 0 | 95.06 | 0.05022 | 0 | NE-HVAC-airAC-SpltPkg-240to759kBtuh-10p8eer_MZDEER2017AnyHspNewCZ04cPVVG | 164088 | NE-HVAC-airAC-SpltPkg-240to759kBtuh-10p8eer_SZDEER2017AnyHspNewCZ04cDXGF | 164087 |  | 108 | 0.0511 | 0 | 43.3 | 0.0467 | 0 | 108 | 0.0511 | 0 | 43.3 | 0.0467 | 0 | 1520 | 386000 | 1460 | 390000
NE-HVAC-airAC-SpltPkg-240to759kBtuh-10p8eer | DEER2017 | D17 v2 |  | Any | Hsp | New | CZ05 | cWtd | Cap-Tons | 1300 | 386800 | None | 59.3 | 0.0326 | 0 | 59.3 | 0.0326 | 0 | 59.3 | 0.0326 | 0 | 59.3 | 0.0326 | 0 | DEER:HVAC_Split-Package_AC | Annual | 1719 | 59.28 | 0.0326 | 0 | 59.28 | 0.0326 | 0 | NE-HVAC-airAC-SpltPkg-240to759kBtuh-10p8eer_MZDEER2017AnyHspNewCZ05cPVVG | 164090 | NE-HVAC-airAC-SpltPkg-240to759kBtuh-10p8eer_SZDEER2017AnyHspNewCZ05cDXGF | 164089 |  | 69.4 | 0.0331 | 0 | 18.8 | 0.0306 | 0 | 69.4 | 0.0331 | 0 | 18.8 | 0.0306 | 0 | 1320 | 386000 | 1220 | 390000
NE-HVAC-airAC-SpltPkg-240to759kBtuh-10p8eer | DEER2017 | D17 v2 |  | Any | Hsp | New | CZ06 | cWtd | Cap-Tons | 1440 | 386800 | None | 122 | 0.0434 | 0 | 122 | 0.0434 | 0 | 122 | 0.0434 | 0 | 122 | 0.0434 | 0 | DEER:HVAC_Split-Package_AC | Annual | 1719 | 122.46 | 0.04342 | 0 | 122.46 | 0.04342 | 0 | NE-HVAC-airAC-SpltPkg-240to759kBtuh-10p8eer_MZDEER2017AnyHspNewCZ06cPVVG | 164092 | NE-HVAC-airAC-SpltPkg-240to759kBtuh-10p8eer_SZDEER2017AnyHspNewCZ06cDXGF | 164091 |  | 141 | 0.0439 | 0 | 48.3 | 0.0415 | 0 | 141 | 0.0439 | 0 | 48.3 | 0.0415 | 0 | 1460 | 386000 | 1360 | 390000
NE-HVAC-airAC-SpltPkg-240to759kBtuh-10p8eer | DEER2017 | D17 v2 |  | Any | Hsp | New | CZ07 | cWtd | Cap-Tons | 1278 | 386800 | None | 132 | 0.0431 | 0 | 132 | 0.0431 | 0 | 132 | 0.0431 | 0 | 132 | 0.0431 | 0 | DEER:HVAC_Split-Package_AC | Annual | 1719 | 132.06 | 0.04306 | 0 | 132.06 | 0.04306 | 0 | NE-HVAC-airAC-SpltPkg-240to759kBtuh-10p8eer_MZDEER2017AnyHspNewCZ07cPVVG | 164094 | NE-HVAC-airAC-SpltPkg-240to759kBtuh-10p8eer_SZDEER2017AnyHspNewCZ07cDXGF | 164093 |  | 154 | 0.0436 | 0 | 44.3 | 0.0409 | 0 | 154 | 0.0436 | 0 | 44.3 | 0.0409 | 0 | 1290 | 386000 | 1230 | 390000
NE-HVAC-airAC-SpltPkg-240to759kBtuh-10p8eer | DEER2017 | D17 v2 |  | Any | Hsp | New | CZ08 | cWtd | Cap-Tons | 1440 | 386800 | None | 137 | 0.0516 | 0 | 137 | 0.0516 | 0 | 137 | 0.0516 | 0 | 137 | 0.0516 | 0 | DEER:HVAC_Split-Package_AC | Annual | 1719 | 137.48 | 0.05156 | 0 | 137.48 | 0.05156 | 0 | NE-HVAC-airAC-SpltPkg-240to759kBtuh-10p8eer_MZDEER2017AnyHspNewCZ08cPVVG | 164096 | NE-HVAC-airAC-SpltPkg-240to759kBtuh-10p8eer_SZDEER2017AnyHspNewCZ08cDXGF | 164095 |  | 156 | 0.0519 | 0 | 63.4 | 0.0502 | 0 | 156 | 0.0519 | 0 | 63.4 | 0.0502 | 0 | 1460 | 386000 | 1360 | 390000
NE-HVAC-airAC-SpltPkg-240to759kBtuh-10p8eer | DEER2017 | D17 v2 |  | Any | Hsp | New | CZ09 | cWtd | Cap-Tons | 1658 | 386800 | None | 132 | 0.0624 | 0 | 132 | 0.0624 | 0 | 132 | 0.0624 | 0 | 132 | 0.0624 | 0 | DEER:HVAC_Split-Package_AC | Annual | 1719 | 131.94 | 0.06244 | 0 | 131.94 | 0.06244 | 0 | NE-HVAC-airAC-SpltPkg-240to759kBtuh-10p8eer_MZDEER2017AnyHspNewCZ09cPVVG | 164098 | NE-HVAC-airAC-SpltPkg-240to759kBtuh-10p8eer_SZDEER2017AnyHspNewCZ09cDXGF | 164097 |  | 149 | 0.0632 | 0 | 63.7 | 0.0594 | 0 | 149 | 0.0632 | 0 | 63.7 | 0.0594 | 0 | 1670 | 386000 | 1610 | 390000
NE-HVAC-airAC-SpltPkg-240to759kBtuh-10p8eer | DEER2017 | D17 v2 |  | Any | Hsp | New | CZ10 | cWtd | Cap-Tons | 1662 | 386800 | None | 133 | 0.0653 | 0 | 133 | 0.0653 | 0 | 133 | 0.0653 | 0 | 133 | 0.0653 | 0 | DEER:HVAC_Split-Package_AC | Annual | 1719 | 132.96 | 0.0653 | 0 | 132.96 | 0.0653 | 0 | NE-HVAC-airAC-SpltPkg-240to759kBtuh-10p8eer_MZDEER2017AnyHspNewCZ10cPVVG | 164100 | NE-HVAC-airAC-SpltPkg-240to759kBtuh-10p8eer_SZDEER2017AnyHspNewCZ10cDXGF | 164099 |  | 149 | 0.0661 | 0 | 68.8 | 0.0621 | 0 | 149 | 0.0661 | 0 | 68.8 | 0.0621 | 0 | 1670 | 386000 | 1630 | 390000
NE-HVAC-airAC-SpltPkg-240to759kBtuh-10p8eer | DEER2017 | D17 v2 |  | Any | Hsp | New | CZ11 | cWtd | Cap-Tons | 1578 | 386800 | None | 129 | 0.0589 | 0 | 129 | 0.0589 | 0 | 129 | 0.0589 | 0 | 129 | 0.0589 | 0 | DEER:HVAC_Split-Package_AC | Annual | 1719 | 128.82 | 0.0589 | 0 | 128.82 | 0.0589 | 0 | NE-HVAC-airAC-SpltPkg-240to759kBtuh-10p8eer_MZDEER2017AnyHspNewCZ11cPVVG | 164102 | NE-HVAC-airAC-SpltPkg-240to759kBtuh-10p8eer_SZDEER2017AnyHspNewCZ11cDXGF | 164101 |  | 141 | 0.0601 | 0 | 80.1 | 0.0541 | 0 | 141 | 0.0601 | 0 | 80.1 | 0.0541 | 0 | 1580 | 386000 | 1570 | 390000
NE-HVAC-airAC-SpltPkg-240to759kBtuh-10p8eer | DEER2017 | D17 v2 |  | Any | Hsp | New | CZ12 | cWtd | Cap-Tons | 1746 | 386800 | None | 104 | 0.0555 | 0 | 104 | 0.0555 | 0 | 104 | 0.0555 | 0 | 104 | 0.0555 | 0 | DEER:HVAC_Split-Package_AC | Annual | 1719 | 104.34 | 0.05552 | 0 | 104.34 | 0.05552 | 0 | NE-HVAC-airAC-SpltPkg-240to759kBtuh-10p8eer_MZDEER2017AnyHspNewCZ12cPVVG | 164104 | NE-HVAC-airAC-SpltPkg-240to759kBtuh-10p8eer_SZDEER2017AnyHspNewCZ12cDXGF | 164103 |  | 117 | 0.0569 | 0 | 53.7 | 0.05 | 0 | 117 | 0.0569 | 0 | 53.7 | 0.05 | 0 | 1750 | 386000 | 1730 | 390000
NE-HVAC-airAC-SpltPkg-240to759kBtuh-10p8eer | DEER2017 | D17 v2 |  | Any | Hsp | New | CZ13 | cWtd | Cap-Tons | 1692 | 386800 | None | 133 | 0.0573 | 0 | 133 | 0.0573 | 0 | 133 | 0.0573 | 0 | 133 | 0.0573 | 0 | DEER:HVAC_Split-Package_AC | Annual | 1719 | 133.06 | 0.05728 | 0 | 133.06 | 0.05728 | 0 | NE-HVAC-airAC-SpltPkg-240to759kBtuh-10p8eer_MZDEER2017AnyHspNewCZ13cPVVG | 164106 | NE-HVAC-airAC-SpltPkg-240to759kBtuh-10p8eer_SZDEER2017AnyHspNewCZ13cDXGF | 164105 |  | 146 | 0.0585 | 0 | 81.3 | 0.0524 | 0 | 146 | 0.0585 | 0 | 81.3 | 0.0524 | 0 | 1700 | 386000 | 1660 | 390000
NE-HVAC-airAC-SpltPkg-240to759kBtuh-10p8eer | DEER2017 | D17 v2 |  | Any | Hsp | New | CZ14 | cWtd | Cap-Tons | 1550 | 386800 | None | 129 | 0.0595 | 0 | 129 | 0.0595 | 0 | 129 | 0.0595 | 0 | 129 | 0.0595 | 0 | DEER:HVAC_Split-Package_AC | Annual | 1719 | 128.78 | 0.05954 | 0 | 128.78 | 0.05954 | 0 | NE-HVAC-airAC-SpltPkg-240to759kBtuh-10p8eer_MZDEER2017AnyHspNewCZ14cPVVG | 164108 | NE-HVAC-airAC-SpltPkg-240to759kBtuh-10p8eer_SZDEER2017AnyHspNewCZ14cDXGF | 164107 |  | 140 | 0.0603 | 0 | 83.9 | 0.0565 | 0 | 140 | 0.0603 | 0 | 83.9 | 0.0565 | 0 | 1560 | 386000 | 1510 | 390000
NE-HVAC-airAC-SpltPkg-240to759kBtuh-10p8eer | DEER2017 | D17 v2 |  | Any | Hsp | New | CZ15 | cWtd | Cap-Tons | 1784 | 386800 | None | 217 | 0.0634 | 0 | 217 | 0.0634 | 0 | 217 | 0.0634 | 0 | 217 | 0.0634 | 0 | DEER:HVAC_Split-Package_AC | Annual | 1719 | 217.2 | 0.06336 | 0 | 217.2 | 0.06336 | 0 | NE-HVAC-airAC-SpltPkg-240to759kBtuh-10p8eer_MZDEER2017AnyHspNewCZ15cPVVG | 164110 | NE-HVAC-airAC-SpltPkg-240to759kBtuh-10p8eer_SZDEER2017AnyHspNewCZ15cDXGF | 164109 |  | 234 | 0.0644 | 0 | 150 | 0.0592 | 0 | 234 | 0.0644 | 0 | 150 | 0.0592 | 0 | 1790 | 386000 | 1760 | 390000
NE-HVAC-airAC-SpltPkg-240to759kBtuh-10p8eer | DEER2017 | D17 v2 |  | Any | Hsp | New | CZ16 | cWtd | Cap-Tons | 1364 | 386800 | None | 63.5 | 0.0373 | 0 | 63.5 | 0.0373 | 0 | 63.5 | 0.0373 | 0 | 63.5 | 0.0373 | 0 | DEER:HVAC_Split-Package_AC | Annual | 1719 | 63.46 | 0.0373 | 0 | 63.46 | 0.0373 | 0 | NE-HVAC-airAC-SpltPkg-240to759kBtuh-10p8eer_MZDEER2017AnyHspNewCZ16cPVVG | 164112 | NE-HVAC-airAC-SpltPkg-240to759kBtuh-10p8eer_SZDEER2017AnyHspNewCZ16cDXGF | 164111 |  | 71.4 | 0.0376 | 0 | 31.7 | 0.0361 | 0 | 71.4 | 0.0376 | 0 | 31.7 | 0.0361 | 0 | 1380 | 386000 | 1300 | 390000
NE-HVAC-airAC-SpltPkg-240to759kBtuh-10p8eer | DEER2017 | D17 v2 |  | Any | Htl | 1975 | CZ01 | cWtd | Cap-Tons | 134.4 | 45380 | None | 21.4 | 0.0267 | 0 | 21.4 | 0.0267 | 0 | 21.4 | 0.0267 | 0 | 21.4 | 0.0267 | 0 | DEER:HVAC_Split-Package_AC | Annual | 1719 | 21.36 | 0.02666 | 0 | 21.36 | 0.02666 | 0 | NE-HVAC-airAC-SpltPkg-240to759kBtuh-10p8eer_MZDEER2017AnyHtl1975CZ01cPVVG | 11602 | NE-HVAC-airAC-SpltPkg-240to759kBtuh-10p8eer_SZDEER2017AnyHtl1975CZ01cDXGF | 11601 |  | 23.9 | 0.0241 | 0 | 11.2 | 0.0369 | 0 | 23.9 | 0.0241 | 0 | 11.2 | 0.0369 | 0 | 133 | 37000 | 140 | 78900
NE-HVAC-airAC-SpltPkg-240to759kBtuh-10p8eer | DEER2017 | D17 v2 |  | Any | Htl | 1975 | CZ02 | cWtd | Cap-Tons | 183.2 | 45380 | None | 75.6 | 0.0668 | 0 | 75.6 | 0.0668 | 0 | 75.6 | 0.0668 | 0 | 75.6 | 0.0668 | 0 | DEER:HVAC_Split-Package_AC | Annual | 1719 | 75.64 | 0.06684 | 0 | 75.64 | 0.06684 | 0 | NE-HVAC-airAC-SpltPkg-240to759kBtuh-10p8eer_MZDEER2017AnyHtl1975CZ02cPVVG | 11604 | NE-HVAC-airAC-SpltPkg-240to759kBtuh-10p8eer_SZDEER2017AnyHtl1975CZ02cDXGF | 11603 |  | 76.3 | 0.0591 | 0 | 73 | 0.0978 | 0 | 76.3 | 0.0591 | 0 | 73 | 0.0978 | 0 | 181 | 37000 | 192 | 78900
NE-HVAC-airAC-SpltPkg-240to759kBtuh-10p8eer | DEER2017 | D17 v2 |  | Any | Htl | 1975 | CZ03 | cWtd | Cap-Tons | 164.6 | 45380 | None | 62.6 | 0.0458 | 0 | 62.6 | 0.0458 | 0 | 62.6 | 0.0458 | 0 | 62.6 | 0.0458 | 0 | DEER:HVAC_Split-Package_AC | Annual | 1719 | 62.64 | 0.04576 | 0 | 62.64 | 0.04576 | 0 | NE-HVAC-airAC-SpltPkg-240to759kBtuh-10p8eer_MZDEER2017AnyHtl1975CZ03cPVVG | 11606 | NE-HVAC-airAC-SpltPkg-240to759kBtuh-10p8eer_SZDEER2017AnyHtl1975CZ03cDXGF | 11605 |  | 67.9 | 0.0403 | 0 | 41.6 | 0.0676 | 0 | 67.9 | 0.0403 | 0 | 41.6 | 0.0676 | 0 | 163 | 37000 | 171 | 78900
NE-HVAC-airAC-SpltPkg-240to759kBtuh-10p8eer | DEER2017 | D17 v2 |  | Any | Htl | 1975 | CZ04 | cWtd | Cap-Tons | 188.2 | 45380 | None | 90.1 | 0.0601 | 0 | 90.1 | 0.0601 | 0 | 90.1 | 0.0601 | 0 | 90.1 | 0.0601 | 0 | DEER:HVAC_Split-Package_AC | Annual | 1719 | 90.08 | 0.06006 | 0 | 90.08 | 0.06006 | 0 | NE-HVAC-airAC-SpltPkg-240to759kBtuh-10p8eer_MZDEER2017AnyHtl1975CZ04cPVVG | 11608 | NE-HVAC-airAC-SpltPkg-240to759kBtuh-10p8eer_SZDEER2017AnyHtl1975CZ04cDXGF | 11607 |  | 92.7 | 0.053 | 0 | 79.6 | 0.0883 | 0 | 92.7 | 0.053 | 0 | 79.6 | 0.0883 | 0 | 186 | 37000 | 197 | 78900
NE-HVAC-airAC-SpltPkg-240to759kBtuh-10p8eer | DEER2017 | D17 v2 |  | Any | Htl | 1975 | CZ05 | cWtd | Cap-Tons | 153.2 | 45380 | None | 59 | 0.0377 | 0 | 59 | 0.0377 | 0 | 59 | 0.0377 | 0 | 59 | 0.0377 | 0 | DEER:HVAC_Split-Package_AC | Annual | 1719 | 59 | 0.0377 | 0 | 59 | 0.0377 | 0 | NE-HVAC-airAC-SpltPkg-240to759kBtuh-10p8eer_MZDEER2017AnyHtl1975CZ05cPVVG | 11610 | NE-HVAC-airAC-SpltPkg-240to759kBtuh-10p8eer_SZDEER2017AnyHtl1975CZ05cDXGF | 11609 |  | 62 | 0.0333 | 0 | 47 | 0.0553 | 0 | 62 | 0.0333 | 0 | 47 | 0.0553 | 0 | 151 | 37000 | 162 | 78900
NE-HVAC-airAC-SpltPkg-240to759kBtuh-10p8eer | DEER2017 | D17 v2 |  | Any | Htl | 1975 | CZ06 | cWtd | Cap-Tons | 171.2 | 45380 | None | 117 | 0.0539 | 0 | 117 | 0.0539 | 0 | 117 | 0.0539 | 0 | 117 | 0.0539 | 0 | DEER:HVAC_Split-Package_AC | Annual | 1719 | 116.58 | 0.05394 | 0 | 116.58 | 0.05394 | 0 | NE-HVAC-airAC-SpltPkg-240to759kBtuh-10p8eer_MZDEER2017AnyHtl1975CZ06cPVVG | 11612 | NE-HVAC-airAC-SpltPkg-240to759kBtuh-10p8eer_SZDEER2017AnyHtl1975CZ06cDXGF | 11611 |  | 122 | 0.0475 | 0 | 94.9 | 0.0797 | 0 | 122 | 0.0475 | 0 | 94.9 | 0.0797 | 0 | 169 | 37000 | 180 | 78900
NE-HVAC-airAC-SpltPkg-240to759kBtuh-10p8eer | DEER2017 | D17 v2 |  | Any | Htl | 1975 | CZ07 | cWtd | Cap-Tons | 153.6 | 45380 | None | 129 | 0.0525 | 0 | 129 | 0.0525 | 0 | 129 | 0.0525 | 0 | 129 | 0.0525 | 0 | DEER:HVAC_Split-Package_AC | Annual | 1719 | 128.8 | 0.05252 | 0 | 128.8 | 0.05252 | 0 | NE-HVAC-airAC-SpltPkg-240to759kBtuh-10p8eer_MZDEER2017AnyHtl1975CZ07cPVVG | 11614 | NE-HVAC-airAC-SpltPkg-240to759kBtuh-10p8eer_SZDEER2017AnyHtl1975CZ07cDXGF | 11613 |  | 135 | 0.0458 | 0 | 104 | 0.0794 | 0 | 135 | 0.0458 | 0 | 104 | 0.0794 | 0 | 152 | 37000 | 160 | 78900
NE-HVAC-airAC-SpltPkg-240to759kBtuh-10p8eer | DEER2017 | D17 v2 |  | Any | Htl | 1975 | CZ08 | cWtd | Cap-Tons | 202.8 | 45380 | None | 121 | 0.0559 | 0 | 121 | 0.0559 | 0 | 121 | 0.0559 | 0 | 121 | 0.0559 | 0 | DEER:HVAC_Split-Package_AC | Annual | 1719 | 121.44 | 0.05586 | 0 | 121.44 | 0.05586 | 0 | NE-HVAC-airAC-SpltPkg-240to759kBtuh-10p8eer_MZDEER2017AnyHtl1975CZ08cPVVG | 11616 | NE-HVAC-airAC-SpltPkg-240to759kBtuh-10p8eer_SZDEER2017AnyHtl1975CZ08cDXGF | 11615 |  | 128 | 0.0496 | 0 | 95.2 | 0.0809 | 0 | 128 | 0.0496 | 0 | 95.2 | 0.0809 | 0 | 200 | 37000 | 214 | 78900
NE-HVAC-airAC-SpltPkg-240to759kBtuh-10p8eer | DEER2017 | D17 v2 |  | Any | Htl | 1975 | CZ09 | cWtd | Cap-Tons | 234.8 | 45380 | None | 114 | 0.0693 | 0 | 114 | 0.0693 | 0 | 114 | 0.0693 | 0 | 114 | 0.0693 | 0 | DEER:HVAC_Split-Package_AC | Annual | 1719 | 114.46 | 0.06926 | 0 | 114.46 | 0.06926 | 0 | NE-HVAC-airAC-SpltPkg-240to759kBtuh-10p8eer_MZDEER2017AnyHtl1975CZ09cPVVG | 11618 | NE-HVAC-airAC-SpltPkg-240to759kBtuh-10p8eer_SZDEER2017AnyHtl1975CZ09cDXGF | 11617 |  | 120 | 0.062 | 0 | 92.3 | 0.0983 | 0 | 120 | 0.062 | 0 | 92.3 | 0.0983 | 0 | 231 | 37000 | 250 | 78900
NE-HVAC-airAC-SpltPkg-240to759kBtuh-10p8eer | DEER2017 | D17 v2 |  | Any | Htl | 1975 | CZ10 | cWtd | Cap-Tons | 230.8 | 45380 | None | 118 | 0.0737 | 0 | 118 | 0.0737 | 0 | 118 | 0.0737 | 0 | 118 | 0.0737 | 0 | DEER:HVAC_Split-Package_AC | Annual | 1719 | 117.6 | 0.07372 | 0 | 117.6 | 0.07372 | 0 | NE-HVAC-airAC-SpltPkg-240to759kBtuh-10p8eer_MZDEER2017AnyHtl1975CZ10cPVVG | 11620 | NE-HVAC-airAC-SpltPkg-240to759kBtuh-10p8eer_SZDEER2017AnyHtl1975CZ10cDXGF | 11619 |  | 121 | 0.0654 | 0 | 104 | 0.107 | 0 | 121 | 0.0654 | 0 | 104 | 0.107 | 0 | 227 | 37000 | 246 | 78900
NE-HVAC-airAC-SpltPkg-240to759kBtuh-10p8eer | DEER2017 | D17 v2 |  | Any | Htl | 1975 | CZ11 | cWtd | Cap-Tons | 230 | 45380 | None | 119 | 0.066 | 0 | 119 | 0.066 | 0 | 119 | 0.066 | 0 | 119 | 0.066 | 0 | DEER:HVAC_Split-Package_AC | Annual | 1719 | 119.4 | 0.066 | 0 | 119.4 | 0.066 | 0 | NE-HVAC-airAC-SpltPkg-240to759kBtuh-10p8eer_MZDEER2017AnyHtl1975CZ11cPVVG | 11622 | NE-HVAC-airAC-SpltPkg-240to759kBtuh-10p8eer_SZDEER2017AnyHtl1975CZ11cDXGF | 11621 |  | 121 | 0.0599 | 0 | 113 | 0.0904 | 0 | 121 | 0.0599 | 0 | 113 | 0.0904 | 0 | 226 | 37000 | 246 | 78900
NE-HVAC-airAC-SpltPkg-240to759kBtuh-10p8eer | DEER2017 | D17 v2 |  | Any | Htl | 1975 | CZ12 | cWtd | Cap-Tons | 229.8 | 45380 | None | 95.5 | 0.0612 | 0 | 95.5 | 0.0612 | 0 | 95.5 | 0.0612 | 0 | 95.5 | 0.0612 | 0 | DEER:HVAC_Split-Package_AC | Annual | 1719 | 95.54 | 0.06122 | 0 | 95.54 | 0.06122 | 0 | NE-HVAC-airAC-SpltPkg-240to759kBtuh-10p8eer_MZDEER2017AnyHtl1975CZ12cPVVG | 11624 | NE-HVAC-airAC-SpltPkg-240to759kBtuh-10p8eer_SZDEER2017AnyHtl1975CZ12cDXGF | 11623 |  | 97.9 | 0.0552 | 0 | 86.1 | 0.0853 | 0 | 97.9 | 0.0552 | 0 | 86.1 | 0.0853 | 0 | 226 | 37000 | 245 | 78900
NE-HVAC-airAC-SpltPkg-240to759kBtuh-10p8eer | DEER2017 | D17 v2 |  | Any | Htl | 1975 | CZ13 | cWtd | Cap-Tons | 228.6 | 45380 | None | 125 | 0.0643 | 0 | 125 | 0.0643 | 0 | 125 | 0.0643 | 0 | 125 | 0.0643 | 0 | DEER:HVAC_Split-Package_AC | Annual | 1719 | 125.4 | 0.06432 | 0 | 125.4 | 0.06432 | 0 | NE-HVAC-airAC-SpltPkg-240to759kBtuh-10p8eer_MZDEER2017AnyHtl1975CZ13cPVVG | 11626 | NE-HVAC-airAC-SpltPkg-240to759kBtuh-10p8eer_SZDEER2017AnyHtl1975CZ13cDXGF | 11625 |  | 126 | 0.0575 | 0 | 123 | 0.0916 | 0 | 126 | 0.0575 | 0 | 123 | 0.0916 | 0 | 225 | 37000 | 243 | 78900
NE-HVAC-airAC-SpltPkg-240to759kBtuh-10p8eer | DEER2017 | D17 v2 |  | Any | Htl | 1975 | CZ14 | cWtd | Cap-Tons | 242.8 | 45380 | None | 117 | 0.0637 | 0 | 117 | 0.0637 | 0 | 117 | 0.0637 | 0 | 117 | 0.0637 | 0 | DEER:HVAC_Split-Package_AC | Annual | 1719 | 116.6 | 0.06368 | 0 | 116.6 | 0.06368 | 0 | NE-HVAC-airAC-SpltPkg-240to759kBtuh-10p8eer_MZDEER2017AnyHtl1975CZ14cPVVG | 11628 | NE-HVAC-airAC-SpltPkg-240to759kBtuh-10p8eer_SZDEER2017AnyHtl1975CZ14cDXGF | 11627 |  | 118 | 0.0566 | 0 | 111 | 0.092 | 0 | 118 | 0.0566 | 0 | 111 | 0.092 | 0 | 239 | 37000 | 258 | 78900
NE-HVAC-airAC-SpltPkg-240to759kBtuh-10p8eer | DEER2017 | D17 v2 |  | Any | Htl | 1975 | CZ15 | cWtd | Cap-Tons | 257.8 | 45380 | None | 206 | 0.0735 | 0 | 206 | 0.0735 | 0 | 206 | 0.0735 | 0 | 206 | 0.0735 | 0 | DEER:HVAC_Split-Package_AC | Annual | 1719 | 206.4 | 0.07348 | 0 | 206.4 | 0.07348 | 0 | NE-HVAC-airAC-SpltPkg-240to759kBtuh-10p8eer_MZDEER2017AnyHtl1975CZ15cPVVG | 11630 | NE-HVAC-airAC-SpltPkg-240to759kBtuh-10p8eer_SZDEER2017AnyHtl1975CZ15cDXGF | 11629 |  | 204 | 0.0651 | 0 | 216 | 0.107 | 0 | 204 | 0.0651 | 0 | 216 | 0.107 | 0 | 254 | 37000 | 273 | 78900
NE-HVAC-airAC-SpltPkg-240to759kBtuh-10p8eer | DEER2017 | D17 v2 |  | Any | Htl | 1975 | CZ16 | cWtd | Cap-Tons | 168.4 | 45380 | None | 66.2 | 0.0455 | 0 | 66.2 | 0.0455 | 0 | 66.2 | 0.0455 | 0 | 66.2 | 0.0455 | 0 | DEER:HVAC_Split-Package_AC | Annual | 1719 | 66.24 | 0.04552 | 0 | 66.24 | 0.04552 | 0 | NE-HVAC-airAC-SpltPkg-240to759kBtuh-10p8eer_MZDEER2017AnyHtl1975CZ16cPVVG | 11632 | NE-HVAC-airAC-SpltPkg-240to759kBtuh-10p8eer_SZDEER2017AnyHtl1975CZ16cDXGF | 11631 |  | 68 | 0.0398 | 0 | 59.2 | 0.0684 | 0 | 68 | 0.0398 | 0 | 59.2 | 0.0684 | 0 | 167 | 37000 | 174 | 78900
NE-HVAC-airAC-SpltPkg-240to759kBtuh-10p8eer | DEER2017 | D17 v2 |  | Any | Htl | 1985 | CZ01 | cWtd | Cap-Tons | 119.2 | 45380 | None | 38 | 0.0302 | 0 | 38 | 0.0302 | 0 | 38 | 0.0302 | 0 | 38 | 0.0302 | 0 | DEER:HVAC_Split-Package_AC | Annual | 1719 | 37.96 | 0.03022 | 0 | 37.96 | 0.03022 | 0 | NE-HVAC-airAC-SpltPkg-240to759kBtuh-10p8eer_MZDEER2017AnyHtl1985CZ01cPVVG | 32962 | NE-HVAC-airAC-SpltPkg-240to759kBtuh-10p8eer_SZDEER2017AnyHtl1985CZ01cDXGF | 32961 |  | 44.2 | 0.0283 | 0 | 13 | 0.0379 | 0 | 44.2 | 0.0283 | 0 | 13 | 0.0379 | 0 | 116 | 37000 | 132 | 78900
NE-HVAC-airAC-SpltPkg-240to759kBtuh-10p8eer | DEER2017 | D17 v2 |  | Any | Htl | 1985 | CZ02 | cWtd | Cap-Tons | 165.6 | 45380 | None | 94.6 | 0.0793 | 0 | 94.6 | 0.0793 | 0 | 94.6 | 0.0793 | 0 | 94.6 | 0.0793 | 0 | DEER:HVAC_Split-Package_AC | Annual | 1719 | 94.56 | 0.07934 | 0 | 94.56 | 0.07934 | 0 | NE-HVAC-airAC-SpltPkg-240to759kBtuh-10p8eer_MZDEER2017AnyHtl1985CZ02cPVVG | 32964 | NE-HVAC-airAC-SpltPkg-240to759kBtuh-10p8eer_SZDEER2017AnyHtl1985CZ02cDXGF | 32963 |  | 99.6 | 0.0748 | 0 | 74.4 | 0.0975 | 0 | 99.6 | 0.0748 | 0 | 74.4 | 0.0975 | 0 | 161 | 37000 | 184 | 78900
NE-HVAC-airAC-SpltPkg-240to759kBtuh-10p8eer | DEER2017 | D17 v2 |  | Any | Htl | 1985 | CZ03 | cWtd | Cap-Tons | 148.8 | 45380 | None | 82.2 | 0.055 | 0 | 82.2 | 0.055 | 0 | 82.2 | 0.055 | 0 | 82.2 | 0.055 | 0 | DEER:HVAC_Split-Package_AC | Annual | 1719 | 82.18 | 0.05498 | 0 | 82.18 | 0.05498 | 0 | NE-HVAC-airAC-SpltPkg-240to759kBtuh-10p8eer_MZDEER2017AnyHtl1985CZ03cPVVG | 32966 | NE-HVAC-airAC-SpltPkg-240to759kBtuh-10p8eer_SZDEER2017AnyHtl1985CZ03cDXGF | 32965 |  | 92.1 | 0.0517 | 0 | 42.5 | 0.0681 | 0 | 92.1 | 0.0517 | 0 | 42.5 | 0.0681 | 0 | 145 | 37000 | 164 | 78900
NE-HVAC-airAC-SpltPkg-240to759kBtuh-10p8eer | DEER2017 | D17 v2 |  | Any | Htl | 1985 | CZ04 | cWtd | Cap-Tons | 170.4 | 45380 | None | 110 | 0.0713 | 0 | 110 | 0.0713 | 0 | 110 | 0.0713 | 0 | 110 | 0.0713 | 0 | DEER:HVAC_Split-Package_AC | Annual | 1719 | 109.78 | 0.07126 | 0 | 109.78 | 0.07126 | 0 | NE-HVAC-airAC-SpltPkg-240to759kBtuh-10p8eer_MZDEER2017AnyHtl1985CZ04cPVVG | 32968 | NE-HVAC-airAC-SpltPkg-240to759kBtuh-10p8eer_SZDEER2017AnyHtl1985CZ04cDXGF | 32967 |  | 117 | 0.0669 | 0 | 80.9 | 0.0887 | 0 | 117 | 0.0669 | 0 | 80.9 | 0.0887 | 0 | 166 | 37000 | 188 | 78900
NE-HVAC-airAC-SpltPkg-240to759kBtuh-10p8eer | DEER2017 | D17 v2 |  | Any | Htl | 1985 | CZ05 | cWtd | Cap-Tons | 137.4 | 45380 | None | 83.3 | 0.0458 | 0 | 83.3 | 0.0458 | 0 | 83.3 | 0.0458 | 0 | 83.3 | 0.0458 | 0 | DEER:HVAC_Split-Package_AC | Annual | 1719 | 83.26 | 0.04582 | 0 | 83.26 | 0.04582 | 0 | NE-HVAC-airAC-SpltPkg-240to759kBtuh-10p8eer_MZDEER2017AnyHtl1985CZ05cPVVG | 32970 | NE-HVAC-airAC-SpltPkg-240to759kBtuh-10p8eer_SZDEER2017AnyHtl1985CZ05cDXGF | 32969 |  | 92.1 | 0.0432 | 0 | 47.9 | 0.0563 | 0 | 92.1 | 0.0432 | 0 | 47.9 | 0.0563 | 0 | 133 | 37000 | 155 | 78900
NE-HVAC-airAC-SpltPkg-240to759kBtuh-10p8eer | DEER2017 | D17 v2 |  | Any | Htl | 1985 | CZ06 | cWtd | Cap-Tons | 154.4 | 45380 | None | 136 | 0.0632 | 0 | 136 | 0.0632 | 0 | 136 | 0.0632 | 0 | 136 | 0.0632 | 0 | DEER:HVAC_Split-Package_AC | Annual | 1719 | 136.2 | 0.0632 | 0 | 136.2 | 0.0632 | 0 | NE-HVAC-airAC-SpltPkg-240to759kBtuh-10p8eer_MZDEER2017AnyHtl1985CZ06cPVVG | 32972 | NE-HVAC-airAC-SpltPkg-240to759kBtuh-10p8eer_SZDEER2017AnyHtl1985CZ06cDXGF | 32971 |  | 146 | 0.0589 | 0 | 97 | 0.0804 | 0 | 146 | 0.0589 | 0 | 97 | 0.0804 | 0 | 150 | 37000 | 172 | 78900
NE-HVAC-airAC-SpltPkg-240to759kBtuh-10p8eer | DEER2017 | D17 v2 |  | Any | Htl | 1985 | CZ07 | cWtd | Cap-Tons | 137.8 | 45380 | None | 152 | 0.0611 | 0 | 152 | 0.0611 | 0 | 152 | 0.0611 | 0 | 152 | 0.0611 | 0 | DEER:HVAC_Split-Package_AC | Annual | 1719 | 151.6 | 0.06112 | 0 | 151.6 | 0.06112 | 0 | NE-HVAC-airAC-SpltPkg-240to759kBtuh-10p8eer_MZDEER2017AnyHtl1985CZ07cPVVG | 32974 | NE-HVAC-airAC-SpltPkg-240to759kBtuh-10p8eer_SZDEER2017AnyHtl1985CZ07cDXGF | 32973 |  | 163 | 0.0565 | 0 | 106 | 0.0796 | 0 | 163 | 0.0565 | 0 | 106 | 0.0796 | 0 | 134 | 37000 | 153 | 78900
NE-HVAC-airAC-SpltPkg-240to759kBtuh-10p8eer | DEER2017 | D17 v2 |  | Any | Htl | 1985 | CZ08 | cWtd | Cap-Tons | 184.2 | 45380 | None | 137 | 0.0649 | 0 | 137 | 0.0649 | 0 | 137 | 0.0649 | 0 | 137 | 0.0649 | 0 | DEER:HVAC_Split-Package_AC | Annual | 1719 | 136.98 | 0.06492 | 0 | 136.98 | 0.06492 | 0 | NE-HVAC-airAC-SpltPkg-240to759kBtuh-10p8eer_MZDEER2017AnyHtl1985CZ08cPVVG | 32976 | NE-HVAC-airAC-SpltPkg-240to759kBtuh-10p8eer_SZDEER2017AnyHtl1985CZ08cDXGF | 32975 |  | 147 | 0.0607 | 0 | 96.9 | 0.0818 | 0 | 147 | 0.0607 | 0 | 96.9 | 0.0818 | 0 | 179 | 37000 | 205 | 78900
NE-HVAC-airAC-SpltPkg-240to759kBtuh-10p8eer | DEER2017 | D17 v2 |  | Any | Htl | 1985 | CZ09 | cWtd | Cap-Tons | 214.6 | 45380 | None | 128 | 0.0776 | 0 | 128 | 0.0776 | 0 | 128 | 0.0776 | 0 | 128 | 0.0776 | 0 | DEER:HVAC_Split-Package_AC | Annual | 1719 | 127.5 | 0.0776 | 0 | 127.5 | 0.0776 | 0 | NE-HVAC-airAC-SpltPkg-240to759kBtuh-10p8eer_MZDEER2017AnyHtl1985CZ09cPVVG | 32978 | NE-HVAC-airAC-SpltPkg-240to759kBtuh-10p8eer_SZDEER2017AnyHtl1985CZ09cDXGF | 32977 |  | 136 | 0.0725 | 0 | 93.5 | 0.098 | 0 | 136 | 0.0725 | 0 | 93.5 | 0.098 | 0 | 208 | 37000 | 241 | 78900
NE-HVAC-airAC-SpltPkg-240to759kBtuh-10p8eer | DEER2017 | D17 v2 |  | Any | Htl | 1985 | CZ10 | cWtd | Cap-Tons | 210.6 | 45380 | None | 133 | 0.0843 | 0 | 133 | 0.0843 | 0 | 133 | 0.0843 | 0 | 133 | 0.0843 | 0 | DEER:HVAC_Split-Package_AC | Annual | 1719 | 133 | 0.08428 | 0 | 133 | 0.08428 | 0 | NE-HVAC-airAC-SpltPkg-240to759kBtuh-10p8eer_MZDEER2017AnyHtl1985CZ10cPVVG | 32980 | NE-HVAC-airAC-SpltPkg-240to759kBtuh-10p8eer_SZDEER2017AnyHtl1985CZ10cDXGF | 32979 |  | 140 | 0.0786 | 0 | 105 | 0.107 | 0 | 140 | 0.0786 | 0 | 105 | 0.107 | 0 | 204 | 37000 | 237 | 78900
NE-HVAC-airAC-SpltPkg-240to759kBtuh-10p8eer | DEER2017 | D17 v2 |  | Any | Htl | 1985 | CZ11 | cWtd | Cap-Tons | 208.8 | 45380 | None | 130 | 0.0732 | 0 | 130 | 0.0732 | 0 | 130 | 0.0732 | 0 | 130 | 0.0732 | 0 | DEER:HVAC_Split-Package_AC | Annual | 1719 | 130.4 | 0.07324 | 0 | 130.4 | 0.07324 | 0 | NE-HVAC-airAC-SpltPkg-240to759kBtuh-10p8eer_MZDEER2017AnyHtl1985CZ11cPVVG | 32982 | NE-HVAC-airAC-SpltPkg-240to759kBtuh-10p8eer_SZDEER2017AnyHtl1985CZ11cDXGF | 32981 |  | 134 | 0.0688 | 0 | 116 | 0.091 | 0 | 134 | 0.0688 | 0 | 116 | 0.091 | 0 | 202 | 37000 | 236 | 78900
NE-HVAC-airAC-SpltPkg-240to759kBtuh-10p8eer | DEER2017 | D17 v2 |  | Any | Htl | 1985 | CZ12 | cWtd | Cap-Tons | 210.4 | 45380 | None | 109 | 0.0702 | 0 | 109 | 0.0702 | 0 | 109 | 0.0702 | 0 | 109 | 0.0702 | 0 | DEER:HVAC_Split-Package_AC | Annual | 1719 | 108.68 | 0.07022 | 0 | 108.68 | 0.07022 | 0 | NE-HVAC-airAC-SpltPkg-240to759kBtuh-10p8eer_MZDEER2017AnyHtl1985CZ12cPVVG | 32984 | NE-HVAC-airAC-SpltPkg-240to759kBtuh-10p8eer_SZDEER2017AnyHtl1985CZ12cDXGF | 32983 |  | 114 | 0.0665 | 0 | 87.4 | 0.0851 | 0 | 114 | 0.0665 | 0 | 87.4 | 0.0851 | 0 | 204 | 37000 | 236 | 78900
NE-HVAC-airAC-SpltPkg-240to759kBtuh-10p8eer | DEER2017 | D17 v2 |  | Any | Htl | 1985 | CZ13 | cWtd | Cap-Tons | 208.2 | 45380 | None | 138 | 0.0732 | 0 | 138 | 0.0732 | 0 | 138 | 0.0732 | 0 | 138 | 0.0732 | 0 | DEER:HVAC_Split-Package_AC | Annual | 1719 | 137.8 | 0.07318 | 0 | 137.8 | 0.07318 | 0 | NE-HVAC-airAC-SpltPkg-240to759kBtuh-10p8eer_MZDEER2017AnyHtl1985CZ13cPVVG | 32986 | NE-HVAC-airAC-SpltPkg-240to759kBtuh-10p8eer_SZDEER2017AnyHtl1985CZ13cDXGF | 32985 |  | 141 | 0.0686 | 0 | 125 | 0.0915 | 0 | 141 | 0.0686 | 0 | 125 | 0.0915 | 0 | 202 | 37000 | 233 | 78900
NE-HVAC-airAC-SpltPkg-240to759kBtuh-10p8eer | DEER2017 | D17 v2 |  | Any | Htl | 1985 | CZ14 | cWtd | Cap-Tons | 216.8 | 45380 | None | 126 | 0.072 | 0 | 126 | 0.072 | 0 | 126 | 0.072 | 0 | 126 | 0.072 | 0 | DEER:HVAC_Split-Package_AC | Annual | 1719 | 125.8 | 0.07198 | 0 | 125.8 | 0.07198 | 0 | NE-HVAC-airAC-SpltPkg-240to759kBtuh-10p8eer_MZDEER2017AnyHtl1985CZ14cPVVG | 32988 | NE-HVAC-airAC-SpltPkg-240to759kBtuh-10p8eer_SZDEER2017AnyHtl1985CZ14cDXGF | 32987 |  | 129 | 0.067 | 0 | 113 | 0.0919 | 0 | 129 | 0.067 | 0 | 113 | 0.0919 | 0 | 210 | 37000 | 244 | 78900
NE-HVAC-airAC-SpltPkg-240to759kBtuh-10p8eer | DEER2017 | D17 v2 |  | Any | Htl | 1985 | CZ15 | cWtd | Cap-Tons | 224.6 | 45380 | None | 229 | 0.085 | 0 | 229 | 0.085 | 0 | 229 | 0.085 | 0 | 229 | 0.085 | 0 | DEER:HVAC_Split-Package_AC | Annual | 1719 | 228.6 | 0.08496 | 0 | 228.6 | 0.08496 | 0 | NE-HVAC-airAC-SpltPkg-240to759kBtuh-10p8eer_MZDEER2017AnyHtl1985CZ15cPVVG | 32990 | NE-HVAC-airAC-SpltPkg-240to759kBtuh-10p8eer_SZDEER2017AnyHtl1985CZ15cDXGF | 32989 |  | 229 | 0.0792 | 0 | 227 | 0.108 | 0 | 229 | 0.0792 | 0 | 227 | 0.108 | 0 | 218 | 37000 | 251 | 78900
NE-HVAC-airAC-SpltPkg-240to759kBtuh-10p8eer | DEER2017 | D17 v2 |  | Any | Htl | 1985 | CZ16 | cWtd | Cap-Tons | 149.6 | 45380 | None | 78.2 | 0.0542 | 0 | 78.2 | 0.0542 | 0 | 78.2 | 0.0542 | 0 | 78.2 | 0.0542 | 0 | DEER:HVAC_Split-Package_AC | Annual | 1719 | 78.2 | 0.05422 | 0 | 78.2 | 0.05422 | 0 | NE-HVAC-airAC-SpltPkg-240to759kBtuh-10p8eer_MZDEER2017AnyHtl1985CZ16cPVVG | 32992 | NE-HVAC-airAC-SpltPkg-240to759kBtuh-10p8eer_SZDEER2017AnyHtl1985CZ16cDXGF | 32991 |  | 82.5 | 0.0506 | 0 | 61 | 0.0687 | 0 | 82.5 | 0.0506 | 0 | 61 | 0.0687 | 0 | 146 | 37000 | 164 | 78900
NE-HVAC-airAC-SpltPkg-240to759kBtuh-10p8eer | DEER2017 | D17 v2 |  | Any | Htl | 1996 | CZ01 | cWtd | Cap-Tons | 98 | 45380 | None | 44.4 | 0.0314 | 0 | 44.4 | 0.0314 | 0 | 44.4 | 0.0314 | 0 | 44.4 | 0.0314 | 0 | DEER:HVAC_Split-Package_AC | Annual | 1719 | 44.36 | 0.0314 | 0 | 44.36 | 0.0314 | 0 | NE-HVAC-airAC-SpltPkg-240to759kBtuh-10p8eer_MZDEER2017AnyHtl1996CZ01cPVVG | 54322 | NE-HVAC-airAC-SpltPkg-240to759kBtuh-10p8eer_SZDEER2017AnyHtl1996CZ01cDXGF | 54321 |  | 52.5 | 0.0302 | 0 | 11.8 | 0.0362 | 0 | 52.5 | 0.0302 | 0 | 11.8 | 0.0362 | 0 | 93 | 37000 | 118 | 78900
NE-HVAC-airAC-SpltPkg-240to759kBtuh-10p8eer | DEER2017 | D17 v2 |  | Any | Htl | 1996 | CZ02 | cWtd | Cap-Tons | 142.6 | 45380 | None | 93.8 | 0.0839 | 0 | 93.8 | 0.0839 | 0 | 93.8 | 0.0839 | 0 | 93.8 | 0.0839 | 0 | DEER:HVAC_Split-Package_AC | Annual | 1719 | 93.82 | 0.0839 | 0 | 93.82 | 0.0839 | 0 | NE-HVAC-airAC-SpltPkg-240to759kBtuh-10p8eer_MZDEER2017AnyHtl1996CZ02cPVVG | 54324 | NE-HVAC-airAC-SpltPkg-240to759kBtuh-10p8eer_SZDEER2017AnyHtl1996CZ02cDXGF | 54323 |  | 99.1 | 0.0809 | 0 | 72.7 | 0.0959 | 0 | 99.1 | 0.0809 | 0 | 72.7 | 0.0959 | 0 | 136 | 37000 | 169 | 78900
NE-HVAC-airAC-SpltPkg-240to759kBtuh-10p8eer | DEER2017 | D17 v2 |  | Any | Htl | 1996 | CZ03 | cWtd | Cap-Tons | 127.6 | 45380 | None | 78.9 | 0.0578 | 0 | 78.9 | 0.0578 | 0 | 78.9 | 0.0578 | 0 | 78.9 | 0.0578 | 0 | DEER:HVAC_Split-Package_AC | Annual | 1719 | 78.92 | 0.0578 | 0 | 78.92 | 0.0578 | 0 | NE-HVAC-airAC-SpltPkg-240to759kBtuh-10p8eer_MZDEER2017AnyHtl1996CZ03cPVVG | 54326 | NE-HVAC-airAC-SpltPkg-240to759kBtuh-10p8eer_SZDEER2017AnyHtl1996CZ03cDXGF | 54325 |  | 88.7 | 0.0553 | 0 | 39.8 | 0.0678 | 0 | 88.7 | 0.0553 | 0 | 39.8 | 0.0678 | 0 | 122 | 37000 | 150 | 78900
NE-HVAC-airAC-SpltPkg-240to759kBtuh-10p8eer | DEER2017 | D17 v2 |  | Any | Htl | 1996 | CZ04 | cWtd | Cap-Tons | 148.2 | 45380 | None | 110 | 0.0743 | 0 | 110 | 0.0743 | 0 | 110 | 0.0743 | 0 | 110 | 0.0743 | 0 | DEER:HVAC_Split-Package_AC | Annual | 1719 | 110.14 | 0.0743 | 0 | 110.14 | 0.0743 | 0 | NE-HVAC-airAC-SpltPkg-240to759kBtuh-10p8eer_MZDEER2017AnyHtl1996CZ04cPVVG | 54328 | NE-HVAC-airAC-SpltPkg-240to759kBtuh-10p8eer_SZDEER2017AnyHtl1996CZ04cDXGF | 54327 |  | 118 | 0.0708 | 0 | 78.7 | 0.0883 | 0 | 118 | 0.0708 | 0 | 78.7 | 0.0883 | 0 | 142 | 37000 | 173 | 78900
NE-HVAC-airAC-SpltPkg-240to759kBtuh-10p8eer | DEER2017 | D17 v2 |  | Any | Htl | 1996 | CZ05 | cWtd | Cap-Tons | 116.8 | 45380 | None | 82.5 | 0.0482 | 0 | 82.5 | 0.0482 | 0 | 82.5 | 0.0482 | 0 | 82.5 | 0.0482 | 0 | DEER:HVAC_Split-Package_AC | Annual | 1719 | 82.5 | 0.04818 | 0 | 82.5 | 0.04818 | 0 | NE-HVAC-airAC-SpltPkg-240to759kBtuh-10p8eer_MZDEER2017AnyHtl1996CZ05cPVVG | 54330 | NE-HVAC-airAC-SpltPkg-240to759kBtuh-10p8eer_SZDEER2017AnyHtl1996CZ05cDXGF | 54329 |  | 91.9 | 0.0464 | 0 | 44.9 | 0.0553 | 0 | 91.9 | 0.0464 | 0 | 44.9 | 0.0553 | 0 | 111 | 37000 | 140 | 78900
NE-HVAC-airAC-SpltPkg-240to759kBtuh-10p8eer | DEER2017 | D17 v2 |  | Any | Htl | 1996 | CZ06 | cWtd | Cap-Tons | 148.8 | 45380 | None | 127 | 0.0599 | 0 | 127 | 0.0599 | 0 | 127 | 0.0599 | 0 | 127 | 0.0599 | 0 | DEER:HVAC_Split-Package_AC | Annual | 1719 | 127.36 | 0.05992 | 0 | 127.36 | 0.05992 | 0 | NE-HVAC-airAC-SpltPkg-240to759kBtuh-10p8eer_MZDEER2017AnyHtl1996CZ06cPVVG | 54332 | NE-HVAC-airAC-SpltPkg-240to759kBtuh-10p8eer_SZDEER2017AnyHtl1996CZ06cDXGF | 54331 |  | 140 | 0.0572 | 0 | 76.8 | 0.0708 | 0 | 140 | 0.0572 | 0 | 76.8 | 0.0708 | 0 | 141 | 37000 | 180 | 78900
NE-HVAC-airAC-SpltPkg-240to759kBtuh-10p8eer | DEER2017 | D17 v2 |  | Any | Htl | 1996 | CZ07 | cWtd | Cap-Tons | 116.6 | 45380 | None | 158 | 0.0657 | 0 | 158 | 0.0657 | 0 | 158 | 0.0657 | 0 | 158 | 0.0657 | 0 | DEER:HVAC_Split-Package_AC | Annual | 1719 | 158 | 0.06568 | 0 | 158 | 0.06568 | 0 | NE-HVAC-airAC-SpltPkg-240to759kBtuh-10p8eer_MZDEER2017AnyHtl1996CZ07cPVVG | 54334 | NE-HVAC-airAC-SpltPkg-240to759kBtuh-10p8eer_SZDEER2017AnyHtl1996CZ07cDXGF | 54333 |  | 172 | 0.0623 | 0 | 102 | 0.0792 | 0 | 172 | 0.0623 | 0 | 102 | 0.0792 | 0 | 111 | 37000 | 139 | 78900
NE-HVAC-airAC-SpltPkg-240to759kBtuh-10p8eer | DEER2017 | D17 v2 |  | Any | Htl | 1996 | CZ08 | cWtd | Cap-Tons | 160.2 | 45380 | None | 140 | 0.0678 | 0 | 140 | 0.0678 | 0 | 140 | 0.0678 | 0 | 140 | 0.0678 | 0 | DEER:HVAC_Split-Package_AC | Annual | 1719 | 140.36 | 0.0678 | 0 | 140.36 | 0.0678 | 0 | NE-HVAC-airAC-SpltPkg-240to759kBtuh-10p8eer_MZDEER2017AnyHtl1996CZ08cPVVG | 54336 | NE-HVAC-airAC-SpltPkg-240to759kBtuh-10p8eer_SZDEER2017AnyHtl1996CZ08cDXGF | 54335 |  | 152 | 0.0645 | 0 | 93.8 | 0.081 | 0 | 152 | 0.0645 | 0 | 93.8 | 0.081 | 0 | 153 | 37000 | 189 | 78900
NE-HVAC-airAC-SpltPkg-240to759kBtuh-10p8eer | DEER2017 | D17 v2 |  | Any | Htl | 1996 | CZ09 | cWtd | Cap-Tons | 189.6 | 45380 | None | 130 | 0.0802 | 0 | 130 | 0.0802 | 0 | 130 | 0.0802 | 0 | 130 | 0.0802 | 0 | DEER:HVAC_Split-Package_AC | Annual | 1719 | 130.16 | 0.0802 | 0 | 130.16 | 0.0802 | 0 | NE-HVAC-airAC-SpltPkg-240to759kBtuh-10p8eer_MZDEER2017AnyHtl1996CZ09cPVVG | 54338 | NE-HVAC-airAC-SpltPkg-240to759kBtuh-10p8eer_SZDEER2017AnyHtl1996CZ09cDXGF | 54337 |  | 140 | 0.0762 | 0 | 90.8 | 0.0962 | 0 | 140 | 0.0762 | 0 | 90.8 | 0.0962 | 0 | 181 | 37000 | 224 | 78900
NE-HVAC-airAC-SpltPkg-240to759kBtuh-10p8eer | DEER2017 | D17 v2 |  | Any | Htl | 1996 | CZ10 | cWtd | Cap-Tons | 185.6 | 45380 | None | 136 | 0.087 | 0 | 136 | 0.087 | 0 | 136 | 0.087 | 0 | 136 | 0.087 | 0 | DEER:HVAC_Split-Package_AC | Annual | 1719 | 135.8 | 0.08704 | 0 | 135.8 | 0.08704 | 0 | NE-HVAC-airAC-SpltPkg-240to759kBtuh-10p8eer_MZDEER2017AnyHtl1996CZ10cPVVG | 54340 | NE-HVAC-airAC-SpltPkg-240to759kBtuh-10p8eer_SZDEER2017AnyHtl1996CZ10cDXGF | 54339 |  | 144 | 0.0828 | 0 | 103 | 0.104 | 0 | 144 | 0.0828 | 0 | 103 | 0.104 | 0 | 177 | 37000 | 220 | 78900
NE-HVAC-airAC-SpltPkg-240to759kBtuh-10p8eer | DEER2017 | D17 v2 |  | Any | Htl | 1996 | CZ11 | cWtd | Cap-Tons | 178 | 45380 | None | 136 | 0.0773 | 0 | 136 | 0.0773 | 0 | 136 | 0.0773 | 0 | 136 | 0.0773 | 0 | DEER:HVAC_Split-Package_AC | Annual | 1719 | 135.6 | 0.0773 | 0 | 135.6 | 0.0773 | 0 | NE-HVAC-airAC-SpltPkg-240to759kBtuh-10p8eer_MZDEER2017AnyHtl1996CZ11cPVVG | 54342 | NE-HVAC-airAC-SpltPkg-240to759kBtuh-10p8eer_SZDEER2017AnyHtl1996CZ11cDXGF | 54341 |  | 141 | 0.0741 | 0 | 114 | 0.0901 | 0 | 141 | 0.0741 | 0 | 114 | 0.0901 | 0 | 169 | 37000 | 214 | 78900
NE-HVAC-airAC-SpltPkg-240to759kBtuh-10p8eer | DEER2017 | D17 v2 |  | Any | Htl | 1996 | CZ12 | cWtd | Cap-Tons | 180.6 | 45380 | None | 111 | 0.073 | 0 | 111 | 0.073 | 0 | 111 | 0.073 | 0 | 111 | 0.073 | 0 | DEER:HVAC_Split-Package_AC | Annual | 1719 | 111.38 | 0.073 | 0 | 111.38 | 0.073 | 0 | NE-HVAC-airAC-SpltPkg-240to759kBtuh-10p8eer_MZDEER2017AnyHtl1996CZ12cPVVG | 54344 | NE-HVAC-airAC-SpltPkg-240to759kBtuh-10p8eer_SZDEER2017AnyHtl1996CZ12cDXGF | 54343 |  | 118 | 0.0702 | 0 | 84.9 | 0.0842 | 0 | 118 | 0.0702 | 0 | 84.9 | 0.0842 | 0 | 172 | 37000 | 215 | 78900
NE-HVAC-airAC-SpltPkg-240to759kBtuh-10p8eer | DEER2017 | D17 v2 |  | Any | Htl | 1996 | CZ13 | cWtd | Cap-Tons | 178.4 | 45380 | None | 142 | 0.077 | 0 | 142 | 0.077 | 0 | 142 | 0.077 | 0 | 142 | 0.077 | 0 | DEER:HVAC_Split-Package_AC | Annual | 1719 | 142.4 | 0.07704 | 0 | 142.4 | 0.07704 | 0 | NE-HVAC-airAC-SpltPkg-240to759kBtuh-10p8eer_MZDEER2017AnyHtl1996CZ13cPVVG | 54346 | NE-HVAC-airAC-SpltPkg-240to759kBtuh-10p8eer_SZDEER2017AnyHtl1996CZ13cDXGF | 54345 |  | 147 | 0.0732 | 0 | 124 | 0.0924 | 0 | 147 | 0.0732 | 0 | 124 | 0.0924 | 0 | 170 | 37000 | 212 | 78900
NE-HVAC-airAC-SpltPkg-240to759kBtuh-10p8eer | DEER2017 | D17 v2 |  | Any | Htl | 1996 | CZ14 | cWtd | Cap-Tons | 187.8 | 45380 | None | 129 | 0.0758 | 0 | 129 | 0.0758 | 0 | 129 | 0.0758 | 0 | 129 | 0.0758 | 0 | DEER:HVAC_Split-Package_AC | Annual | 1719 | 129.4 | 0.07582 | 0 | 129.4 | 0.07582 | 0 | NE-HVAC-airAC-SpltPkg-240to759kBtuh-10p8eer_MZDEER2017AnyHtl1996CZ14cPVVG | 54348 | NE-HVAC-airAC-SpltPkg-240to759kBtuh-10p8eer_SZDEER2017AnyHtl1996CZ14cDXGF | 54347 |  | 134 | 0.0719 | 0 | 111 | 0.0915 | 0 | 134 | 0.0719 | 0 | 111 | 0.0915 | 0 | 179 | 37000 | 223 | 78900
NE-HVAC-airAC-SpltPkg-240to759kBtuh-10p8eer | DEER2017 | D17 v2 |  | Any | Htl | 1996 | CZ15 | cWtd | Cap-Tons | 193.8 | 45380 | None | 237 | 0.0883 | 0 | 237 | 0.0883 | 0 | 237 | 0.0883 | 0 | 237 | 0.0883 | 0 | DEER:HVAC_Split-Package_AC | Annual | 1719 | 237.4 | 0.08828 | 0 | 237.4 | 0.08828 | 0 | NE-HVAC-airAC-SpltPkg-240to759kBtuh-10p8eer_MZDEER2017AnyHtl1996CZ15cPVVG | 54350 | NE-HVAC-airAC-SpltPkg-240to759kBtuh-10p8eer_SZDEER2017AnyHtl1996CZ15cDXGF | 54349 |  | 240 | 0.0836 | 0 | 227 | 0.107 | 0 | 240 | 0.0836 | 0 | 227 | 0.107 | 0 | 185 | 37000 | 229 | 78900
NE-HVAC-airAC-SpltPkg-240to759kBtuh-10p8eer | DEER2017 | D17 v2 |  | Any | Htl | 1996 | CZ16 | cWtd | Cap-Tons | 125.4 | 45380 | None | 79.9 | 0.0582 | 0 | 79.9 | 0.0582 | 0 | 79.9 | 0.0582 | 0 | 79.9 | 0.0582 | 0 | DEER:HVAC_Split-Package_AC | Annual | 1719 | 79.9 | 0.05824 | 0 | 79.9 | 0.05824 | 0 | NE-HVAC-airAC-SpltPkg-240to759kBtuh-10p8eer_MZDEER2017AnyHtl1996CZ16cPVVG | 54352 | NE-HVAC-airAC-SpltPkg-240to759kBtuh-10p8eer_SZDEER2017AnyHtl1996CZ16cDXGF | 54351 |  | 85.3 | 0.0556 | 0 | 58.3 | 0.0688 | 0 | 85.3 | 0.0556 | 0 | 58.3 | 0.0688 | 0 | 120 | 37000 | 147 | 78900
NE-HVAC-airAC-SpltPkg-240to759kBtuh-10p8eer | DEER2017 | D17 v2 |  | Any | Htl | 2003 | CZ01 | cWtd | Cap-Tons | 90.88 | 45380 | None | 40.1 | 0.0331 | 0 | 40.1 | 0.0331 | 0 | 40.1 | 0.0331 | 0 | 40.1 | 0.0331 | 0 | DEER:HVAC_Split-Package_AC | Annual | 1719 | 40.08 | 0.0331 | 0 | 40.08 | 0.0331 | 0 | NE-HVAC-airAC-SpltPkg-240to759kBtuh-10p8eer_MZDEER2017AnyHtl2003CZ01cPVVG | 75682 | NE-HVAC-airAC-SpltPkg-240to759kBtuh-10p8eer_SZDEER2017AnyHtl2003CZ01cDXGF | 75681 |  | 47.2 | 0.0326 | 0 | 11.6 | 0.0351 | 0 | 47.2 | 0.0326 | 0 | 11.6 | 0.0351 | 0 | 85.1 | 37000 | 114 | 78900
NE-HVAC-airAC-SpltPkg-240to759kBtuh-10p8eer | DEER2017 | D17 v2 |  | Any | Htl | 2003 | CZ02 | cWtd | Cap-Tons | 136.2 | 45380 | None | 80.6 | 0.0784 | 0 | 80.6 | 0.0784 | 0 | 80.6 | 0.0784 | 0 | 80.6 | 0.0784 | 0 | DEER:HVAC_Split-Package_AC | Annual | 1719 | 80.58 | 0.0784 | 0 | 80.58 | 0.0784 | 0 | NE-HVAC-airAC-SpltPkg-240to759kBtuh-10p8eer_MZDEER2017AnyHtl2003CZ02cPVVG | 75684 | NE-HVAC-airAC-SpltPkg-240to759kBtuh-10p8eer_SZDEER2017AnyHtl2003CZ02cDXGF | 75683 |  | 84.4 | 0.0752 | 0 | 65.3 | 0.0912 | 0 | 84.4 | 0.0752 | 0 | 65.3 | 0.0912 | 0 | 128 | 37000 | 169 | 78900
NE-HVAC-airAC-SpltPkg-240to759kBtuh-10p8eer | DEER2017 | D17 v2 |  | Any | Htl | 2003 | CZ03 | cWtd | Cap-Tons | 113.4 | 45380 | None | 74.3 | 0.0598 | 0 | 74.3 | 0.0598 | 0 | 74.3 | 0.0598 | 0 | 74.3 | 0.0598 | 0 | DEER:HVAC_Split-Package_AC | Annual | 1719 | 74.34 | 0.05982 | 0 | 74.34 | 0.05982 | 0 | NE-HVAC-airAC-SpltPkg-240to759kBtuh-10p8eer_MZDEER2017AnyHtl2003CZ03cPVVG | 75686 | NE-HVAC-airAC-SpltPkg-240to759kBtuh-10p8eer_SZDEER2017AnyHtl2003CZ03cDXGF | 75685 |  | 82.3 | 0.057 | 0 | 42.5 | 0.0711 | 0 | 82.3 | 0.057 | 0 | 42.5 | 0.0711 | 0 | 107 | 37000 | 139 | 78900
NE-HVAC-airAC-SpltPkg-240to759kBtuh-10p8eer | DEER2017 | D17 v2 |  | Any | Htl | 2003 | CZ04 | cWtd | Cap-Tons | 137.6 | 45380 | None | 100 | 0.0737 | 0 | 100 | 0.0737 | 0 | 100 | 0.0737 | 0 | 100 | 0.0737 | 0 | DEER:HVAC_Split-Package_AC | Annual | 1719 | 100.36 | 0.07368 | 0 | 100.36 | 0.07368 | 0 | NE-HVAC-airAC-SpltPkg-240to759kBtuh-10p8eer_MZDEER2017AnyHtl2003CZ04cPVVG | 75688 | NE-HVAC-airAC-SpltPkg-240to759kBtuh-10p8eer_SZDEER2017AnyHtl2003CZ04cDXGF | 75687 |  | 106 | 0.0703 | 0 | 77.8 | 0.0872 | 0 | 106 | 0.0703 | 0 | 77.8 | 0.0872 | 0 | 130 | 37000 | 168 | 78900
NE-HVAC-airAC-SpltPkg-240to759kBtuh-10p8eer | DEER2017 | D17 v2 |  | Any | Htl | 2003 | CZ05 | cWtd | Cap-Tons | 108.8 | 45380 | None | 70.5 | 0.047 | 0 | 70.5 | 0.047 | 0 | 70.5 | 0.047 | 0 | 70.5 | 0.047 | 0 | DEER:HVAC_Split-Package_AC | Annual | 1719 | 70.48 | 0.04696 | 0 | 70.48 | 0.04696 | 0 | NE-HVAC-airAC-SpltPkg-240to759kBtuh-10p8eer_MZDEER2017AnyHtl2003CZ05cPVVG | 75690 | NE-HVAC-airAC-SpltPkg-240to759kBtuh-10p8eer_SZDEER2017AnyHtl2003CZ05cDXGF | 75689 |  | 77.2 | 0.0452 | 0 | 43.6 | 0.054 | 0 | 77.2 | 0.0452 | 0 | 43.6 | 0.054 | 0 | 102 | 37000 | 136 | 78900
NE-HVAC-airAC-SpltPkg-240to759kBtuh-10p8eer | DEER2017 | D17 v2 |  | Any | Htl | 2003 | CZ06 | cWtd | Cap-Tons | 140.8 | 45380 | None | 119 | 0.0599 | 0 | 119 | 0.0599 | 0 | 119 | 0.0599 | 0 | 119 | 0.0599 | 0 | DEER:HVAC_Split-Package_AC | Annual | 1719 | 118.56 | 0.05992 | 0 | 118.56 | 0.05992 | 0 | NE-HVAC-airAC-SpltPkg-240to759kBtuh-10p8eer_MZDEER2017AnyHtl2003CZ06cPVVG | 75692 | NE-HVAC-airAC-SpltPkg-240to759kBtuh-10p8eer_SZDEER2017AnyHtl2003CZ06cDXGF | 75691 |  | 129 | 0.0573 | 0 | 76.8 | 0.0704 | 0 | 129 | 0.0573 | 0 | 76.8 | 0.0704 | 0 | 132 | 37000 | 176 | 78900
NE-HVAC-airAC-SpltPkg-240to759kBtuh-10p8eer | DEER2017 | D17 v2 |  | Any | Htl | 2003 | CZ07 | cWtd | Cap-Tons | 110.4 | 45380 | None | 151 | 0.0671 | 0 | 151 | 0.0671 | 0 | 151 | 0.0671 | 0 | 151 | 0.0671 | 0 | DEER:HVAC_Split-Package_AC | Annual | 1719 | 151 | 0.06712 | 0 | 151 | 0.06712 | 0 | NE-HVAC-airAC-SpltPkg-240to759kBtuh-10p8eer_MZDEER2017AnyHtl2003CZ07cPVVG | 75694 | NE-HVAC-airAC-SpltPkg-240to759kBtuh-10p8eer_SZDEER2017AnyHtl2003CZ07cDXGF | 75693 |  | 163 | 0.0642 | 0 | 103 | 0.0788 | 0 | 163 | 0.0642 | 0 | 103 | 0.0788 | 0 | 104 | 37000 | 136 | 78900
NE-HVAC-airAC-SpltPkg-240to759kBtuh-10p8eer | DEER2017 | D17 v2 |  | Any | Htl | 2003 | CZ08 | cWtd | Cap-Tons | 151.4 | 45380 | None | 131 | 0.0674 | 0 | 131 | 0.0674 | 0 | 131 | 0.0674 | 0 | 131 | 0.0674 | 0 | DEER:HVAC_Split-Package_AC | Annual | 1719 | 130.8 | 0.06738 | 0 | 130.8 | 0.06738 | 0 | NE-HVAC-airAC-SpltPkg-240to759kBtuh-10p8eer_MZDEER2017AnyHtl2003CZ08cPVVG | 75696 | NE-HVAC-airAC-SpltPkg-240to759kBtuh-10p8eer_SZDEER2017AnyHtl2003CZ08cDXGF | 75695 |  | 140 | 0.0641 | 0 | 94 | 0.0805 | 0 | 140 | 0.0641 | 0 | 94 | 0.0805 | 0 | 143 | 37000 | 185 | 78900
NE-HVAC-airAC-SpltPkg-240to759kBtuh-10p8eer | DEER2017 | D17 v2 |  | Any | Htl | 2003 | CZ09 | cWtd | Cap-Tons | 174.8 | 45380 | None | 124 | 0.0816 | 0 | 124 | 0.0816 | 0 | 124 | 0.0816 | 0 | 124 | 0.0816 | 0 | DEER:HVAC_Split-Package_AC | Annual | 1719 | 124.2 | 0.08156 | 0 | 124.2 | 0.08156 | 0 | NE-HVAC-airAC-SpltPkg-240to759kBtuh-10p8eer_MZDEER2017AnyHtl2003CZ09cPVVG | 75698 | NE-HVAC-airAC-SpltPkg-240to759kBtuh-10p8eer_SZDEER2017AnyHtl2003CZ09cDXGF | 75697 |  | 132 | 0.0778 | 0 | 93 | 0.0966 | 0 | 132 | 0.0778 | 0 | 93 | 0.0966 | 0 | 165 | 37000 | 214 | 78900
NE-HVAC-airAC-SpltPkg-240to759kBtuh-10p8eer | DEER2017 | D17 v2 |  | Any | Htl | 2003 | CZ10 | cWtd | Cap-Tons | 161.8 | 45380 | None | 130 | 0.0874 | 0 | 130 | 0.0874 | 0 | 130 | 0.0874 | 0 | 130 | 0.0874 | 0 | DEER:HVAC_Split-Package_AC | Annual | 1719 | 129.8 | 0.0874 | 0 | 129.8 | 0.0874 | 0 | NE-HVAC-airAC-SpltPkg-240to759kBtuh-10p8eer_MZDEER2017AnyHtl2003CZ10cPVVG | 75700 | NE-HVAC-airAC-SpltPkg-240to759kBtuh-10p8eer_SZDEER2017AnyHtl2003CZ10cDXGF | 75699 |  | 136 | 0.0835 | 0 | 105 | 0.103 | 0 | 136 | 0.0835 | 0 | 105 | 0.103 | 0 | 152 | 37000 | 201 | 78900
NE-HVAC-airAC-SpltPkg-240to759kBtuh-10p8eer | DEER2017 | D17 v2 |  | Any | Htl | 2003 | CZ11 | cWtd | Cap-Tons | 160.2 | 45380 | None | 130 | 0.0778 | 0 | 130 | 0.0778 | 0 | 130 | 0.0778 | 0 | 130 | 0.0778 | 0 | DEER:HVAC_Split-Package_AC | Annual | 1719 | 130.4 | 0.07778 | 0 | 130.4 | 0.07778 | 0 | NE-HVAC-airAC-SpltPkg-240to759kBtuh-10p8eer_MZDEER2017AnyHtl2003CZ11cPVVG | 75702 | NE-HVAC-airAC-SpltPkg-240to759kBtuh-10p8eer_SZDEER2017AnyHtl2003CZ11cDXGF | 75701 |  | 134 | 0.0746 | 0 | 116 | 0.0905 | 0 | 134 | 0.0746 | 0 | 116 | 0.0905 | 0 | 150 | 37000 | 201 | 78900
NE-HVAC-airAC-SpltPkg-240to759kBtuh-10p8eer | DEER2017 | D17 v2 |  | Any | Htl | 2003 | CZ12 | cWtd | Cap-Tons | 164 | 45380 | None | 103 | 0.0723 | 0 | 103 | 0.0723 | 0 | 103 | 0.0723 | 0 | 103 | 0.0723 | 0 | DEER:HVAC_Split-Package_AC | Annual | 1719 | 102.64 | 0.07232 | 0 | 102.64 | 0.07232 | 0 | NE-HVAC-airAC-SpltPkg-240to759kBtuh-10p8eer_MZDEER2017AnyHtl2003CZ12cPVVG | 75704 | NE-HVAC-airAC-SpltPkg-240to759kBtuh-10p8eer_SZDEER2017AnyHtl2003CZ12cDXGF | 75703 |  | 107 | 0.0695 | 0 | 85.2 | 0.0836 | 0 | 107 | 0.0695 | 0 | 85.2 | 0.0836 | 0 | 154 | 37000 | 204 | 78900
NE-HVAC-airAC-SpltPkg-240to759kBtuh-10p8eer | DEER2017 | D17 v2 |  | Any | Htl | 2003 | CZ13 | cWtd | Cap-Tons | 162.6 | 45380 | None | 137 | 0.0767 | 0 | 137 | 0.0767 | 0 | 137 | 0.0767 | 0 | 137 | 0.0767 | 0 | DEER:HVAC_Split-Package_AC | Annual | 1719 | 137 | 0.07674 | 0 | 137 | 0.07674 | 0 | NE-HVAC-airAC-SpltPkg-240to759kBtuh-10p8eer_MZDEER2017AnyHtl2003CZ13cPVVG | 75706 | NE-HVAC-airAC-SpltPkg-240to759kBtuh-10p8eer_SZDEER2017AnyHtl2003CZ13cDXGF | 75705 |  | 140 | 0.0729 | 0 | 125 | 0.0921 | 0 | 140 | 0.0729 | 0 | 125 | 0.0921 | 0 | 153 | 37000 | 201 | 78900
NE-HVAC-airAC-SpltPkg-240to759kBtuh-10p8eer | DEER2017 | D17 v2 |  | Any | Htl | 2003 | CZ14 | cWtd | Cap-Tons | 174 | 45380 | None | 124 | 0.0744 | 0 | 124 | 0.0744 | 0 | 124 | 0.0744 | 0 | 124 | 0.0744 | 0 | DEER:HVAC_Split-Package_AC | Annual | 1719 | 123.8 | 0.07438 | 0 | 123.8 | 0.07438 | 0 | NE-HVAC-airAC-SpltPkg-240to759kBtuh-10p8eer_MZDEER2017AnyHtl2003CZ14cPVVG | 75708 | NE-HVAC-airAC-SpltPkg-240to759kBtuh-10p8eer_SZDEER2017AnyHtl2003CZ14cDXGF | 75707 |  | 127 | 0.0702 | 0 | 111 | 0.0911 | 0 | 127 | 0.0702 | 0 | 111 | 0.0911 | 0 | 164 | 37000 | 214 | 78900
NE-HVAC-airAC-SpltPkg-240to759kBtuh-10p8eer | DEER2017 | D17 v2 |  | Any | Htl | 2003 | CZ15 | cWtd | Cap-Tons | 206 | 45380 | None | 207 | 0.0766 | 0 | 207 | 0.0766 | 0 | 207 | 0.0766 | 0 | 207 | 0.0766 | 0 | DEER:HVAC_Split-Package_AC | Annual | 1719 | 206.6 | 0.0766 | 0 | 206.6 | 0.0766 | 0 | NE-HVAC-airAC-SpltPkg-240to759kBtuh-10p8eer_MZDEER2017AnyHtl2003CZ15cPVVG | 75710 | NE-HVAC-airAC-SpltPkg-240to759kBtuh-10p8eer_SZDEER2017AnyHtl2003CZ15cDXGF | 75709 |  | 209 | 0.0718 | 0 | 197 | 0.0958 | 0 | 209 | 0.0718 | 0 | 197 | 0.0958 | 0 | 194 | 37000 | 254 | 78900
NE-HVAC-airAC-SpltPkg-240to759kBtuh-10p8eer | DEER2017 | D17 v2 |  | Any | Htl | 2003 | CZ16 | cWtd | Cap-Tons | 116.4 | 45380 | None | 74.9 | 0.0581 | 0 | 74.9 | 0.0581 | 0 | 74.9 | 0.0581 | 0 | 74.9 | 0.0581 | 0 | DEER:HVAC_Split-Package_AC | Annual | 1719 | 74.92 | 0.05806 | 0 | 74.92 | 0.05806 | 0 | NE-HVAC-airAC-SpltPkg-240to759kBtuh-10p8eer_MZDEER2017AnyHtl2003CZ16cPVVG | 75712 | NE-HVAC-airAC-SpltPkg-240to759kBtuh-10p8eer_SZDEER2017AnyHtl2003CZ16cDXGF | 75711 |  | 79.2 | 0.0555 | 0 | 57.8 | 0.0683 | 0 | 79.2 | 0.0555 | 0 | 57.8 | 0.0683 | 0 | 110 | 37000 | 142 | 78900
NE-HVAC-airAC-SpltPkg-240to759kBtuh-10p8eer | DEER2017 | D17 v2 |  | Any | Htl | 2007 | CZ01 | cWtd | Cap-Tons | 86.92 | 45380 | None | 43 | 0.0315 | 0 | 43 | 0.0315 | 0 | 43 | 0.0315 | 0 | 43 | 0.0315 | 0 | DEER:HVAC_Split-Package_AC | Annual | 1719 | 43.028 | 0.03152 | 0 | 43.028 | 0.03152 | 0 | NE-HVAC-airAC-SpltPkg-240to759kBtuh-10p8eer_MZDEER2017AnyHtl2007CZ01cPVVG | 97042 | NE-HVAC-airAC-SpltPkg-240to759kBtuh-10p8eer_SZDEER2017AnyHtl2007CZ01cDXGF | 97041 |  | 51.3 | 0.0311 | 0 | 9.94 | 0.0332 | 0 | 51.3 | 0.0311 | 0 | 9.94 | 0.0332 | 0 | 80.9 | 37000 | 111 | 78900
NE-HVAC-airAC-SpltPkg-240to759kBtuh-10p8eer | DEER2017 | D17 v2 |  | Any | Htl | 2007 | CZ02 | cWtd | Cap-Tons | 132.2 | 45380 | None | 80.2 | 0.0775 | 0 | 80.2 | 0.0775 | 0 | 80.2 | 0.0775 | 0 | 80.2 | 0.0775 | 0 | DEER:HVAC_Split-Package_AC | Annual | 1719 | 80.2 | 0.07754 | 0 | 80.2 | 0.07754 | 0 | NE-HVAC-airAC-SpltPkg-240to759kBtuh-10p8eer_MZDEER2017AnyHtl2007CZ02cPVVG | 97044 | NE-HVAC-airAC-SpltPkg-240to759kBtuh-10p8eer_SZDEER2017AnyHtl2007CZ02cDXGF | 97043 |  | 84.4 | 0.0743 | 0 | 63.4 | 0.0905 | 0 | 84.4 | 0.0743 | 0 | 63.4 | 0.0905 | 0 | 124 | 37000 | 165 | 78900
NE-HVAC-airAC-SpltPkg-240to759kBtuh-10p8eer | DEER2017 | D17 v2 |  | Any | Htl | 2007 | CZ03 | cWtd | Cap-Tons | 109.4 | 45380 | None | 73.7 | 0.0588 | 0 | 73.7 | 0.0588 | 0 | 73.7 | 0.0588 | 0 | 73.7 | 0.0588 | 0 | DEER:HVAC_Split-Package_AC | Annual | 1719 | 73.7 | 0.05876 | 0 | 73.7 | 0.05876 | 0 | NE-HVAC-airAC-SpltPkg-240to759kBtuh-10p8eer_MZDEER2017AnyHtl2007CZ03cPVVG | 97046 | NE-HVAC-airAC-SpltPkg-240to759kBtuh-10p8eer_SZDEER2017AnyHtl2007CZ03cDXGF | 97045 |  | 82.1 | 0.056 | 0 | 40.1 | 0.0698 | 0 | 82.1 | 0.056 | 0 | 40.1 | 0.0698 | 0 | 103 | 37000 | 135 | 78900
NE-HVAC-airAC-SpltPkg-240to759kBtuh-10p8eer | DEER2017 | D17 v2 |  | Any | Htl | 2007 | CZ04 | cWtd | Cap-Tons | 132.6 | 45380 | None | 101 | 0.073 | 0 | 101 | 0.073 | 0 | 101 | 0.073 | 0 | 101 | 0.073 | 0 | DEER:HVAC_Split-Package_AC | Annual | 1719 | 100.72 | 0.07298 | 0 | 100.72 | 0.07298 | 0 | NE-HVAC-airAC-SpltPkg-240to759kBtuh-10p8eer_MZDEER2017AnyHtl2007CZ04cPVVG | 97048 | NE-HVAC-airAC-SpltPkg-240to759kBtuh-10p8eer_SZDEER2017AnyHtl2007CZ04cDXGF | 97047 |  | 107 | 0.0696 | 0 | 75.6 | 0.0865 | 0 | 107 | 0.0696 | 0 | 75.6 | 0.0865 | 0 | 125 | 37000 | 163 | 78900
NE-HVAC-airAC-SpltPkg-240to759kBtuh-10p8eer | DEER2017 | D17 v2 |  | Any | Htl | 2007 | CZ05 | cWtd | Cap-Tons | 104.32 | 45380 | None | 75.6 | 0.0457 | 0 | 75.6 | 0.0457 | 0 | 75.6 | 0.0457 | 0 | 75.6 | 0.0457 | 0 | DEER:HVAC_Split-Package_AC | Annual | 1719 | 75.56 | 0.04566 | 0 | 75.56 | 0.04566 | 0 | NE-HVAC-airAC-SpltPkg-240to759kBtuh-10p8eer_MZDEER2017AnyHtl2007CZ05cPVVG | 97050 | NE-HVAC-airAC-SpltPkg-240to759kBtuh-10p8eer_SZDEER2017AnyHtl2007CZ05cDXGF | 97049 |  | 84.2 | 0.0438 | 0 | 41 | 0.0531 | 0 | 84.2 | 0.0438 | 0 | 41 | 0.0531 | 0 | 97.4 | 37000 | 132 | 78900
NE-HVAC-airAC-SpltPkg-240to759kBtuh-10p8eer | DEER2017 | D17 v2 |  | Any | Htl | 2007 | CZ06 | cWtd | Cap-Tons | 136 | 45380 | None | 117 | 0.0593 | 0 | 117 | 0.0593 | 0 | 117 | 0.0593 | 0 | 117 | 0.0593 | 0 | DEER:HVAC_Split-Package_AC | Annual | 1719 | 117.22 | 0.05932 | 0 | 117.22 | 0.05932 | 0 | NE-HVAC-airAC-SpltPkg-240to759kBtuh-10p8eer_MZDEER2017AnyHtl2007CZ06cPVVG | 97052 | NE-HVAC-airAC-SpltPkg-240to759kBtuh-10p8eer_SZDEER2017AnyHtl2007CZ06cDXGF | 97051 |  | 128 | 0.0567 | 0 | 74.1 | 0.0698 | 0 | 128 | 0.0567 | 0 | 74.1 | 0.0698 | 0 | 127 | 37000 | 172 | 78900
NE-HVAC-airAC-SpltPkg-240to759kBtuh-10p8eer | DEER2017 | D17 v2 |  | Any | Htl | 2007 | CZ07 | cWtd | Cap-Tons | 105.92 | 45380 | None | 148 | 0.0666 | 0 | 148 | 0.0666 | 0 | 148 | 0.0666 | 0 | 148 | 0.0666 | 0 | DEER:HVAC_Split-Package_AC | Annual | 1719 | 148.46 | 0.0666 | 0 | 148.46 | 0.0666 | 0 | NE-HVAC-airAC-SpltPkg-240to759kBtuh-10p8eer_MZDEER2017AnyHtl2007CZ07cPVVG | 97054 | NE-HVAC-airAC-SpltPkg-240to759kBtuh-10p8eer_SZDEER2017AnyHtl2007CZ07cDXGF | 97053 |  | 161 | 0.0637 | 0 | 98.3 | 0.0782 | 0 | 161 | 0.0637 | 0 | 98.3 | 0.0782 | 0 | 99.4 | 37000 | 132 | 78900
NE-HVAC-airAC-SpltPkg-240to759kBtuh-10p8eer | DEER2017 | D17 v2 |  | Any | Htl | 2007 | CZ08 | cWtd | Cap-Tons | 146.4 | 45380 | None | 129 | 0.0668 | 0 | 129 | 0.0668 | 0 | 129 | 0.0668 | 0 | 129 | 0.0668 | 0 | DEER:HVAC_Split-Package_AC | Annual | 1719 | 128.7 | 0.06676 | 0 | 128.7 | 0.06676 | 0 | NE-HVAC-airAC-SpltPkg-240to759kBtuh-10p8eer_MZDEER2017AnyHtl2007CZ08cPVVG | 97056 | NE-HVAC-airAC-SpltPkg-240to759kBtuh-10p8eer_SZDEER2017AnyHtl2007CZ08cDXGF | 97055 |  | 138 | 0.0635 | 0 | 91.5 | 0.0798 | 0 | 138 | 0.0635 | 0 | 91.5 | 0.0798 | 0 | 138 | 37000 | 180 | 78900
NE-HVAC-airAC-SpltPkg-240to759kBtuh-10p8eer | DEER2017 | D17 v2 |  | Any | Htl | 2007 | CZ09 | cWtd | Cap-Tons | 169.8 | 45380 | None | 122 | 0.0811 | 0 | 122 | 0.0811 | 0 | 122 | 0.0811 | 0 | 122 | 0.0811 | 0 | DEER:HVAC_Split-Package_AC | Annual | 1719 | 122.22 | 0.08112 | 0 | 122.22 | 0.08112 | 0 | NE-HVAC-airAC-SpltPkg-240to759kBtuh-10p8eer_MZDEER2017AnyHtl2007CZ09cPVVG | 97058 | NE-HVAC-airAC-SpltPkg-240to759kBtuh-10p8eer_SZDEER2017AnyHtl2007CZ09cDXGF | 97057 |  | 130 | 0.0774 | 0 | 91.1 | 0.096 | 0 | 130 | 0.0774 | 0 | 91.1 | 0.096 | 0 | 160 | 37000 | 209 | 78900
NE-HVAC-airAC-SpltPkg-240to759kBtuh-10p8eer | DEER2017 | D17 v2 |  | Any | Htl | 2007 | CZ10 | cWtd | Cap-Tons | 157 | 45380 | None | 128 | 0.0868 | 0 | 128 | 0.0868 | 0 | 128 | 0.0868 | 0 | 128 | 0.0868 | 0 | DEER:HVAC_Split-Package_AC | Annual | 1719 | 127.8 | 0.0868 | 0 | 127.8 | 0.0868 | 0 | NE-HVAC-airAC-SpltPkg-240to759kBtuh-10p8eer_MZDEER2017AnyHtl2007CZ10cPVVG | 97060 | NE-HVAC-airAC-SpltPkg-240to759kBtuh-10p8eer_SZDEER2017AnyHtl2007CZ10cDXGF | 97059 |  | 134 | 0.083 | 0 | 103 | 0.102 | 0 | 134 | 0.083 | 0 | 103 | 0.102 | 0 | 147 | 37000 | 197 | 78900
NE-HVAC-airAC-SpltPkg-240to759kBtuh-10p8eer | DEER2017 | D17 v2 |  | Any | Htl | 2007 | CZ11 | cWtd | Cap-Tons | 155.2 | 45380 | None | 128 | 0.0772 | 0 | 128 | 0.0772 | 0 | 128 | 0.0772 | 0 | 128 | 0.0772 | 0 | DEER:HVAC_Split-Package_AC | Annual | 1719 | 128.4 | 0.07716 | 0 | 128.4 | 0.07716 | 0 | NE-HVAC-airAC-SpltPkg-240to759kBtuh-10p8eer_MZDEER2017AnyHtl2007CZ11cPVVG | 97062 | NE-HVAC-airAC-SpltPkg-240to759kBtuh-10p8eer_SZDEER2017AnyHtl2007CZ11cDXGF | 97061 |  | 132 | 0.0741 | 0 | 114 | 0.0894 | 0 | 132 | 0.0741 | 0 | 114 | 0.0894 | 0 | 145 | 37000 | 196 | 78900
NE-HVAC-airAC-SpltPkg-240to759kBtuh-10p8eer | DEER2017 | D17 v2 |  | Any | Htl | 2007 | CZ12 | cWtd | Cap-Tons | 159 | 45380 | None | 101 | 0.0716 | 0 | 101 | 0.0716 | 0 | 101 | 0.0716 | 0 | 101 | 0.0716 | 0 | DEER:HVAC_Split-Package_AC | Annual | 1719 | 100.7 | 0.07156 | 0 | 100.7 | 0.07156 | 0 | NE-HVAC-airAC-SpltPkg-240to759kBtuh-10p8eer_MZDEER2017AnyHtl2007CZ12cPVVG | 97064 | NE-HVAC-airAC-SpltPkg-240to759kBtuh-10p8eer_SZDEER2017AnyHtl2007CZ12cDXGF | 97063 |  | 105 | 0.0687 | 0 | 83.5 | 0.083 | 0 | 105 | 0.0687 | 0 | 83.5 | 0.083 | 0 | 149 | 37000 | 199 | 78900
NE-HVAC-airAC-SpltPkg-240to759kBtuh-10p8eer | DEER2017 | D17 v2 |  | Any | Htl | 2007 | CZ13 | cWtd | Cap-Tons | 157.6 | 45380 | None | 134 | 0.0762 | 0 | 134 | 0.0762 | 0 | 134 | 0.0762 | 0 | 134 | 0.0762 | 0 | DEER:HVAC_Split-Package_AC | Annual | 1719 | 134.2 | 0.07624 | 0 | 134.2 | 0.07624 | 0 | NE-HVAC-airAC-SpltPkg-240to759kBtuh-10p8eer_MZDEER2017AnyHtl2007CZ13cPVVG | 97066 | NE-HVAC-airAC-SpltPkg-240to759kBtuh-10p8eer_SZDEER2017AnyHtl2007CZ13cDXGF | 97065 |  | 137 | 0.0724 | 0 | 123 | 0.0916 | 0 | 137 | 0.0724 | 0 | 123 | 0.0916 | 0 | 148 | 37000 | 196 | 78900
NE-HVAC-airAC-SpltPkg-240to759kBtuh-10p8eer | DEER2017 | D17 v2 |  | Any | Htl | 2007 | CZ14 | cWtd | Cap-Tons | 169.2 | 45380 | None | 122 | 0.0737 | 0 | 122 | 0.0737 | 0 | 122 | 0.0737 | 0 | 122 | 0.0737 | 0 | DEER:HVAC_Split-Package_AC | Annual | 1719 | 121.8 | 0.0737 | 0 | 121.8 | 0.0737 | 0 | NE-HVAC-airAC-SpltPkg-240to759kBtuh-10p8eer_MZDEER2017AnyHtl2007CZ14cPVVG | 97068 | NE-HVAC-airAC-SpltPkg-240to759kBtuh-10p8eer_SZDEER2017AnyHtl2007CZ14cDXGF | 97067 |  | 125 | 0.0695 | 0 | 109 | 0.0905 | 0 | 125 | 0.0695 | 0 | 109 | 0.0905 | 0 | 159 | 37000 | 210 | 78900
NE-HVAC-airAC-SpltPkg-240to759kBtuh-10p8eer | DEER2017 | D17 v2 |  | Any | Htl | 2007 | CZ15 | cWtd | Cap-Tons | 201 | 45380 | None | 205 | 0.0761 | 0 | 205 | 0.0761 | 0 | 205 | 0.0761 | 0 | 205 | 0.0761 | 0 | DEER:HVAC_Split-Package_AC | Annual | 1719 | 204.6 | 0.07612 | 0 | 204.6 | 0.07612 | 0 | NE-HVAC-airAC-SpltPkg-240to759kBtuh-10p8eer_MZDEER2017AnyHtl2007CZ15cPVVG | 97070 | NE-HVAC-airAC-SpltPkg-240to759kBtuh-10p8eer_SZDEER2017AnyHtl2007CZ15cDXGF | 97069 |  | 207 | 0.0713 | 0 | 195 | 0.0954 | 0 | 207 | 0.0713 | 0 | 195 | 0.0954 | 0 | 189 | 37000 | 249 | 78900
NE-HVAC-airAC-SpltPkg-240to759kBtuh-10p8eer | DEER2017 | D17 v2 |  | Any | Htl | 2007 | CZ16 | cWtd | Cap-Tons | 111.6 | 45380 | None | 77.8 | 0.0571 | 0 | 77.8 | 0.0571 | 0 | 77.8 | 0.0571 | 0 | 77.8 | 0.0571 | 0 | DEER:HVAC_Split-Package_AC | Annual | 1719 | 77.76 | 0.0571 | 0 | 77.76 | 0.0571 | 0 | NE-HVAC-airAC-SpltPkg-240to759kBtuh-10p8eer_MZDEER2017AnyHtl2007CZ16cPVVG | 97072 | NE-HVAC-airAC-SpltPkg-240to759kBtuh-10p8eer_SZDEER2017AnyHtl2007CZ16cDXGF | 97071 |  | 83.2 | 0.0545 | 0 | 56 | 0.0675 | 0 | 83.2 | 0.0545 | 0 | 56 | 0.0675 | 0 | 105 | 37000 | 138 | 78900
NE-HVAC-airAC-SpltPkg-240to759kBtuh-10p8eer | DEER2017 | D17 v2 |  | Any | Htl | 2011 | CZ01 | cWtd | Cap-Tons | 86 | 45380 | None | 189 | 0.0476 | 1.33 | 43.6 | 0.0316 | 0 | 189 | 0.0476 | 1.33 | 43.6 | 0.0316 | 0 | DEER:HVAC_Split-Package_AC | Annual | 1719 | 189.2 | 0.04756 | 1.326 | 43.598 | 0.03162 | 0 | NE-HVAC-airAC-SpltPkg-240to759kBtuh-10p8eer_MZDEER2017AnyHtl2011CZ01cPVVG | 118402 | NE-HVAC-airAC-SpltPkg-240to759kBtuh-10p8eer_SZDEER2017AnyHtl2011CZ01cDXGF | 118401 |  | 52 | 0.0312 | 0 | 738 | 0.113 | 6.63 | 52 | 0.0312 | 0 | 9.99 | 0.0333 | 0 | 80 | 37000 | 110 | 78900
NE-HVAC-airAC-SpltPkg-240to759kBtuh-10p8eer | DEER2017 | D17 v2 |  | Any | Htl | 2011 | CZ02 | cWtd | Cap-Tons | 130.4 | 45380 | None | 245 | 0.101 | -1.93 | 80.6 | 0.0778 | 0 | 245 | 0.101 | -1.93 | 80.6 | 0.0778 | 0 | DEER:HVAC_Split-Package_AC | Annual | 1719 | 244.52 | 0.10068 | -1.932 | 80.64 | 0.0778 | 0 | NE-HVAC-airAC-SpltPkg-240to759kBtuh-10p8eer_MZDEER2017AnyHtl2011CZ02cPVVG | 118404 | NE-HVAC-airAC-SpltPkg-240to759kBtuh-10p8eer_SZDEER2017AnyHtl2011CZ02cDXGF | 118403 |  | 84.9 | 0.0746 | 0 | 883 | 0.205 | -9.66 | 84.9 | 0.0746 | 0 | 63.6 | 0.0906 | 0 | 122 | 37000 | 164 | 78900
NE-HVAC-airAC-SpltPkg-240to759kBtuh-10p8eer | DEER2017 | D17 v2 |  | Any | Htl | 2011 | CZ03 | cWtd | Cap-Tons | 108.4 | 45380 | None | 229 | 0.084 | 1.1 | 74.5 | 0.0589 | 0 | 229 | 0.084 | 1.1 | 74.5 | 0.0589 | 0 | DEER:HVAC_Split-Package_AC | Annual | 1719 | 228.6 | 0.08396 | 1.098 | 74.46 | 0.05894 | 0 | NE-HVAC-airAC-SpltPkg-240to759kBtuh-10p8eer_MZDEER2017AnyHtl2011CZ03cPVVG | 118406 | NE-HVAC-airAC-SpltPkg-240to759kBtuh-10p8eer_SZDEER2017AnyHtl2011CZ03cDXGF | 118405 |  | 83 | 0.0562 | 0 | 811 | 0.195 | 5.49 | 83 | 0.0562 | 0 | 40.3 | 0.0699 | 0 | 102 | 37000 | 134 | 78900
NE-HVAC-airAC-SpltPkg-240to759kBtuh-10p8eer | DEER2017 | D17 v2 |  | Any | Htl | 2011 | CZ04 | cWtd | Cap-Tons | 131.8 | 45380 | None | 274 | 0.0951 | -1.35 | 102 | 0.0732 | 0 | 274 | 0.0951 | -1.35 | 102 | 0.0732 | 0 | DEER:HVAC_Split-Package_AC | Annual | 1719 | 273.6 | 0.09512 | -1.346 | 101.54 | 0.07324 | 0 | NE-HVAC-airAC-SpltPkg-240to759kBtuh-10p8eer_MZDEER2017AnyHtl2011CZ04cPVVG | 118408 | NE-HVAC-airAC-SpltPkg-240to759kBtuh-10p8eer_SZDEER2017AnyHtl2011CZ04cDXGF | 118407 |  | 108 | 0.0699 | 0 | 936 | 0.196 | -6.73 | 108 | 0.0699 | 0 | 75.7 | 0.0866 | 0 | 124 | 37000 | 163 | 78900
NE-HVAC-airAC-SpltPkg-240to759kBtuh-10p8eer | DEER2017 | D17 v2 |  | Any | Htl | 2011 | CZ05 | cWtd | Cap-Tons | 103.68 | 45380 | None | 233 | 0.0708 | 1.13 | 79.2 | 0.0457 | 0 | 233 | 0.0708 | 1.13 | 79.2 | 0.0457 | 0 | DEER:HVAC_Split-Package_AC | Annual | 1719 | 232.96 | 0.07084 | 1.126 | 79.2 | 0.04568 | 0 | NE-HVAC-airAC-SpltPkg-240to759kBtuh-10p8eer_MZDEER2017AnyHtl2011CZ05cPVVG | 118410 | NE-HVAC-airAC-SpltPkg-240to759kBtuh-10p8eer_SZDEER2017AnyHtl2011CZ05cDXGF | 118409 |  | 88.7 | 0.0438 | 0 | 810 | 0.179 | 5.63 | 88.7 | 0.0438 | 0 | 41.2 | 0.0532 | 0 | 96.6 | 37000 | 132 | 78900
NE-HVAC-airAC-SpltPkg-240to759kBtuh-10p8eer | DEER2017 | D17 v2 |  | Any | Htl | 2011 | CZ06 | cWtd | Cap-Tons | 135.8 | 45380 | None | 282 | 0.0848 | -0.966 | 117 | 0.0594 | 0 | 282 | 0.0848 | -0.966 | 117 | 0.0594 | 0 | DEER:HVAC_Split-Package_AC | Annual | 1719 | 282.4 | 0.08484 | -0.966 | 117.26 | 0.05942 | 0 | NE-HVAC-airAC-SpltPkg-240to759kBtuh-10p8eer_MZDEER2017AnyHtl2011CZ06cPVVG | 118412 | NE-HVAC-airAC-SpltPkg-240to759kBtuh-10p8eer_SZDEER2017AnyHtl2011CZ06cDXGF | 118411 |  | 128 | 0.0568 | 0 | 900 | 0.197 | -4.83 | 128 | 0.0568 | 0 | 74.3 | 0.0699 | 0 | 127 | 37000 | 171 | 78900
NE-HVAC-airAC-SpltPkg-240to759kBtuh-10p8eer | DEER2017 | D17 v2 |  | Any | Htl | 2011 | CZ07 | cWtd | Cap-Tons | 105.08 | 45380 | None | 294 | 0.0819 | 0.83 | 150 | 0.0668 | 0 | 294 | 0.0819 | 0.83 | 150 | 0.0668 | 0 | DEER:HVAC_Split-Package_AC | Annual | 1719 | 294.4 | 0.08192 | 0.83 | 150.16 | 0.0668 | 0 | NE-HVAC-airAC-SpltPkg-240to759kBtuh-10p8eer_MZDEER2017AnyHtl2011CZ07cPVVG | 118414 | NE-HVAC-airAC-SpltPkg-240to759kBtuh-10p8eer_SZDEER2017AnyHtl2011CZ07cDXGF | 118413 |  | 163 | 0.0639 | 0 | 820 | 0.154 | 4.15 | 163 | 0.0639 | 0 | 98.8 | 0.0784 | 0 | 98.6 | 37000 | 131 | 78900
NE-HVAC-airAC-SpltPkg-240to759kBtuh-10p8eer | DEER2017 | D17 v2 |  | Any | Htl | 2011 | CZ08 | cWtd | Cap-Tons | 145.4 | 45380 | None | 302 | 0.0894 | -0.908 | 129 | 0.067 | 0 | 302 | 0.0894 | -0.908 | 129 | 0.067 | 0 | DEER:HVAC_Split-Package_AC | Annual | 1719 | 301.6 | 0.08936 | -0.908 | 128.72 | 0.06696 | 0 | NE-HVAC-airAC-SpltPkg-240to759kBtuh-10p8eer_MZDEER2017AnyHtl2011CZ08cPVVG | 118416 | NE-HVAC-airAC-SpltPkg-240to759kBtuh-10p8eer_SZDEER2017AnyHtl2011CZ08cDXGF | 118415 |  | 138 | 0.0637 | 0 | 956 | 0.192 | -4.54 | 138 | 0.0637 | 0 | 91.6 | 0.08 | 0 | 137 | 37000 | 179 | 78900
NE-HVAC-airAC-SpltPkg-240to759kBtuh-10p8eer | DEER2017 | D17 v2 |  | Any | Htl | 2011 | CZ09 | cWtd | Cap-Tons | 168.8 | 45380 | None | 303 | 0.102 | -1.09 | 122 | 0.0814 | 0 | 303 | 0.102 | -1.09 | 122 | 0.0814 | 0 | DEER:HVAC_Split-Package_AC | Annual | 1719 | 303.4 | 0.10176 | -1.09 | 122.24 | 0.08138 | 0 | NE-HVAC-airAC-SpltPkg-240to759kBtuh-10p8eer_MZDEER2017AnyHtl2011CZ09cPVVG | 118418 | NE-HVAC-airAC-SpltPkg-240to759kBtuh-10p8eer_SZDEER2017AnyHtl2011CZ09cDXGF | 118417 |  | 130 | 0.0777 | 0 | 997 | 0.198 | -5.45 | 130 | 0.0777 | 0 | 91.2 | 0.0961 | 0 | 159 | 37000 | 208 | 78900
NE-HVAC-airAC-SpltPkg-240to759kBtuh-10p8eer | DEER2017 | D17 v2 |  | Any | Htl | 2011 | CZ10 | cWtd | Cap-Tons | 156 | 45380 | None | 311 | 0.107 | -1.23 | 128 | 0.087 | 0 | 311 | 0.107 | -1.23 | 128 | 0.087 | 0 | DEER:HVAC_Split-Package_AC | Annual | 1719 | 311.2 | 0.10724 | -1.226 | 127.8 | 0.08704 | 0 | NE-HVAC-airAC-SpltPkg-240to759kBtuh-10p8eer_MZDEER2017AnyHtl2011CZ10cPVVG | 118420 | NE-HVAC-airAC-SpltPkg-240to759kBtuh-10p8eer_SZDEER2017AnyHtl2011CZ10cDXGF | 118419 |  | 134 | 0.0833 | 0 | 1020 | 0.203 | -6.13 | 134 | 0.0833 | 0 | 103 | 0.102 | 0 | 146 | 37000 | 196 | 78900
NE-HVAC-airAC-SpltPkg-240to759kBtuh-10p8eer | DEER2017 | D17 v2 |  | Any | Htl | 2011 | CZ11 | cWtd | Cap-Tons | 154.4 | 45380 | None | 305 | 0.103 | -1.88 | 129 | 0.0774 | 0 | 305 | 0.103 | -1.88 | 129 | 0.0774 | 0 | DEER:HVAC_Split-Package_AC | Annual | 1719 | 305.2 | 0.10344 | -1.88 | 129.2 | 0.07736 | 0 | NE-HVAC-airAC-SpltPkg-240to759kBtuh-10p8eer_MZDEER2017AnyHtl2011CZ11cPVVG | 118422 | NE-HVAC-airAC-SpltPkg-240to759kBtuh-10p8eer_SZDEER2017AnyHtl2011CZ11cDXGF | 118421 |  | 133 | 0.0743 | 0 | 994 | 0.22 | -9.4 | 133 | 0.0743 | 0 | 114 | 0.0896 | 0 | 144 | 37000 | 196 | 78900
NE-HVAC-airAC-SpltPkg-240to759kBtuh-10p8eer | DEER2017 | D17 v2 |  | Any | Htl | 2011 | CZ12 | cWtd | Cap-Tons | 158 | 45380 | None | 280 | 0.0992 | -1.89 | 101 | 0.0718 | 0 | 280 | 0.0992 | -1.89 | 101 | 0.0718 | 0 | DEER:HVAC_Split-Package_AC | Annual | 1719 | 280 | 0.0992 | -1.894 | 100.74 | 0.07182 | 0 | NE-HVAC-airAC-SpltPkg-240to759kBtuh-10p8eer_MZDEER2017AnyHtl2011CZ12cPVVG | 118424 | NE-HVAC-airAC-SpltPkg-240to759kBtuh-10p8eer_SZDEER2017AnyHtl2011CZ12cDXGF | 118423 |  | 105 | 0.069 | 0 | 980 | 0.22 | -9.47 | 105 | 0.069 | 0 | 83.7 | 0.0831 | 0 | 148 | 37000 | 198 | 78900
NE-HVAC-airAC-SpltPkg-240to759kBtuh-10p8eer | DEER2017 | D17 v2 |  | Any | Htl | 2011 | CZ13 | cWtd | Cap-Tons | 156.6 | 45380 | None | 309 | 0.0991 | -1.69 | 135 | 0.0764 | 0 | 309 | 0.0991 | -1.69 | 135 | 0.0764 | 0 | DEER:HVAC_Split-Package_AC | Annual | 1719 | 309 | 0.09908 | -1.686 | 135 | 0.07642 | 0 | NE-HVAC-airAC-SpltPkg-240to759kBtuh-10p8eer_MZDEER2017AnyHtl2011CZ13cPVVG | 118426 | NE-HVAC-airAC-SpltPkg-240to759kBtuh-10p8eer_SZDEER2017AnyHtl2011CZ13cDXGF | 118425 |  | 138 | 0.0726 | 0 | 993 | 0.205 | -8.43 | 138 | 0.0726 | 0 | 123 | 0.0917 | 0 | 147 | 37000 | 195 | 78900
NE-HVAC-airAC-SpltPkg-240to759kBtuh-10p8eer | DEER2017 | D17 v2 |  | Any | Htl | 2011 | CZ14 | cWtd | Cap-Tons | 168.2 | 45380 | None | 300 | 0.0998 | -1.95 | 123 | 0.0739 | 0 | 300 | 0.0998 | -1.95 | 123 | 0.0739 | 0 | DEER:HVAC_Split-Package_AC | Annual | 1719 | 299.8 | 0.09976 | -1.946 | 122.6 | 0.07388 | 0 | NE-HVAC-airAC-SpltPkg-240to759kBtuh-10p8eer_MZDEER2017AnyHtl2011CZ14cPVVG | 118428 | NE-HVAC-airAC-SpltPkg-240to759kBtuh-10p8eer_SZDEER2017AnyHtl2011CZ14cDXGF | 118427 |  | 126 | 0.0697 | 0 | 995 | 0.22 | -9.73 | 126 | 0.0697 | 0 | 109 | 0.0906 | 0 | 158 | 37000 | 209 | 78900
NE-HVAC-airAC-SpltPkg-240to759kBtuh-10p8eer | DEER2017 | D17 v2 |  | Any | Htl | 2011 | CZ15 | cWtd | Cap-Tons | 200.2 | 45380 | None | 398 | 0.103 | -0.58 | 205 | 0.0763 | 0 | 398 | 0.103 | -0.58 | 205 | 0.0763 | 0 | DEER:HVAC_Split-Package_AC | Annual | 1719 | 398.4 | 0.1028 | -0.58 | 205.4 | 0.0763 | 0 | NE-HVAC-airAC-SpltPkg-240to759kBtuh-10p8eer_MZDEER2017AnyHtl2011CZ15cPVVG | 118430 | NE-HVAC-airAC-SpltPkg-240to759kBtuh-10p8eer_SZDEER2017AnyHtl2011CZ15cDXGF | 118429 |  | 208 | 0.0715 | 0 | 1160 | 0.228 | -2.9 | 208 | 0.0715 | 0 | 195 | 0.0955 | 0 | 188 | 37000 | 249 | 78900
NE-HVAC-airAC-SpltPkg-240to759kBtuh-10p8eer | DEER2017 | D17 v2 |  | Any | Htl | 2011 | CZ16 | cWtd | Cap-Tons | 110.6 | 45380 | None | 233 | 0.0764 | -0.59 | 78.6 | 0.0573 | 0 | 233 | 0.0764 | -0.59 | 78.6 | 0.0573 | 0 | DEER:HVAC_Split-Package_AC | Annual | 1719 | 232.76 | 0.07636 | -0.59 | 78.58 | 0.05728 | 0 | NE-HVAC-airAC-SpltPkg-240to759kBtuh-10p8eer_MZDEER2017AnyHtl2011CZ16cPVVG | 118432 | NE-HVAC-airAC-SpltPkg-240to759kBtuh-10p8eer_SZDEER2017AnyHtl2011CZ16cDXGF | 118431 |  | 84.2 | 0.0547 | 0 | 827 | 0.163 | -2.95 | 84.2 | 0.0547 | 0 | 56.1 | 0.0676 | 0 | 104 | 37000 | 137 | 78900
NE-HVAC-airAC-SpltPkg-240to759kBtuh-10p8eer | DEER2017 | D17 v2 |  | Any | Htl | 2014 | CZ01 | cWtd | Cap-Tons | 79.88 | 45380 | None | 46.2 | 0.0305 | 0 | 46.2 | 0.0305 | 0 | 46.2 | 0.0305 | 0 | 46.2 | 0.0305 | 0 | DEER:HVAC_Split-Package_AC | Annual | 1719 | 46.188 | 0.03046 | 0 | 46.188 | 0.03046 | 0 | NE-HVAC-airAC-SpltPkg-240to759kBtuh-10p8eer_MZDEER2017AnyHtl2014CZ01cPVVG | 139762 | NE-HVAC-airAC-SpltPkg-240to759kBtuh-10p8eer_SZDEER2017AnyHtl2014CZ01cDXGF | 139761 |  | 55.8 | 0.0306 | 0 | 7.74 | 0.0299 | 0 | 55.8 | 0.0306 | 0 | 7.74 | 0.0299 | 0 | 73.1 | 37000 | 107 | 78900
NE-HVAC-airAC-SpltPkg-240to759kBtuh-10p8eer | DEER2017 | D17 v2 |  | Any | Htl | 2014 | CZ02 | cWtd | Cap-Tons | 125.2 | 45380 | None | 79.6 | 0.0779 | 0 | 79.6 | 0.0779 | 0 | 79.6 | 0.0779 | 0 | 79.6 | 0.0779 | 0 | DEER:HVAC_Split-Package_AC | Annual | 1719 | 79.6 | 0.07792 | 0 | 79.6 | 0.07792 | 0 | NE-HVAC-airAC-SpltPkg-240to759kBtuh-10p8eer_MZDEER2017AnyHtl2014CZ02cPVVG | 139764 | NE-HVAC-airAC-SpltPkg-240to759kBtuh-10p8eer_SZDEER2017AnyHtl2014CZ02cDXGF | 139763 |  | 84 | 0.0749 | 0 | 62 | 0.09 | 0 | 84 | 0.0749 | 0 | 62 | 0.09 | 0 | 117 | 37000 | 158 | 78900
NE-HVAC-airAC-SpltPkg-240to759kBtuh-10p8eer | DEER2017 | D17 v2 |  | Any | Htl | 2014 | CZ03 | cWtd | Cap-Tons | 97.12 | 45380 | None | 85.7 | 0.0592 | 0 | 85.7 | 0.0592 | 0 | 85.7 | 0.0592 | 0 | 85.7 | 0.0592 | 0 | DEER:HVAC_Split-Package_AC | Annual | 1719 | 85.7 | 0.05916 | 0 | 85.7 | 0.05916 | 0 | NE-HVAC-airAC-SpltPkg-240to759kBtuh-10p8eer_MZDEER2017AnyHtl2014CZ03cPVVG | 139766 | NE-HVAC-airAC-SpltPkg-240to759kBtuh-10p8eer_SZDEER2017AnyHtl2014CZ03cDXGF | 139765 |  | 97.6 | 0.0567 | 0 | 38.1 | 0.069 | 0 | 97.6 | 0.0567 | 0 | 38.1 | 0.069 | 0 | 90.4 | 37000 | 124 | 78900
NE-HVAC-airAC-SpltPkg-240to759kBtuh-10p8eer | DEER2017 | D17 v2 |  | Any | Htl | 2014 | CZ04 | cWtd | Cap-Tons | 121 | 45380 | None | 99.9 | 0.0726 | 0 | 99.9 | 0.0726 | 0 | 99.9 | 0.0726 | 0 | 99.9 | 0.0726 | 0 | DEER:HVAC_Split-Package_AC | Annual | 1719 | 99.94 | 0.07258 | 0 | 99.94 | 0.07258 | 0 | NE-HVAC-airAC-SpltPkg-240to759kBtuh-10p8eer_MZDEER2017AnyHtl2014CZ04cPVVG | 139768 | NE-HVAC-airAC-SpltPkg-240to759kBtuh-10p8eer_SZDEER2017AnyHtl2014CZ04cDXGF | 139767 |  | 107 | 0.0695 | 0 | 71.7 | 0.0849 | 0 | 107 | 0.0695 | 0 | 71.7 | 0.0849 | 0 | 113 | 37000 | 153 | 78900
NE-HVAC-airAC-SpltPkg-240to759kBtuh-10p8eer | DEER2017 | D17 v2 |  | Any | Htl | 2014 | CZ05 | cWtd | Cap-Tons | 92.28 | 45380 | None | 81.8 | 0.0448 | 0 | 81.8 | 0.0448 | 0 | 81.8 | 0.0448 | 0 | 81.8 | 0.0448 | 0 | DEER:HVAC_Split-Package_AC | Annual | 1719 | 81.78 | 0.04476 | 0 | 81.78 | 0.04476 | 0 | NE-HVAC-airAC-SpltPkg-240to759kBtuh-10p8eer_MZDEER2017AnyHtl2014CZ05cPVVG | 139770 | NE-HVAC-airAC-SpltPkg-240to759kBtuh-10p8eer_SZDEER2017AnyHtl2014CZ05cDXGF | 139769 |  | 92.6 | 0.0431 | 0 | 38.5 | 0.0514 | 0 | 92.6 | 0.0431 | 0 | 38.5 | 0.0514 | 0 | 85.1 | 37000 | 121 | 78900
NE-HVAC-airAC-SpltPkg-240to759kBtuh-10p8eer | DEER2017 | D17 v2 |  | Any | Htl | 2014 | CZ06 | cWtd | Cap-Tons | 120 | 45380 | None | 120 | 0.0603 | 0 | 120 | 0.0603 | 0 | 120 | 0.0603 | 0 | 120 | 0.0603 | 0 | DEER:HVAC_Split-Package_AC | Annual | 1719 | 120.1 | 0.06032 | 0 | 120.1 | 0.06032 | 0 | NE-HVAC-airAC-SpltPkg-240to759kBtuh-10p8eer_MZDEER2017AnyHtl2014CZ06cPVVG | 139772 | NE-HVAC-airAC-SpltPkg-240to759kBtuh-10p8eer_SZDEER2017AnyHtl2014CZ06cDXGF | 139771 |  | 132 | 0.0578 | 0 | 72.5 | 0.0704 | 0 | 132 | 0.0578 | 0 | 72.5 | 0.0704 | 0 | 111 | 37000 | 156 | 78900
NE-HVAC-airAC-SpltPkg-240to759kBtuh-10p8eer | DEER2017 | D17 v2 |  | Any | Htl | 2014 | CZ07 | cWtd | Cap-Tons | 91.28 | 45380 | None | 161 | 0.0683 | 0 | 161 | 0.0683 | 0 | 161 | 0.0683 | 0 | 161 | 0.0683 | 0 | DEER:HVAC_Split-Package_AC | Annual | 1719 | 161.32 | 0.06826 | 0 | 161.32 | 0.06826 | 0 | NE-HVAC-airAC-SpltPkg-240to759kBtuh-10p8eer_MZDEER2017AnyHtl2014CZ07cPVVG | 139774 | NE-HVAC-airAC-SpltPkg-240to759kBtuh-10p8eer_SZDEER2017AnyHtl2014CZ07cDXGF | 139773 |  | 177 | 0.0659 | 0 | 98.6 | 0.0777 | 0 | 177 | 0.0659 | 0 | 98.6 | 0.0777 | 0 | 84.6 | 37000 | 118 | 78900
NE-HVAC-airAC-SpltPkg-240to759kBtuh-10p8eer | DEER2017 | D17 v2 |  | Any | Htl | 2014 | CZ08 | cWtd | Cap-Tons | 129.6 | 45380 | None | 133 | 0.0677 | 0 | 133 | 0.0677 | 0 | 133 | 0.0677 | 0 | 133 | 0.0677 | 0 | DEER:HVAC_Split-Package_AC | Annual | 1719 | 132.5 | 0.06766 | 0 | 132.5 | 0.06766 | 0 | NE-HVAC-airAC-SpltPkg-240to759kBtuh-10p8eer_MZDEER2017AnyHtl2014CZ08cPVVG | 139776 | NE-HVAC-airAC-SpltPkg-240to759kBtuh-10p8eer_SZDEER2017AnyHtl2014CZ08cDXGF | 139775 |  | 143 | 0.0647 | 0 | 90.5 | 0.0795 | 0 | 143 | 0.0647 | 0 | 90.5 | 0.0795 | 0 | 121 | 37000 | 164 | 78900
NE-HVAC-airAC-SpltPkg-240to759kBtuh-10p8eer | DEER2017 | D17 v2 |  | Any | Htl | 2014 | CZ09 | cWtd | Cap-Tons | 152 | 45380 | None | 122 | 0.0821 | 0 | 122 | 0.0821 | 0 | 122 | 0.0821 | 0 | 122 | 0.0821 | 0 | DEER:HVAC_Split-Package_AC | Annual | 1719 | 121.94 | 0.08214 | 0 | 121.94 | 0.08214 | 0 | NE-HVAC-airAC-SpltPkg-240to759kBtuh-10p8eer_MZDEER2017AnyHtl2014CZ09cPVVG | 139778 | NE-HVAC-airAC-SpltPkg-240to759kBtuh-10p8eer_SZDEER2017AnyHtl2014CZ09cDXGF | 139777 |  | 130 | 0.0788 | 0 | 89.7 | 0.0955 | 0 | 130 | 0.0788 | 0 | 89.7 | 0.0955 | 0 | 142 | 37000 | 192 | 78900
NE-HVAC-airAC-SpltPkg-240to759kBtuh-10p8eer | DEER2017 | D17 v2 |  | Any | Htl | 2014 | CZ10 | cWtd | Cap-Tons | 150 | 45380 | None | 126 | 0.0871 | 0 | 126 | 0.0871 | 0 | 126 | 0.0871 | 0 | 126 | 0.0871 | 0 | DEER:HVAC_Split-Package_AC | Annual | 1719 | 126.4 | 0.08712 | 0 | 126.4 | 0.08712 | 0 | NE-HVAC-airAC-SpltPkg-240to759kBtuh-10p8eer_MZDEER2017AnyHtl2014CZ10cPVVG | 139780 | NE-HVAC-airAC-SpltPkg-240to759kBtuh-10p8eer_SZDEER2017AnyHtl2014CZ10cDXGF | 139779 |  | 133 | 0.0834 | 0 | 100 | 0.102 | 0 | 133 | 0.0834 | 0 | 100 | 0.102 | 0 | 140 | 37000 | 190 | 78900
NE-HVAC-airAC-SpltPkg-240to759kBtuh-10p8eer | DEER2017 | D17 v2 |  | Any | Htl | 2014 | CZ11 | cWtd | Cap-Tons | 148.2 | 45380 | None | 128 | 0.0776 | 0 | 128 | 0.0776 | 0 | 128 | 0.0776 | 0 | 128 | 0.0776 | 0 | DEER:HVAC_Split-Package_AC | Annual | 1719 | 128.4 | 0.07764 | 0 | 128.4 | 0.07764 | 0 | NE-HVAC-airAC-SpltPkg-240to759kBtuh-10p8eer_MZDEER2017AnyHtl2014CZ11cPVVG | 139782 | NE-HVAC-airAC-SpltPkg-240to759kBtuh-10p8eer_SZDEER2017AnyHtl2014CZ11cDXGF | 139781 |  | 132 | 0.0747 | 0 | 114 | 0.0894 | 0 | 132 | 0.0747 | 0 | 114 | 0.0894 | 0 | 138 | 37000 | 189 | 78900
NE-HVAC-airAC-SpltPkg-240to759kBtuh-10p8eer | DEER2017 | D17 v2 |  | Any | Htl | 2014 | CZ12 | cWtd | Cap-Tons | 152 | 45380 | None | 99.5 | 0.0719 | 0 | 99.5 | 0.0719 | 0 | 99.5 | 0.0719 | 0 | 99.5 | 0.0719 | 0 | DEER:HVAC_Split-Package_AC | Annual | 1719 | 99.52 | 0.07186 | 0 | 99.52 | 0.07186 | 0 | NE-HVAC-airAC-SpltPkg-240to759kBtuh-10p8eer_MZDEER2017AnyHtl2014CZ12cPVVG | 139784 | NE-HVAC-airAC-SpltPkg-240to759kBtuh-10p8eer_SZDEER2017AnyHtl2014CZ12cDXGF | 139783 |  | 104 | 0.0691 | 0 | 81.6 | 0.0829 | 0 | 104 | 0.0691 | 0 | 81.6 | 0.0829 | 0 | 142 | 37000 | 192 | 78900
NE-HVAC-airAC-SpltPkg-240to759kBtuh-10p8eer | DEER2017 | D17 v2 |  | Any | Htl | 2014 | CZ13 | cWtd | Cap-Tons | 150.6 | 45380 | None | 135 | 0.0768 | 0 | 135 | 0.0768 | 0 | 135 | 0.0768 | 0 | 135 | 0.0768 | 0 | DEER:HVAC_Split-Package_AC | Annual | 1719 | 135 | 0.07676 | 0 | 135 | 0.07676 | 0 | NE-HVAC-airAC-SpltPkg-240to759kBtuh-10p8eer_MZDEER2017AnyHtl2014CZ13cPVVG | 139786 | NE-HVAC-airAC-SpltPkg-240to759kBtuh-10p8eer_SZDEER2017AnyHtl2014CZ13cDXGF | 139785 |  | 138 | 0.0731 | 0 | 123 | 0.0914 | 0 | 138 | 0.0731 | 0 | 123 | 0.0914 | 0 | 141 | 37000 | 189 | 78900
NE-HVAC-airAC-SpltPkg-240to759kBtuh-10p8eer | DEER2017 | D17 v2 |  | Any | Htl | 2014 | CZ14 | cWtd | Cap-Tons | 162.2 | 45380 | None | 122 | 0.0738 | 0 | 122 | 0.0738 | 0 | 122 | 0.0738 | 0 | 122 | 0.0738 | 0 | DEER:HVAC_Split-Package_AC | Annual | 1719 | 121.6 | 0.07376 | 0 | 121.6 | 0.07376 | 0 | NE-HVAC-airAC-SpltPkg-240to759kBtuh-10p8eer_MZDEER2017AnyHtl2014CZ14cPVVG | 139788 | NE-HVAC-airAC-SpltPkg-240to759kBtuh-10p8eer_SZDEER2017AnyHtl2014CZ14cDXGF | 139787 |  | 125 | 0.0696 | 0 | 108 | 0.0904 | 0 | 125 | 0.0696 | 0 | 108 | 0.0904 | 0 | 152 | 37000 | 203 | 78900
NE-HVAC-airAC-SpltPkg-240to759kBtuh-10p8eer | DEER2017 | D17 v2 |  | Any | Htl | 2014 | CZ15 | cWtd | Cap-Tons | 193.2 | 45380 | None | 205 | 0.0764 | 0 | 205 | 0.0764 | 0 | 205 | 0.0764 | 0 | 205 | 0.0764 | 0 | DEER:HVAC_Split-Package_AC | Annual | 1719 | 205.4 | 0.07636 | 0 | 205.4 | 0.07636 | 0 | NE-HVAC-airAC-SpltPkg-240to759kBtuh-10p8eer_MZDEER2017AnyHtl2014CZ15cPVVG | 139790 | NE-HVAC-airAC-SpltPkg-240to759kBtuh-10p8eer_SZDEER2017AnyHtl2014CZ15cDXGF | 139789 |  | 208 | 0.0716 | 0 | 195 | 0.0954 | 0 | 208 | 0.0716 | 0 | 195 | 0.0954 | 0 | 181 | 37000 | 242 | 78900
NE-HVAC-airAC-SpltPkg-240to759kBtuh-10p8eer | DEER2017 | D17 v2 |  | Any | Htl | 2014 | CZ16 | cWtd | Cap-Tons | 103.12 | 45380 | None | 77.5 | 0.0574 | 0 | 77.5 | 0.0574 | 0 | 77.5 | 0.0574 | 0 | 77.5 | 0.0574 | 0 | DEER:HVAC_Split-Package_AC | Annual | 1719 | 77.52 | 0.0574 | 0 | 77.52 | 0.0574 | 0 | NE-HVAC-airAC-SpltPkg-240to759kBtuh-10p8eer_MZDEER2017AnyHtl2014CZ16cPVVG | 139792 | NE-HVAC-airAC-SpltPkg-240to759kBtuh-10p8eer_SZDEER2017AnyHtl2014CZ16cDXGF | 139791 |  | 83.4 | 0.055 | 0 | 54 | 0.067 | 0 | 83.4 | 0.055 | 0 | 54 | 0.067 | 0 | 96.4 | 37000 | 130 | 78900
NE-HVAC-airAC-SpltPkg-240to759kBtuh-10p8eer | DEER2017 | D17 v2 |  | Any | Htl | New | CZ01 | cWtd | Cap-Tons | 79.88 | 45380 | None | 46.2 | 0.0305 | 0 | 46.2 | 0.0305 | 0 | 46.2 | 0.0305 | 0 | 46.2 | 0.0305 | 0 | DEER:HVAC_Split-Package_AC | Annual | 1719 | 46.188 | 0.03046 | 0 | 46.188 | 0.03046 | 0 | NE-HVAC-airAC-SpltPkg-240to759kBtuh-10p8eer_MZDEER2017AnyHtlNewCZ01cPVVG | 164114 | NE-HVAC-airAC-SpltPkg-240to759kBtuh-10p8eer_SZDEER2017AnyHtlNewCZ01cDXGF | 164113 |  | 55.8 | 0.0306 | 0 | 7.74 | 0.0299 | 0 | 55.8 | 0.0306 | 0 | 7.74 | 0.0299 | 0 | 73.1 | 37000 | 107 | 78900
NE-HVAC-airAC-SpltPkg-240to759kBtuh-10p8eer | DEER2017 | D17 v2 |  | Any | Htl | New | CZ02 | cWtd | Cap-Tons | 125.2 | 45380 | None | 79.6 | 0.0779 | 0 | 79.6 | 0.0779 | 0 | 79.6 | 0.0779 | 0 | 79.6 | 0.0779 | 0 | DEER:HVAC_Split-Package_AC | Annual | 1719 | 79.6 | 0.07792 | 0 | 79.6 | 0.07792 | 0 | NE-HVAC-airAC-SpltPkg-240to759kBtuh-10p8eer_MZDEER2017AnyHtlNewCZ02cPVVG | 164116 | NE-HVAC-airAC-SpltPkg-240to759kBtuh-10p8eer_SZDEER2017AnyHtlNewCZ02cDXGF | 164115 |  | 84 | 0.0749 | 0 | 62 | 0.09 | 0 | 84 | 0.0749 | 0 | 62 | 0.09 | 0 | 117 | 37000 | 158 | 78900
NE-HVAC-airAC-SpltPkg-240to759kBtuh-10p8eer | DEER2017 | D17 v2 |  | Any | Htl | New | CZ03 | cWtd | Cap-Tons | 97.12 | 45380 | None | 85.7 | 0.0592 | 0 | 85.7 | 0.0592 | 0 | 85.7 | 0.0592 | 0 | 85.7 | 0.0592 | 0 | DEER:HVAC_Split-Package_AC | Annual | 1719 | 85.7 | 0.05916 | 0 | 85.7 | 0.05916 | 0 | NE-HVAC-airAC-SpltPkg-240to759kBtuh-10p8eer_MZDEER2017AnyHtlNewCZ03cPVVG | 164118 | NE-HVAC-airAC-SpltPkg-240to759kBtuh-10p8eer_SZDEER2017AnyHtlNewCZ03cDXGF | 164117 |  | 97.6 | 0.0567 | 0 | 38.1 | 0.069 | 0 | 97.6 | 0.0567 | 0 | 38.1 | 0.069 | 0 | 90.4 | 37000 | 124 | 78900
NE-HVAC-airAC-SpltPkg-240to759kBtuh-10p8eer | DEER2017 | D17 v2 |  | Any | Htl | New | CZ04 | cWtd | Cap-Tons | 121 | 45380 | None | 99.9 | 0.0726 | 0 | 99.9 | 0.0726 | 0 | 99.9 | 0.0726 | 0 | 99.9 | 0.0726 | 0 | DEER:HVAC_Split-Package_AC | Annual | 1719 | 99.94 | 0.07258 | 0 | 99.94 | 0.07258 | 0 | NE-HVAC-airAC-SpltPkg-240to759kBtuh-10p8eer_MZDEER2017AnyHtlNewCZ04cPVVG | 164120 | NE-HVAC-airAC-SpltPkg-240to759kBtuh-10p8eer_SZDEER2017AnyHtlNewCZ04cDXGF | 164119 |  | 107 | 0.0695 | 0 | 71.7 | 0.0849 | 0 | 107 | 0.0695 | 0 | 71.7 | 0.0849 | 0 | 113 | 37000 | 153 | 78900
NE-HVAC-airAC-SpltPkg-240to759kBtuh-10p8eer | DEER2017 | D17 v2 |  | Any | Htl | New | CZ05 | cWtd | Cap-Tons | 92.28 | 45380 | None | 81.8 | 0.0448 | 0 | 81.8 | 0.0448 | 0 | 81.8 | 0.0448 | 0 | 81.8 | 0.0448 | 0 | DEER:HVAC_Split-Package_AC | Annual | 1719 | 81.78 | 0.04476 | 0 | 81.78 | 0.04476 | 0 | NE-HVAC-airAC-SpltPkg-240to759kBtuh-10p8eer_MZDEER2017AnyHtlNewCZ05cPVVG | 164122 | NE-HVAC-airAC-SpltPkg-240to759kBtuh-10p8eer_SZDEER2017AnyHtlNewCZ05cDXGF | 164121 |  | 92.6 | 0.0431 | 0 | 38.5 | 0.0514 | 0 | 92.6 | 0.0431 | 0 | 38.5 | 0.0514 | 0 | 85.1 | 37000 | 121 | 78900
NE-HVAC-airAC-SpltPkg-240to759kBtuh-10p8eer | DEER2017 | D17 v2 |  | Any | Htl | New | CZ06 | cWtd | Cap-Tons | 120 | 45380 | None | 120 | 0.0603 | 0 | 120 | 0.0603 | 0 | 120 | 0.0603 | 0 | 120 | 0.0603 | 0 | DEER:HVAC_Split-Package_AC | Annual | 1719 | 120.1 | 0.06032 | 0 | 120.1 | 0.06032 | 0 | NE-HVAC-airAC-SpltPkg-240to759kBtuh-10p8eer_MZDEER2017AnyHtlNewCZ06cPVVG | 164124 | NE-HVAC-airAC-SpltPkg-240to759kBtuh-10p8eer_SZDEER2017AnyHtlNewCZ06cDXGF | 164123 |  | 132 | 0.0578 | 0 | 72.5 | 0.0704 | 0 | 132 | 0.0578 | 0 | 72.5 | 0.0704 | 0 | 111 | 37000 | 156 | 78900
NE-HVAC-airAC-SpltPkg-240to759kBtuh-10p8eer | DEER2017 | D17 v2 |  | Any | Htl | New | CZ07 | cWtd | Cap-Tons | 91.28 | 45380 | None | 161 | 0.0683 | 0 | 161 | 0.0683 | 0 | 161 | 0.0683 | 0 | 161 | 0.0683 | 0 | DEER:HVAC_Split-Package_AC | Annual | 1719 | 161.32 | 0.06826 | 0 | 161.32 | 0.06826 | 0 | NE-HVAC-airAC-SpltPkg-240to759kBtuh-10p8eer_MZDEER2017AnyHtlNewCZ07cPVVG | 164126 | NE-HVAC-airAC-SpltPkg-240to759kBtuh-10p8eer_SZDEER2017AnyHtlNewCZ07cDXGF | 164125 |  | 177 | 0.0659 | 0 | 98.6 | 0.0777 | 0 | 177 | 0.0659 | 0 | 98.6 | 0.0777 | 0 | 84.6 | 37000 | 118 | 78900
NE-HVAC-airAC-SpltPkg-240to759kBtuh-10p8eer | DEER2017 | D17 v2 |  | Any | Htl | New | CZ08 | cWtd | Cap-Tons | 129.6 | 45380 | None | 133 | 0.0677 | 0 | 133 | 0.0677 | 0 | 133 | 0.0677 | 0 | 133 | 0.0677 | 0 | DEER:HVAC_Split-Package_AC | Annual | 1719 | 132.5 | 0.06766 | 0 | 132.5 | 0.06766 | 0 | NE-HVAC-airAC-SpltPkg-240to759kBtuh-10p8eer_MZDEER2017AnyHtlNewCZ08cPVVG | 164128 | NE-HVAC-airAC-SpltPkg-240to759kBtuh-10p8eer_SZDEER2017AnyHtlNewCZ08cDXGF | 164127 |  | 143 | 0.0647 | 0 | 90.5 | 0.0795 | 0 | 143 | 0.0647 | 0 | 90.5 | 0.0795 | 0 | 121 | 37000 | 164 | 78900
NE-HVAC-airAC-SpltPkg-240to759kBtuh-10p8eer | DEER2017 | D17 v2 |  | Any | Htl | New | CZ09 | cWtd | Cap-Tons | 152 | 45380 | None | 122 | 0.0821 | 0 | 122 | 0.0821 | 0 | 122 | 0.0821 | 0 | 122 | 0.0821 | 0 | DEER:HVAC_Split-Package_AC | Annual | 1719 | 121.94 | 0.08214 | 0 | 121.94 | 0.08214 | 0 | NE-HVAC-airAC-SpltPkg-240to759kBtuh-10p8eer_MZDEER2017AnyHtlNewCZ09cPVVG | 164130 | NE-HVAC-airAC-SpltPkg-240to759kBtuh-10p8eer_SZDEER2017AnyHtlNewCZ09cDXGF | 164129 |  | 130 | 0.0788 | 0 | 89.7 | 0.0955 | 0 | 130 | 0.0788 | 0 | 89.7 | 0.0955 | 0 | 142 | 37000 | 192 | 78900
NE-HVAC-airAC-SpltPkg-240to759kBtuh-10p8eer | DEER2017 | D17 v2 |  | Any | Htl | New | CZ10 | cWtd | Cap-Tons | 150 | 45380 | None | 126 | 0.0871 | 0 | 126 | 0.0871 | 0 | 126 | 0.0871 | 0 | 126 | 0.0871 | 0 | DEER:HVAC_Split-Package_AC | Annual | 1719 | 126.4 | 0.08712 | 0 | 126.4 | 0.08712 | 0 | NE-HVAC-airAC-SpltPkg-240to759kBtuh-10p8eer_MZDEER2017AnyHtlNewCZ10cPVVG | 164132 | NE-HVAC-airAC-SpltPkg-240to759kBtuh-10p8eer_SZDEER2017AnyHtlNewCZ10cDXGF | 164131 |  | 133 | 0.0834 | 0 | 100 | 0.102 | 0 | 133 | 0.0834 | 0 | 100 | 0.102 | 0 | 140 | 37000 | 190 | 78900
NE-HVAC-airAC-SpltPkg-240to759kBtuh-10p8eer | DEER2017 | D17 v2 |  | Any | Htl | New | CZ11 | cWtd | Cap-Tons | 148.2 | 45380 | None | 128 | 0.0776 | 0 | 128 | 0.0776 | 0 | 128 | 0.0776 | 0 | 128 | 0.0776 | 0 | DEER:HVAC_Split-Package_AC | Annual | 1719 | 128.4 | 0.07764 | 0 | 128.4 | 0.07764 | 0 | NE-HVAC-airAC-SpltPkg-240to759kBtuh-10p8eer_MZDEER2017AnyHtlNewCZ11cPVVG | 164134 | NE-HVAC-airAC-SpltPkg-240to759kBtuh-10p8eer_SZDEER2017AnyHtlNewCZ11cDXGF | 164133 |  | 132 | 0.0747 | 0 | 114 | 0.0894 | 0 | 132 | 0.0747 | 0 | 114 | 0.0894 | 0 | 138 | 37000 | 189 | 78900
NE-HVAC-airAC-SpltPkg-240to759kBtuh-10p8eer | DEER2017 | D17 v2 |  | Any | Htl | New | CZ12 | cWtd | Cap-Tons | 152 | 45380 | None | 99.5 | 0.0719 | 0 | 99.5 | 0.0719 | 0 | 99.5 | 0.0719 | 0 | 99.5 | 0.0719 | 0 | DEER:HVAC_Split-Package_AC | Annual | 1719 | 99.52 | 0.07186 | 0 | 99.52 | 0.07186 | 0 | NE-HVAC-airAC-SpltPkg-240to759kBtuh-10p8eer_MZDEER2017AnyHtlNewCZ12cPVVG | 164136 | NE-HVAC-airAC-SpltPkg-240to759kBtuh-10p8eer_SZDEER2017AnyHtlNewCZ12cDXGF | 164135 |  | 104 | 0.0691 | 0 | 81.6 | 0.0829 | 0 | 104 | 0.0691 | 0 | 81.6 | 0.0829 | 0 | 142 | 37000 | 192 | 78900
NE-HVAC-airAC-SpltPkg-240to759kBtuh-10p8eer | DEER2017 | D17 v2 |  | Any | Htl | New | CZ13 | cWtd | Cap-Tons | 150.6 | 45380 | None | 135 | 0.0768 | 0 | 135 | 0.0768 | 0 | 135 | 0.0768 | 0 | 135 | 0.0768 | 0 | DEER:HVAC_Split-Package_AC | Annual | 1719 | 135 | 0.07676 | 0 | 135 | 0.07676 | 0 | NE-HVAC-airAC-SpltPkg-240to759kBtuh-10p8eer_MZDEER2017AnyHtlNewCZ13cPVVG | 164138 | NE-HVAC-airAC-SpltPkg-240to759kBtuh-10p8eer_SZDEER2017AnyHtlNewCZ13cDXGF | 164137 |  | 138 | 0.0731 | 0 | 123 | 0.0914 | 0 | 138 | 0.0731 | 0 | 123 | 0.0914 | 0 | 141 | 37000 | 189 | 78900
NE-HVAC-airAC-SpltPkg-240to759kBtuh-10p8eer | DEER2017 | D17 v2 |  | Any | Htl | New | CZ14 | cWtd | Cap-Tons | 162.2 | 45380 | None | 122 | 0.0738 | 0 | 122 | 0.0738 | 0 | 122 | 0.0738 | 0 | 122 | 0.0738 | 0 | DEER:HVAC_Split-Package_AC | Annual | 1719 | 121.6 | 0.07376 | 0 | 121.6 | 0.07376 | 0 | NE-HVAC-airAC-SpltPkg-240to759kBtuh-10p8eer_MZDEER2017AnyHtlNewCZ14cPVVG | 164140 | NE-HVAC-airAC-SpltPkg-240to759kBtuh-10p8eer_SZDEER2017AnyHtlNewCZ14cDXGF | 164139 |  | 125 | 0.0696 | 0 | 108 | 0.0904 | 0 | 125 | 0.0696 | 0 | 108 | 0.0904 | 0 | 152 | 37000 | 203 | 78900
NE-HVAC-airAC-SpltPkg-240to759kBtuh-10p8eer | DEER2017 | D17 v2 |  | Any | Htl | New | CZ15 | cWtd | Cap-Tons | 193.2 | 45380 | None | 205 | 0.0764 | 0 | 205 | 0.0764 | 0 | 205 | 0.0764 | 0 | 205 | 0.0764 | 0 | DEER:HVAC_Split-Package_AC | Annual | 1719 | 205.4 | 0.07636 | 0 | 205.4 | 0.07636 | 0 | NE-HVAC-airAC-SpltPkg-240to759kBtuh-10p8eer_MZDEER2017AnyHtlNewCZ15cPVVG | 164142 | NE-HVAC-airAC-SpltPkg-240to759kBtuh-10p8eer_SZDEER2017AnyHtlNewCZ15cDXGF | 164141 |  | 208 | 0.0716 | 0 | 195 | 0.0954 | 0 | 208 | 0.0716 | 0 | 195 | 0.0954 | 0 | 181 | 37000 | 242 | 78900
NE-HVAC-airAC-SpltPkg-240to759kBtuh-10p8eer | DEER2017 | D17 v2 |  | Any | Htl | New | CZ16 | cWtd | Cap-Tons | 103.12 | 45380 | None | 77.5 | 0.0574 | 0 | 77.5 | 0.0574 | 0 | 77.5 | 0.0574 | 0 | 77.5 | 0.0574 | 0 | DEER:HVAC_Split-Package_AC | Annual | 1719 | 77.52 | 0.0574 | 0 | 77.52 | 0.0574 | 0 | NE-HVAC-airAC-SpltPkg-240to759kBtuh-10p8eer_MZDEER2017AnyHtlNewCZ16cPVVG | 164144 | NE-HVAC-airAC-SpltPkg-240to759kBtuh-10p8eer_SZDEER2017AnyHtlNewCZ16cDXGF | 164143 |  | 83.4 | 0.055 | 0 | 54 | 0.067 | 0 | 83.4 | 0.055 | 0 | 54 | 0.067 | 0 | 96.4 | 37000 | 130 | 78900
NE-HVAC-airAC-SpltPkg-240to759kBtuh-10p8eer | DEER2017 | D17 v2 |  | Any | MBT | 1975 | CZ01 | cWtd | Cap-Tons | 536.6 | 200000 | None | 19.9 | 0.0308 | 0 | 19.9 | 0.0308 | 0 | 19.9 | 0.0308 | 0 | 19.9 | 0.0308 | 0 | DEER:HVAC_Split-Package_AC | Annual | 1719 | 19.88 | 0.03076 | 0 | 19.88 | 0.03076 | 0 | NE-HVAC-airAC-SpltPkg-240to759kBtuh-10p8eer_MZDEER2017AnyMBT1975CZ01cPVVG | 11634 | NE-HVAC-airAC-SpltPkg-240to759kBtuh-10p8eer_SZDEER2017AnyMBT1975CZ01cDXGF | 11633 |  | 20.5 | 0.0272 | 0 | 17.4 | 0.045 | 0 | 20.5 | 0.0272 | 0 | 17.4 | 0.045 | 0 | 571 | 200000 | 399 | 200000
NE-HVAC-airAC-SpltPkg-240to759kBtuh-10p8eer | DEER2017 | D17 v2 |  | Any | MBT | 1975 | CZ02 | cWtd | Cap-Tons | 624 | 200000 | None | 61.2 | 0.077 | 0 | 61.2 | 0.077 | 0 | 61.2 | 0.077 | 0 | 61.2 | 0.077 | 0 | DEER:HVAC_Split-Package_AC | Annual | 1719 | 61.2 | 0.077 | 0 | 61.2 | 0.077 | 0 | NE-HVAC-airAC-SpltPkg-240to759kBtuh-10p8eer_MZDEER2017AnyMBT1975CZ02cPVVG | 11636 | NE-HVAC-airAC-SpltPkg-240to759kBtuh-10p8eer_SZDEER2017AnyMBT1975CZ02cDXGF | 11635 |  | 58.6 | 0.0695 | 0 | 71.6 | 0.107 | 0 | 58.6 | 0.0695 | 0 | 71.6 | 0.107 | 0 | 662 | 200000 | 472 | 200000
NE-HVAC-airAC-SpltPkg-240to759kBtuh-10p8eer | DEER2017 | D17 v2 |  | Any | MBT | 1975 | CZ03 | cWtd | Cap-Tons | 576.2 | 200000 | None | 49.7 | 0.0547 | 0 | 49.7 | 0.0547 | 0 | 49.7 | 0.0547 | 0 | 49.7 | 0.0547 | 0 | DEER:HVAC_Split-Package_AC | Annual | 1719 | 49.72 | 0.0547 | 0 | 49.72 | 0.0547 | 0 | NE-HVAC-airAC-SpltPkg-240to759kBtuh-10p8eer_MZDEER2017AnyMBT1975CZ03cPVVG | 11638 | NE-HVAC-airAC-SpltPkg-240to759kBtuh-10p8eer_SZDEER2017AnyMBT1975CZ03cDXGF | 11637 |  | 48 | 0.0486 | 0 | 56.6 | 0.0791 | 0 | 48 | 0.0486 | 0 | 56.6 | 0.0791 | 0 | 613 | 200000 | 429 | 200000
NE-HVAC-airAC-SpltPkg-240to759kBtuh-10p8eer | DEER2017 | D17 v2 |  | Any | MBT | 1975 | CZ04 | cWtd | Cap-Tons | 658.2 | 200000 | None | 69 | 0.0669 | 0 | 69 | 0.0669 | 0 | 69 | 0.0669 | 0 | 69 | 0.0669 | 0 | DEER:HVAC_Split-Package_AC | Annual | 1719 | 68.96 | 0.06688 | 0 | 68.96 | 0.06688 | 0 | NE-HVAC-airAC-SpltPkg-240to759kBtuh-10p8eer_MZDEER2017AnyMBT1975CZ04cPVVG | 11640 | NE-HVAC-airAC-SpltPkg-240to759kBtuh-10p8eer_SZDEER2017AnyMBT1975CZ04cDXGF | 11639 |  | 66.6 | 0.0595 | 0 | 78.4 | 0.0964 | 0 | 66.6 | 0.0595 | 0 | 78.4 | 0.0964 | 0 | 699 | 200000 | 495 | 200000
NE-HVAC-airAC-SpltPkg-240to759kBtuh-10p8eer | DEER2017 | D17 v2 |  | Any | MBT | 1975 | CZ05 | cWtd | Cap-Tons | 532.6 | 200000 | None | 53.7 | 0.0495 | 0 | 53.7 | 0.0495 | 0 | 53.7 | 0.0495 | 0 | 53.7 | 0.0495 | 0 | DEER:HVAC_Split-Package_AC | Annual | 1719 | 53.7 | 0.04954 | 0 | 53.7 | 0.04954 | 0 | NE-HVAC-airAC-SpltPkg-240to759kBtuh-10p8eer_MZDEER2017AnyMBT1975CZ05cPVVG | 11642 | NE-HVAC-airAC-SpltPkg-240to759kBtuh-10p8eer_SZDEER2017AnyMBT1975CZ05cDXGF | 11641 |  | 50.5 | 0.0431 | 0 | 66.5 | 0.0753 | 0 | 50.5 | 0.0431 | 0 | 66.5 | 0.0753 | 0 | 568 | 200000 | 391 | 200000
NE-HVAC-airAC-SpltPkg-240to759kBtuh-10p8eer | DEER2017 | D17 v2 |  | Any | MBT | 1975 | CZ06 | cWtd | Cap-Tons | 577.8 | 200000 | None | 91.4 | 0.0627 | 0 | 91.4 | 0.0627 | 0 | 91.4 | 0.0627 | 0 | 91.4 | 0.0627 | 0 | DEER:HVAC_Split-Package_AC | Annual | 1719 | 91.36 | 0.06268 | 0 | 91.36 | 0.06268 | 0 | NE-HVAC-airAC-SpltPkg-240to759kBtuh-10p8eer_MZDEER2017AnyMBT1975CZ06cPVVG | 11644 | NE-HVAC-airAC-SpltPkg-240to759kBtuh-10p8eer_SZDEER2017AnyMBT1975CZ06cDXGF | 11643 |  | 83.7 | 0.0553 | 0 | 122 | 0.0922 | 0 | 83.7 | 0.0553 | 0 | 122 | 0.0922 | 0 | 614 | 200000 | 433 | 200000
NE-HVAC-airAC-SpltPkg-240to759kBtuh-10p8eer | DEER2017 | D17 v2 |  | Any | MBT | 1975 | CZ07 | cWtd | Cap-Tons | 548.6 | 200000 | None | 88.9 | 0.0587 | 0 | 88.9 | 0.0587 | 0 | 88.9 | 0.0587 | 0 | 88.9 | 0.0587 | 0 | DEER:HVAC_Split-Package_AC | Annual | 1719 | 88.88 | 0.0587 | 0 | 88.88 | 0.0587 | 0 | NE-HVAC-airAC-SpltPkg-240to759kBtuh-10p8eer_MZDEER2017AnyMBT1975CZ07cPVVG | 11646 | NE-HVAC-airAC-SpltPkg-240to759kBtuh-10p8eer_SZDEER2017AnyMBT1975CZ07cDXGF | 11645 |  | 81.1 | 0.0518 | 0 | 120 | 0.0863 | 0 | 81.1 | 0.0518 | 0 | 120 | 0.0863 | 0 | 582 | 200000 | 415 | 200000
NE-HVAC-airAC-SpltPkg-240to759kBtuh-10p8eer | DEER2017 | D17 v2 |  | Any | MBT | 1975 | CZ08 | cWtd | Cap-Tons | 684.6 | 200000 | None | 88.6 | 0.0643 | 0 | 88.6 | 0.0643 | 0 | 88.6 | 0.0643 | 0 | 88.6 | 0.0643 | 0 | DEER:HVAC_Split-Package_AC | Annual | 1719 | 88.64 | 0.06432 | 0 | 88.64 | 0.06432 | 0 | NE-HVAC-airAC-SpltPkg-240to759kBtuh-10p8eer_MZDEER2017AnyMBT1975CZ08cPVVG | 11648 | NE-HVAC-airAC-SpltPkg-240to759kBtuh-10p8eer_SZDEER2017AnyMBT1975CZ08cDXGF | 11647 |  | 84.3 | 0.0577 | 0 | 106 | 0.0908 | 0 | 84.3 | 0.0577 | 0 | 106 | 0.0908 | 0 | 725 | 200000 | 523 | 200000
NE-HVAC-airAC-SpltPkg-240to759kBtuh-10p8eer | DEER2017 | D17 v2 |  | Any | MBT | 1975 | CZ09 | cWtd | Cap-Tons | 750.8 | 200000 | None | 83.5 | 0.0773 | 0 | 83.5 | 0.0773 | 0 | 83.5 | 0.0773 | 0 | 83.5 | 0.0773 | 0 | DEER:HVAC_Split-Package_AC | Annual | 1719 | 83.46 | 0.07728 | 0 | 83.46 | 0.07728 | 0 | NE-HVAC-airAC-SpltPkg-240to759kBtuh-10p8eer_MZDEER2017AnyMBT1975CZ09cPVVG | 11650 | NE-HVAC-airAC-SpltPkg-240to759kBtuh-10p8eer_SZDEER2017AnyMBT1975CZ09cDXGF | 11649 |  | 81.1 | 0.0696 | 0 | 92.9 | 0.108 | 0 | 81.1 | 0.0696 | 0 | 92.9 | 0.108 | 0 | 793 | 200000 | 582 | 200000
NE-HVAC-airAC-SpltPkg-240to759kBtuh-10p8eer | DEER2017 | D17 v2 |  | Any | MBT | 1975 | CZ10 | cWtd | Cap-Tons | 723.8 | 200000 | None | 90.4 | 0.0842 | 0 | 90.4 | 0.0842 | 0 | 90.4 | 0.0842 | 0 | 90.4 | 0.0842 | 0 | DEER:HVAC_Split-Package_AC | Annual | 1719 | 90.4 | 0.08416 | 0 | 90.4 | 0.08416 | 0 | NE-HVAC-airAC-SpltPkg-240to759kBtuh-10p8eer_MZDEER2017AnyMBT1975CZ10cPVVG | 11652 | NE-HVAC-airAC-SpltPkg-240to759kBtuh-10p8eer_SZDEER2017AnyMBT1975CZ10cDXGF | 11651 |  | 86.5 | 0.0757 | 0 | 106 | 0.118 | 0 | 86.5 | 0.0757 | 0 | 106 | 0.118 | 0 | 766 | 200000 | 555 | 200000
NE-HVAC-airAC-SpltPkg-240to759kBtuh-10p8eer | DEER2017 | D17 v2 |  | Any | MBT | 1975 | CZ11 | cWtd | Cap-Tons | 708.6 | 200000 | None | 85.6 | 0.0794 | 0 | 85.6 | 0.0794 | 0 | 85.6 | 0.0794 | 0 | 85.6 | 0.0794 | 0 | DEER:HVAC_Split-Package_AC | Annual | 1719 | 85.56 | 0.07936 | 0 | 85.56 | 0.07936 | 0 | NE-HVAC-airAC-SpltPkg-240to759kBtuh-10p8eer_MZDEER2017AnyMBT1975CZ11cPVVG | 11654 | NE-HVAC-airAC-SpltPkg-240to759kBtuh-10p8eer_SZDEER2017AnyMBT1975CZ11cDXGF | 11653 |  | 81.2 | 0.0717 | 0 | 103 | 0.11 | 0 | 81.2 | 0.0717 | 0 | 103 | 0.11 | 0 | 751 | 200000 | 539 | 200000
NE-HVAC-airAC-SpltPkg-240to759kBtuh-10p8eer | DEER2017 | D17 v2 |  | Any | MBT | 1975 | CZ12 | cWtd | Cap-Tons | 658.4 | 200000 | None | 76.3 | 0.078 | 0 | 76.3 | 0.078 | 0 | 76.3 | 0.078 | 0 | 76.3 | 0.078 | 0 | DEER:HVAC_Split-Package_AC | Annual | 1719 | 76.34 | 0.07796 | 0 | 76.34 | 0.07796 | 0 | NE-HVAC-airAC-SpltPkg-240to759kBtuh-10p8eer_MZDEER2017AnyMBT1975CZ12cPVVG | 11656 | NE-HVAC-airAC-SpltPkg-240to759kBtuh-10p8eer_SZDEER2017AnyMBT1975CZ12cDXGF | 11655 |  | 71.5 | 0.0702 | 0 | 95.7 | 0.109 | 0 | 71.5 | 0.0702 | 0 | 95.7 | 0.109 | 0 | 701 | 200000 | 488 | 200000
NE-HVAC-airAC-SpltPkg-240to759kBtuh-10p8eer | DEER2017 | D17 v2 |  | Any | MBT | 1975 | CZ13 | cWtd | Cap-Tons | 698.8 | 200000 | None | 90.4 | 0.0775 | 0 | 90.4 | 0.0775 | 0 | 90.4 | 0.0775 | 0 | 90.4 | 0.0775 | 0 | DEER:HVAC_Split-Package_AC | Annual | 1719 | 90.36 | 0.07748 | 0 | 90.36 | 0.07748 | 0 | NE-HVAC-airAC-SpltPkg-240to759kBtuh-10p8eer_MZDEER2017AnyMBT1975CZ13cPVVG | 11658 | NE-HVAC-airAC-SpltPkg-240to759kBtuh-10p8eer_SZDEER2017AnyMBT1975CZ13cDXGF | 11657 |  | 84.2 | 0.0696 | 0 | 115 | 0.109 | 0 | 84.2 | 0.0696 | 0 | 115 | 0.109 | 0 | 742 | 200000 | 526 | 200000
NE-HVAC-airAC-SpltPkg-240to759kBtuh-10p8eer | DEER2017 | D17 v2 |  | Any | MBT | 1975 | CZ14 | cWtd | Cap-Tons | 703.2 | 200000 | None | 90.1 | 0.0796 | 0 | 90.1 | 0.0796 | 0 | 90.1 | 0.0796 | 0 | 90.1 | 0.0796 | 0 | DEER:HVAC_Split-Package_AC | Annual | 1719 | 90.12 | 0.07964 | 0 | 90.12 | 0.07964 | 0 | NE-HVAC-airAC-SpltPkg-240to759kBtuh-10p8eer_MZDEER2017AnyMBT1975CZ14cPVVG | 11660 | NE-HVAC-airAC-SpltPkg-240to759kBtuh-10p8eer_SZDEER2017AnyMBT1975CZ14cDXGF | 11659 |  | 85.9 | 0.0713 | 0 | 107 | 0.113 | 0 | 85.9 | 0.0713 | 0 | 107 | 0.113 | 0 | 745 | 200000 | 536 | 200000
NE-HVAC-airAC-SpltPkg-240to759kBtuh-10p8eer | DEER2017 | D17 v2 |  | Any | MBT | 1975 | CZ15 | cWtd | Cap-Tons | 788.6 | 200000 | None | 142 | 0.0857 | 0 | 142 | 0.0857 | 0 | 142 | 0.0857 | 0 | 142 | 0.0857 | 0 | DEER:HVAC_Split-Package_AC | Annual | 1719 | 142 | 0.08572 | 0 | 142 | 0.08572 | 0 | NE-HVAC-airAC-SpltPkg-240to759kBtuh-10p8eer_MZDEER2017AnyMBT1975CZ15cPVVG | 11662 | NE-HVAC-airAC-SpltPkg-240to759kBtuh-10p8eer_SZDEER2017AnyMBT1975CZ15cDXGF | 11661 |  | 133 | 0.0764 | 0 | 178 | 0.123 | 0 | 133 | 0.0764 | 0 | 178 | 0.123 | 0 | 834 | 200000 | 607 | 200000
NE-HVAC-airAC-SpltPkg-240to759kBtuh-10p8eer | DEER2017 | D17 v2 |  | Any | MBT | 1975 | CZ16 | cWtd | Cap-Tons | 535.8 | 200000 | None | 47.1 | 0.0596 | 0 | 47.1 | 0.0596 | 0 | 47.1 | 0.0596 | 0 | 47.1 | 0.0596 | 0 | DEER:HVAC_Split-Package_AC | Annual | 1719 | 47.12 | 0.05962 | 0 | 47.12 | 0.05962 | 0 | NE-HVAC-airAC-SpltPkg-240to759kBtuh-10p8eer_MZDEER2017AnyMBT1975CZ16cPVVG | 11664 | NE-HVAC-airAC-SpltPkg-240to759kBtuh-10p8eer_SZDEER2017AnyMBT1975CZ16cDXGF | 11663 |  | 43.5 | 0.0524 | 0 | 61.6 | 0.0885 | 0 | 43.5 | 0.0524 | 0 | 61.6 | 0.0885 | 0 | 572 | 200000 | 391 | 200000
NE-HVAC-airAC-SpltPkg-240to759kBtuh-10p8eer | DEER2017 | D17 v2 |  | Any | MBT | 1985 | CZ01 | cWtd | Cap-Tons | 469 | 200000 | None | 13.7 | 0.0339 | 0 | 13.7 | 0.0339 | 0 | 13.7 | 0.0339 | 0 | 13.7 | 0.0339 | 0 | DEER:HVAC_Split-Package_AC | Annual | 1719 | 13.7 | 0.03392 | 0 | 13.7 | 0.03392 | 0 | NE-HVAC-airAC-SpltPkg-240to759kBtuh-10p8eer_MZDEER2017AnyMBT1985CZ01cPVVG | 32994 | NE-HVAC-airAC-SpltPkg-240to759kBtuh-10p8eer_SZDEER2017AnyMBT1985CZ01cDXGF | 32993 |  | 11.7 | 0.0305 | 0 | 21.7 | 0.0476 | 0 | 11.7 | 0.0305 | 0 | 21.7 | 0.0476 | 0 | 493 | 200000 | 373 | 200000
NE-HVAC-airAC-SpltPkg-240to759kBtuh-10p8eer | DEER2017 | D17 v2 |  | Any | MBT | 1985 | CZ02 | cWtd | Cap-Tons | 541.2 | 200000 | None | 63.4 | 0.0862 | 0 | 63.4 | 0.0862 | 0 | 63.4 | 0.0862 | 0 | 63.4 | 0.0862 | 0 | DEER:HVAC_Split-Package_AC | Annual | 1719 | 63.36 | 0.08624 | 0 | 63.36 | 0.08624 | 0 | NE-HVAC-airAC-SpltPkg-240to759kBtuh-10p8eer_MZDEER2017AnyMBT1985CZ02cPVVG | 32996 | NE-HVAC-airAC-SpltPkg-240to759kBtuh-10p8eer_SZDEER2017AnyMBT1985CZ02cDXGF | 32995 |  | 60.7 | 0.0813 | 0 | 74 | 0.106 | 0 | 60.7 | 0.0813 | 0 | 74 | 0.106 | 0 | 566 | 200000 | 442 | 200000
NE-HVAC-airAC-SpltPkg-240to759kBtuh-10p8eer | DEER2017 | D17 v2 |  | Any | MBT | 1985 | CZ03 | cWtd | Cap-Tons | 502.6 | 200000 | None | 46.5 | 0.0633 | 0 | 46.5 | 0.0633 | 0 | 46.5 | 0.0633 | 0 | 46.5 | 0.0633 | 0 | DEER:HVAC_Split-Package_AC | Annual | 1719 | 46.54 | 0.0633 | 0 | 46.54 | 0.0633 | 0 | NE-HVAC-airAC-SpltPkg-240to759kBtuh-10p8eer_MZDEER2017AnyMBT1985CZ03cPVVG | 32998 | NE-HVAC-airAC-SpltPkg-240to759kBtuh-10p8eer_SZDEER2017AnyMBT1985CZ03cDXGF | 32997 |  | 43 | 0.0592 | 0 | 60.7 | 0.0797 | 0 | 43 | 0.0592 | 0 | 60.7 | 0.0797 | 0 | 528 | 200000 | 401 | 200000
NE-HVAC-airAC-SpltPkg-240to759kBtuh-10p8eer | DEER2017 | D17 v2 |  | Any | MBT | 1985 | CZ04 | cWtd | Cap-Tons | 574.6 | 200000 | None | 69.6 | 0.0759 | 0 | 69.6 | 0.0759 | 0 | 69.6 | 0.0759 | 0 | 69.6 | 0.0759 | 0 | DEER:HVAC_Split-Package_AC | Annual | 1719 | 69.64 | 0.07588 | 0 | 69.64 | 0.07588 | 0 | NE-HVAC-airAC-SpltPkg-240to759kBtuh-10p8eer_MZDEER2017AnyMBT1985CZ04cPVVG | 33000 | NE-HVAC-airAC-SpltPkg-240to759kBtuh-10p8eer_SZDEER2017AnyMBT1985CZ04cDXGF | 32999 |  | 66.7 | 0.0708 | 0 | 81.4 | 0.0962 | 0 | 66.7 | 0.0708 | 0 | 81.4 | 0.0962 | 0 | 602 | 200000 | 465 | 200000
NE-HVAC-airAC-SpltPkg-240to759kBtuh-10p8eer | DEER2017 | D17 v2 |  | Any | MBT | 1985 | CZ05 | cWtd | Cap-Tons | 461.6 | 200000 | None | 53.4 | 0.0581 | 0 | 53.4 | 0.0581 | 0 | 53.4 | 0.0581 | 0 | 53.4 | 0.0581 | 0 | DEER:HVAC_Split-Package_AC | Annual | 1719 | 53.44 | 0.05806 | 0 | 53.44 | 0.05806 | 0 | NE-HVAC-airAC-SpltPkg-240to759kBtuh-10p8eer_MZDEER2017AnyMBT1985CZ05cPVVG | 33002 | NE-HVAC-airAC-SpltPkg-240to759kBtuh-10p8eer_SZDEER2017AnyMBT1985CZ05cDXGF | 33001 |  | 48.8 | 0.0533 | 0 | 72 | 0.0771 | 0 | 48.8 | 0.0533 | 0 | 72 | 0.0771 | 0 | 486 | 200000 | 364 | 200000
NE-HVAC-airAC-SpltPkg-240to759kBtuh-10p8eer | DEER2017 | D17 v2 |  | Any | MBT | 1985 | CZ06 | cWtd | Cap-Tons | 499.4 | 200000 | None | 95.9 | 0.0704 | 0 | 95.9 | 0.0704 | 0 | 95.9 | 0.0704 | 0 | 95.9 | 0.0704 | 0 | DEER:HVAC_Split-Package_AC | Annual | 1719 | 95.88 | 0.0704 | 0 | 95.88 | 0.0704 | 0 | NE-HVAC-airAC-SpltPkg-240to759kBtuh-10p8eer_MZDEER2017AnyMBT1985CZ06cPVVG | 33004 | NE-HVAC-airAC-SpltPkg-240to759kBtuh-10p8eer_SZDEER2017AnyMBT1985CZ06cDXGF | 33003 |  | 88.1 | 0.065 | 0 | 127 | 0.092 | 0 | 88.1 | 0.065 | 0 | 127 | 0.092 | 0 | 523 | 200000 | 405 | 200000
NE-HVAC-airAC-SpltPkg-240to759kBtuh-10p8eer | DEER2017 | D17 v2 |  | Any | MBT | 1985 | CZ07 | cWtd | Cap-Tons | 475 | 200000 | None | 90.6 | 0.0659 | 0 | 90.6 | 0.0659 | 0 | 90.6 | 0.0659 | 0 | 90.6 | 0.0659 | 0 | DEER:HVAC_Split-Package_AC | Annual | 1719 | 90.6 | 0.06586 | 0 | 90.6 | 0.06586 | 0 | NE-HVAC-airAC-SpltPkg-240to759kBtuh-10p8eer_MZDEER2017AnyMBT1985CZ07cPVVG | 33006 | NE-HVAC-airAC-SpltPkg-240to759kBtuh-10p8eer_SZDEER2017AnyMBT1985CZ07cDXGF | 33005 |  | 82 | 0.0607 | 0 | 125 | 0.0865 | 0 | 82 | 0.0607 | 0 | 125 | 0.0865 | 0 | 497 | 200000 | 387 | 200000
NE-HVAC-airAC-SpltPkg-240to759kBtuh-10p8eer | DEER2017 | D17 v2 |  | Any | MBT | 1985 | CZ08 | cWtd | Cap-Tons | 599.8 | 200000 | None | 91.7 | 0.0717 | 0 | 91.7 | 0.0717 | 0 | 91.7 | 0.0717 | 0 | 91.7 | 0.0717 | 0 | DEER:HVAC_Split-Package_AC | Annual | 1719 | 91.68 | 0.07166 | 0 | 91.68 | 0.07166 | 0 | NE-HVAC-airAC-SpltPkg-240to759kBtuh-10p8eer_MZDEER2017AnyMBT1985CZ08cPVVG | 33008 | NE-HVAC-airAC-SpltPkg-240to759kBtuh-10p8eer_SZDEER2017AnyMBT1985CZ08cDXGF | 33007 |  | 87.6 | 0.0671 | 0 | 108 | 0.0899 | 0 | 87.6 | 0.0671 | 0 | 108 | 0.0899 | 0 | 627 | 200000 | 491 | 200000
NE-HVAC-airAC-SpltPkg-240to759kBtuh-10p8eer | DEER2017 | D17 v2 |  | Any | MBT | 1985 | CZ09 | cWtd | Cap-Tons | 624.4 | 200000 | None | 89.5 | 0.0879 | 0 | 89.5 | 0.0879 | 0 | 89.5 | 0.0879 | 0 | 89.5 | 0.0879 | 0 | DEER:HVAC_Split-Package_AC | Annual | 1719 | 89.52 | 0.08788 | 0 | 89.52 | 0.08788 | 0 | NE-HVAC-airAC-SpltPkg-240to759kBtuh-10p8eer_MZDEER2017AnyMBT1985CZ09cPVVG | 33010 | NE-HVAC-airAC-SpltPkg-240to759kBtuh-10p8eer_SZDEER2017AnyMBT1985CZ09cDXGF | 33009 |  | 85.9 | 0.0821 | 0 | 104 | 0.111 | 0 | 85.9 | 0.0821 | 0 | 104 | 0.111 | 0 | 653 | 200000 | 510 | 200000
NE-HVAC-airAC-SpltPkg-240to759kBtuh-10p8eer | DEER2017 | D17 v2 |  | Any | MBT | 1985 | CZ10 | cWtd | Cap-Tons | 635 | 200000 | None | 93.8 | 0.0928 | 0 | 93.8 | 0.0928 | 0 | 93.8 | 0.0928 | 0 | 93.8 | 0.0928 | 0 | DEER:HVAC_Split-Package_AC | Annual | 1719 | 93.76 | 0.09276 | 0 | 93.76 | 0.09276 | 0 | NE-HVAC-airAC-SpltPkg-240to759kBtuh-10p8eer_MZDEER2017AnyMBT1985CZ10cPVVG | 33012 | NE-HVAC-airAC-SpltPkg-240to759kBtuh-10p8eer_SZDEER2017AnyMBT1985CZ10cDXGF | 33011 |  | 90.2 | 0.0867 | 0 | 108 | 0.117 | 0 | 90.2 | 0.0867 | 0 | 108 | 0.117 | 0 | 663 | 200000 | 523 | 200000
NE-HVAC-airAC-SpltPkg-240to759kBtuh-10p8eer | DEER2017 | D17 v2 |  | Any | MBT | 1985 | CZ11 | cWtd | Cap-Tons | 618.8 | 200000 | None | 89 | 0.085 | 0 | 89 | 0.085 | 0 | 89 | 0.085 | 0 | 89 | 0.085 | 0 | DEER:HVAC_Split-Package_AC | Annual | 1719 | 88.96 | 0.085 | 0 | 88.96 | 0.085 | 0 | NE-HVAC-airAC-SpltPkg-240to759kBtuh-10p8eer_MZDEER2017AnyMBT1985CZ11cPVVG | 33014 | NE-HVAC-airAC-SpltPkg-240to759kBtuh-10p8eer_SZDEER2017AnyMBT1985CZ11cDXGF | 33013 |  | 85.2 | 0.079 | 0 | 104 | 0.109 | 0 | 85.2 | 0.079 | 0 | 104 | 0.109 | 0 | 647 | 200000 | 506 | 200000
NE-HVAC-airAC-SpltPkg-240to759kBtuh-10p8eer | DEER2017 | D17 v2 |  | Any | MBT | 1985 | CZ12 | cWtd | Cap-Tons | 573 | 200000 | None | 79.7 | 0.087 | 0 | 79.7 | 0.087 | 0 | 79.7 | 0.087 | 0 | 79.7 | 0.087 | 0 | DEER:HVAC_Split-Package_AC | Annual | 1719 | 79.7 | 0.087 | 0 | 79.7 | 0.087 | 0 | NE-HVAC-airAC-SpltPkg-240to759kBtuh-10p8eer_MZDEER2017AnyMBT1985CZ12cPVVG | 33016 | NE-HVAC-airAC-SpltPkg-240to759kBtuh-10p8eer_SZDEER2017AnyMBT1985CZ12cDXGF | 33015 |  | 75.2 | 0.0815 | 0 | 97.7 | 0.109 | 0 | 75.2 | 0.0815 | 0 | 97.7 | 0.109 | 0 | 602 | 200000 | 457 | 200000
NE-HVAC-airAC-SpltPkg-240to759kBtuh-10p8eer | DEER2017 | D17 v2 |  | Any | MBT | 1985 | CZ13 | cWtd | Cap-Tons | 611.8 | 200000 | None | 95.2 | 0.0854 | 0 | 95.2 | 0.0854 | 0 | 95.2 | 0.0854 | 0 | 95.2 | 0.0854 | 0 | DEER:HVAC_Split-Package_AC | Annual | 1719 | 95.24 | 0.08544 | 0 | 95.24 | 0.08544 | 0 | NE-HVAC-airAC-SpltPkg-240to759kBtuh-10p8eer_MZDEER2017AnyMBT1985CZ13cPVVG | 33018 | NE-HVAC-airAC-SpltPkg-240to759kBtuh-10p8eer_SZDEER2017AnyMBT1985CZ13cDXGF | 33017 |  | 90.3 | 0.0798 | 0 | 115 | 0.108 | 0 | 90.3 | 0.0798 | 0 | 115 | 0.108 | 0 | 641 | 200000 | 495 | 200000
NE-HVAC-airAC-SpltPkg-240to759kBtuh-10p8eer | DEER2017 | D17 v2 |  | Any | MBT | 1985 | CZ14 | cWtd | Cap-Tons | 611.2 | 200000 | None | 92.6 | 0.087 | 0 | 92.6 | 0.087 | 0 | 92.6 | 0.087 | 0 | 92.6 | 0.087 | 0 | DEER:HVAC_Split-Package_AC | Annual | 1719 | 92.6 | 0.08704 | 0 | 92.6 | 0.08704 | 0 | NE-HVAC-airAC-SpltPkg-240to759kBtuh-10p8eer_MZDEER2017AnyMBT1985CZ14cPVVG | 33020 | NE-HVAC-airAC-SpltPkg-240to759kBtuh-10p8eer_SZDEER2017AnyMBT1985CZ14cDXGF | 33019 |  | 88.5 | 0.0808 | 0 | 109 | 0.112 | 0 | 88.5 | 0.0808 | 0 | 109 | 0.112 | 0 | 639 | 200000 | 500 | 200000
NE-HVAC-airAC-SpltPkg-240to759kBtuh-10p8eer | DEER2017 | D17 v2 |  | Any | MBT | 1985 | CZ15 | cWtd | Cap-Tons | 692.8 | 200000 | None | 148 | 0.093 | 0 | 148 | 0.093 | 0 | 148 | 0.093 | 0 | 148 | 0.093 | 0 | DEER:HVAC_Split-Package_AC | Annual | 1719 | 148 | 0.093 | 0 | 148 | 0.093 | 0 | NE-HVAC-airAC-SpltPkg-240to759kBtuh-10p8eer_MZDEER2017AnyMBT1985CZ15cPVVG | 33022 | NE-HVAC-airAC-SpltPkg-240to759kBtuh-10p8eer_SZDEER2017AnyMBT1985CZ15cDXGF | 33021 |  | 141 | 0.086 | 0 | 176 | 0.121 | 0 | 141 | 0.086 | 0 | 176 | 0.121 | 0 | 723 | 200000 | 572 | 200000
NE-HVAC-airAC-SpltPkg-240to759kBtuh-10p8eer | DEER2017 | D17 v2 |  | Any | MBT | 1985 | CZ16 | cWtd | Cap-Tons | 458 | 200000 | None | 48.6 | 0.0671 | 0 | 48.6 | 0.0671 | 0 | 48.6 | 0.0671 | 0 | 48.6 | 0.0671 | 0 | DEER:HVAC_Split-Package_AC | Annual | 1719 | 48.64 | 0.0671 | 0 | 48.64 | 0.0671 | 0 | NE-HVAC-airAC-SpltPkg-240to759kBtuh-10p8eer_MZDEER2017AnyMBT1985CZ16cPVVG | 33024 | NE-HVAC-airAC-SpltPkg-240to759kBtuh-10p8eer_SZDEER2017AnyMBT1985CZ16cDXGF | 33023 |  | 44.8 | 0.0618 | 0 | 64 | 0.0883 | 0 | 44.8 | 0.0618 | 0 | 64 | 0.0883 | 0 | 482 | 200000 | 362 | 200000
NE-HVAC-airAC-SpltPkg-240to759kBtuh-10p8eer | DEER2017 | D17 v2 |  | Any | MBT | 1996 | CZ01 | cWtd | Cap-Tons | 410.2 | 200000 | None | 16.3 | 0.0365 | 0 | 16.3 | 0.0365 | 0 | 16.3 | 0.0365 | 0 | 16.3 | 0.0365 | 0 | DEER:HVAC_Split-Package_AC | Annual | 1719 | 16.28 | 0.03646 | 0 | 16.28 | 0.03646 | 0 | NE-HVAC-airAC-SpltPkg-240to759kBtuh-10p8eer_MZDEER2017AnyMBT1996CZ01cPVVG | 54354 | NE-HVAC-airAC-SpltPkg-240to759kBtuh-10p8eer_SZDEER2017AnyMBT1996CZ01cDXGF | 54353 |  | 14.7 | 0.0335 | 0 | 22.6 | 0.0483 | 0 | 14.7 | 0.0335 | 0 | 22.6 | 0.0483 | 0 | 428 | 200000 | 339 | 200000
NE-HVAC-airAC-SpltPkg-240to759kBtuh-10p8eer | DEER2017 | D17 v2 |  | Any | MBT | 1996 | CZ02 | cWtd | Cap-Tons | 489 | 200000 | None | 65.6 | 0.0886 | 0 | 65.6 | 0.0886 | 0 | 65.6 | 0.0886 | 0 | 65.6 | 0.0886 | 0 | DEER:HVAC_Split-Package_AC | Annual | 1719 | 65.56 | 0.08856 | 0 | 65.56 | 0.08856 | 0 | NE-HVAC-airAC-SpltPkg-240to759kBtuh-10p8eer_MZDEER2017AnyMBT1996CZ02cPVVG | 54356 | NE-HVAC-airAC-SpltPkg-240to759kBtuh-10p8eer_SZDEER2017AnyMBT1996CZ02cDXGF | 54355 |  | 63.9 | 0.0847 | 0 | 72.2 | 0.104 | 0 | 63.9 | 0.0847 | 0 | 72.2 | 0.104 | 0 | 507 | 200000 | 417 | 200000
NE-HVAC-airAC-SpltPkg-240to759kBtuh-10p8eer | DEER2017 | D17 v2 |  | Any | MBT | 1996 | CZ03 | cWtd | Cap-Tons | 445.8 | 200000 | None | 50.2 | 0.0661 | 0 | 50.2 | 0.0661 | 0 | 50.2 | 0.0661 | 0 | 50.2 | 0.0661 | 0 | DEER:HVAC_Split-Package_AC | Annual | 1719 | 50.16 | 0.06612 | 0 | 50.16 | 0.06612 | 0 | NE-HVAC-airAC-SpltPkg-240to759kBtuh-10p8eer_MZDEER2017AnyMBT1996CZ03cPVVG | 54358 | NE-HVAC-airAC-SpltPkg-240to759kBtuh-10p8eer_SZDEER2017AnyMBT1996CZ03cDXGF | 54357 |  | 47.5 | 0.0624 | 0 | 60.8 | 0.081 | 0 | 47.5 | 0.0624 | 0 | 60.8 | 0.081 | 0 | 465 | 200000 | 369 | 200000
NE-HVAC-airAC-SpltPkg-240to759kBtuh-10p8eer | DEER2017 | D17 v2 |  | Any | MBT | 1996 | CZ04 | cWtd | Cap-Tons | 513.2 | 200000 | None | 73.5 | 0.0778 | 0 | 73.5 | 0.0778 | 0 | 73.5 | 0.0778 | 0 | 73.5 | 0.0778 | 0 | DEER:HVAC_Split-Package_AC | Annual | 1719 | 73.46 | 0.07784 | 0 | 73.46 | 0.07784 | 0 | NE-HVAC-airAC-SpltPkg-240to759kBtuh-10p8eer_MZDEER2017AnyMBT1996CZ04cPVVG | 54360 | NE-HVAC-airAC-SpltPkg-240to759kBtuh-10p8eer_SZDEER2017AnyMBT1996CZ04cDXGF | 54359 |  | 71.4 | 0.0735 | 0 | 81.7 | 0.0952 | 0 | 71.4 | 0.0735 | 0 | 81.7 | 0.0952 | 0 | 534 | 200000 | 430 | 200000
NE-HVAC-airAC-SpltPkg-240to759kBtuh-10p8eer | DEER2017 | D17 v2 |  | Any | MBT | 1996 | CZ05 | cWtd | Cap-Tons | 405 | 200000 | None | 58.3 | 0.061 | 0 | 58.3 | 0.061 | 0 | 58.3 | 0.061 | 0 | 58.3 | 0.061 | 0 | DEER:HVAC_Split-Package_AC | Annual | 1719 | 58.26 | 0.061 | 0 | 58.26 | 0.061 | 0 | NE-HVAC-airAC-SpltPkg-240to759kBtuh-10p8eer_MZDEER2017AnyMBT1996CZ05cPVVG | 54362 | NE-HVAC-airAC-SpltPkg-240to759kBtuh-10p8eer_SZDEER2017AnyMBT1996CZ05cDXGF | 54361 |  | 54.7 | 0.0571 | 0 | 72.5 | 0.0766 | 0 | 54.7 | 0.0571 | 0 | 72.5 | 0.0766 | 0 | 423 | 200000 | 333 | 200000
NE-HVAC-airAC-SpltPkg-240to759kBtuh-10p8eer | DEER2017 | D17 v2 |  | Any | MBT | 1996 | CZ06 | cWtd | Cap-Tons | 441.6 | 200000 | None | 102 | 0.074 | 0 | 102 | 0.074 | 0 | 102 | 0.074 | 0 | 102 | 0.074 | 0 | DEER:HVAC_Split-Package_AC | Annual | 1719 | 102 | 0.07404 | 0 | 102 | 0.07404 | 0 | NE-HVAC-airAC-SpltPkg-240to759kBtuh-10p8eer_MZDEER2017AnyMBT1996CZ06cPVVG | 54364 | NE-HVAC-airAC-SpltPkg-240to759kBtuh-10p8eer_SZDEER2017AnyMBT1996CZ06cDXGF | 54363 |  | 95.5 | 0.0696 | 0 | 128 | 0.0918 | 0 | 95.5 | 0.0696 | 0 | 128 | 0.0918 | 0 | 459 | 200000 | 372 | 200000
NE-HVAC-airAC-SpltPkg-240to759kBtuh-10p8eer | DEER2017 | D17 v2 |  | Any | MBT | 1996 | CZ07 | cWtd | Cap-Tons | 418 | 200000 | None | 97.7 | 0.0697 | 0 | 97.7 | 0.0697 | 0 | 97.7 | 0.0697 | 0 | 97.7 | 0.0697 | 0 | DEER:HVAC_Split-Package_AC | Annual | 1719 | 97.68 | 0.06968 | 0 | 97.68 | 0.06968 | 0 | NE-HVAC-airAC-SpltPkg-240to759kBtuh-10p8eer_MZDEER2017AnyMBT1996CZ07cPVVG | 54366 | NE-HVAC-airAC-SpltPkg-240to759kBtuh-10p8eer_SZDEER2017AnyMBT1996CZ07cDXGF | 54365 |  | 90.6 | 0.0653 | 0 | 126 | 0.0872 | 0 | 90.6 | 0.0653 | 0 | 126 | 0.0872 | 0 | 434 | 200000 | 354 | 200000
NE-HVAC-airAC-SpltPkg-240to759kBtuh-10p8eer | DEER2017 | D17 v2 |  | Any | MBT | 1996 | CZ08 | cWtd | Cap-Tons | 537.6 | 200000 | None | 95 | 0.0737 | 0 | 95 | 0.0737 | 0 | 95 | 0.0737 | 0 | 95 | 0.0737 | 0 | DEER:HVAC_Split-Package_AC | Annual | 1719 | 94.96 | 0.07368 | 0 | 94.96 | 0.07368 | 0 | NE-HVAC-airAC-SpltPkg-240to759kBtuh-10p8eer_MZDEER2017AnyMBT1996CZ08cPVVG | 54368 | NE-HVAC-airAC-SpltPkg-240to759kBtuh-10p8eer_SZDEER2017AnyMBT1996CZ08cDXGF | 54367 |  | 91.7 | 0.0696 | 0 | 108 | 0.09 | 0 | 91.7 | 0.0696 | 0 | 108 | 0.09 | 0 | 558 | 200000 | 456 | 200000
NE-HVAC-airAC-SpltPkg-240to759kBtuh-10p8eer | DEER2017 | D17 v2 |  | Any | MBT | 1996 | CZ09 | cWtd | Cap-Tons | 597.6 | 200000 | None | 87.6 | 0.0862 | 0 | 87.6 | 0.0862 | 0 | 87.6 | 0.0862 | 0 | 87.6 | 0.0862 | 0 | DEER:HVAC_Split-Package_AC | Annual | 1719 | 87.58 | 0.08624 | 0 | 87.58 | 0.08624 | 0 | NE-HVAC-airAC-SpltPkg-240to759kBtuh-10p8eer_MZDEER2017AnyMBT1996CZ09cPVVG | 54370 | NE-HVAC-airAC-SpltPkg-240to759kBtuh-10p8eer_SZDEER2017AnyMBT1996CZ09cDXGF | 54369 |  | 85.9 | 0.0813 | 0 | 94.3 | 0.106 | 0 | 85.9 | 0.0813 | 0 | 94.3 | 0.106 | 0 | 619 | 200000 | 512 | 200000
NE-HVAC-airAC-SpltPkg-240to759kBtuh-10p8eer | DEER2017 | D17 v2 |  | Any | MBT | 1996 | CZ10 | cWtd | Cap-Tons | 571 | 200000 | None | 96.8 | 0.0954 | 0 | 96.8 | 0.0954 | 0 | 96.8 | 0.0954 | 0 | 96.8 | 0.0954 | 0 | DEER:HVAC_Split-Package_AC | Annual | 1719 | 96.8 | 0.0954 | 0 | 96.8 | 0.0954 | 0 | NE-HVAC-airAC-SpltPkg-240to759kBtuh-10p8eer_MZDEER2017AnyMBT1996CZ10cPVVG | 54372 | NE-HVAC-airAC-SpltPkg-240to759kBtuh-10p8eer_SZDEER2017AnyMBT1996CZ10cDXGF | 54371 |  | 94 | 0.09 | 0 | 108 | 0.117 | 0 | 94 | 0.09 | 0 | 108 | 0.117 | 0 | 592 | 200000 | 487 | 200000
NE-HVAC-airAC-SpltPkg-240to759kBtuh-10p8eer | DEER2017 | D17 v2 |  | Any | MBT | 1996 | CZ11 | cWtd | Cap-Tons | 547.2 | 200000 | None | 91.9 | 0.0888 | 0 | 91.9 | 0.0888 | 0 | 91.9 | 0.0888 | 0 | 91.9 | 0.0888 | 0 | DEER:HVAC_Split-Package_AC | Annual | 1719 | 91.88 | 0.08876 | 0 | 91.88 | 0.08876 | 0 | NE-HVAC-airAC-SpltPkg-240to759kBtuh-10p8eer_MZDEER2017AnyMBT1996CZ11cPVVG | 54374 | NE-HVAC-airAC-SpltPkg-240to759kBtuh-10p8eer_SZDEER2017AnyMBT1996CZ11cDXGF | 54373 |  | 88.6 | 0.0832 | 0 | 105 | 0.111 | 0 | 88.6 | 0.0832 | 0 | 105 | 0.111 | 0 | 568 | 200000 | 464 | 200000
NE-HVAC-airAC-SpltPkg-240to759kBtuh-10p8eer | DEER2017 | D17 v2 |  | Any | MBT | 1996 | CZ12 | cWtd | Cap-Tons | 519.4 | 200000 | None | 81.2 | 0.0884 | 0 | 81.2 | 0.0884 | 0 | 81.2 | 0.0884 | 0 | 81.2 | 0.0884 | 0 | DEER:HVAC_Split-Package_AC | Annual | 1719 | 81.16 | 0.08844 | 0 | 81.16 | 0.08844 | 0 | NE-HVAC-airAC-SpltPkg-240to759kBtuh-10p8eer_MZDEER2017AnyMBT1996CZ12cPVVG | 54376 | NE-HVAC-airAC-SpltPkg-240to759kBtuh-10p8eer_SZDEER2017AnyMBT1996CZ12cDXGF | 54375 |  | 77.8 | 0.0838 | 0 | 94.6 | 0.107 | 0 | 77.8 | 0.0838 | 0 | 94.6 | 0.107 | 0 | 541 | 200000 | 433 | 200000
NE-HVAC-airAC-SpltPkg-240to759kBtuh-10p8eer | DEER2017 | D17 v2 |  | Any | MBT | 1996 | CZ13 | cWtd | Cap-Tons | 543 | 200000 | None | 98.2 | 0.0884 | 0 | 98.2 | 0.0884 | 0 | 98.2 | 0.0884 | 0 | 98.2 | 0.0884 | 0 | DEER:HVAC_Split-Package_AC | Annual | 1719 | 98.24 | 0.08844 | 0 | 98.24 | 0.08844 | 0 | NE-HVAC-airAC-SpltPkg-240to759kBtuh-10p8eer_MZDEER2017AnyMBT1996CZ13cPVVG | 54378 | NE-HVAC-airAC-SpltPkg-240to759kBtuh-10p8eer_SZDEER2017AnyMBT1996CZ13cDXGF | 54377 |  | 93.8 | 0.0833 | 0 | 116 | 0.109 | 0 | 93.8 | 0.0833 | 0 | 116 | 0.109 | 0 | 565 | 200000 | 455 | 200000
NE-HVAC-airAC-SpltPkg-240to759kBtuh-10p8eer | DEER2017 | D17 v2 |  | Any | MBT | 1996 | CZ14 | cWtd | Cap-Tons | 539.4 | 200000 | None | 95.8 | 0.0906 | 0 | 95.8 | 0.0906 | 0 | 95.8 | 0.0906 | 0 | 95.8 | 0.0906 | 0 | DEER:HVAC_Split-Package_AC | Annual | 1719 | 95.76 | 0.09064 | 0 | 95.76 | 0.09064 | 0 | NE-HVAC-airAC-SpltPkg-240to759kBtuh-10p8eer_MZDEER2017AnyMBT1996CZ14cPVVG | 54380 | NE-HVAC-airAC-SpltPkg-240to759kBtuh-10p8eer_SZDEER2017AnyMBT1996CZ14cDXGF | 54379 |  | 92.2 | 0.0853 | 0 | 110 | 0.112 | 0 | 92.2 | 0.0853 | 0 | 110 | 0.112 | 0 | 560 | 200000 | 457 | 200000
NE-HVAC-airAC-SpltPkg-240to759kBtuh-10p8eer | DEER2017 | D17 v2 |  | Any | MBT | 1996 | CZ15 | cWtd | Cap-Tons | 617.6 | 200000 | None | 152 | 0.0958 | 0 | 152 | 0.0958 | 0 | 152 | 0.0958 | 0 | 152 | 0.0958 | 0 | DEER:HVAC_Split-Package_AC | Annual | 1719 | 151.6 | 0.09584 | 0 | 151.6 | 0.09584 | 0 | NE-HVAC-airAC-SpltPkg-240to759kBtuh-10p8eer_MZDEER2017AnyMBT1996CZ15cPVVG | 54382 | NE-HVAC-airAC-SpltPkg-240to759kBtuh-10p8eer_SZDEER2017AnyMBT1996CZ15cDXGF | 54381 |  | 145 | 0.0893 | 0 | 178 | 0.122 | 0 | 145 | 0.0893 | 0 | 178 | 0.122 | 0 | 640 | 200000 | 528 | 200000
NE-HVAC-airAC-SpltPkg-240to759kBtuh-10p8eer | DEER2017 | D17 v2 |  | Any | MBT | 1996 | CZ16 | cWtd | Cap-Tons | 398.2 | 200000 | None | 51 | 0.0711 | 0 | 51 | 0.0711 | 0 | 51 | 0.0711 | 0 | 51 | 0.0711 | 0 | DEER:HVAC_Split-Package_AC | Annual | 1719 | 50.98 | 0.07114 | 0 | 50.98 | 0.07114 | 0 | NE-HVAC-airAC-SpltPkg-240to759kBtuh-10p8eer_MZDEER2017AnyMBT1996CZ16cPVVG | 54384 | NE-HVAC-airAC-SpltPkg-240to759kBtuh-10p8eer_SZDEER2017AnyMBT1996CZ16cDXGF | 54383 |  | 47.5 | 0.0667 | 0 | 64.9 | 0.0889 | 0 | 47.5 | 0.0667 | 0 | 64.9 | 0.0889 | 0 | 416 | 200000 | 327 | 200000
NE-HVAC-airAC-SpltPkg-240to759kBtuh-10p8eer | DEER2017 | D17 v2 |  | Any | MBT | 2003 | CZ01 | cWtd | Cap-Tons | 390.4 | 200000 | None | 31.3 | 0.0388 | 0 | 31.3 | 0.0388 | 0 | 31.3 | 0.0388 | 0 | 31.3 | 0.0388 | 0 | DEER:HVAC_Split-Package_AC | Annual | 1719 | 31.32 | 0.0388 | 0 | 31.32 | 0.0388 | 0 | NE-HVAC-airAC-SpltPkg-240to759kBtuh-10p8eer_MZDEER2017AnyMBT2003CZ01cPVVG | 75714 | NE-HVAC-airAC-SpltPkg-240to759kBtuh-10p8eer_SZDEER2017AnyMBT2003CZ01cDXGF | 75713 |  | 33.6 | 0.0365 | 0 | 22.2 | 0.048 | 0 | 33.6 | 0.0365 | 0 | 22.2 | 0.048 | 0 | 405 | 200000 | 332 | 200000
NE-HVAC-airAC-SpltPkg-240to759kBtuh-10p8eer | DEER2017 | D17 v2 |  | Any | MBT | 2003 | CZ02 | cWtd | Cap-Tons | 455.8 | 200000 | None | 68.8 | 0.0876 | 0 | 68.8 | 0.0876 | 0 | 68.8 | 0.0876 | 0 | 68.8 | 0.0876 | 0 | DEER:HVAC_Split-Package_AC | Annual | 1719 | 68.84 | 0.08756 | 0 | 68.84 | 0.08756 | 0 | NE-HVAC-airAC-SpltPkg-240to759kBtuh-10p8eer_MZDEER2017AnyMBT2003CZ02cPVVG | 75716 | NE-HVAC-airAC-SpltPkg-240to759kBtuh-10p8eer_SZDEER2017AnyMBT2003CZ02cDXGF | 75715 |  | 67.7 | 0.0832 | 0 | 73.4 | 0.105 | 0 | 67.7 | 0.0832 | 0 | 73.4 | 0.105 | 0 | 470 | 200000 | 399 | 200000
NE-HVAC-airAC-SpltPkg-240to759kBtuh-10p8eer | DEER2017 | D17 v2 |  | Any | MBT | 2003 | CZ03 | cWtd | Cap-Tons | 422.4 | 200000 | None | 60.7 | 0.0641 | 0 | 60.7 | 0.0641 | 0 | 60.7 | 0.0641 | 0 | 60.7 | 0.0641 | 0 | DEER:HVAC_Split-Package_AC | Annual | 1719 | 60.68 | 0.06414 | 0 | 60.68 | 0.06414 | 0 | NE-HVAC-airAC-SpltPkg-240to759kBtuh-10p8eer_MZDEER2017AnyMBT2003CZ03cPVVG | 75718 | NE-HVAC-airAC-SpltPkg-240to759kBtuh-10p8eer_SZDEER2017AnyMBT2003CZ03cDXGF | 75717 |  | 60.7 | 0.06 | 0 | 60.6 | 0.0807 | 0 | 60.7 | 0.06 | 0 | 60.6 | 0.0807 | 0 | 438 | 200000 | 360 | 200000
NE-HVAC-airAC-SpltPkg-240to759kBtuh-10p8eer | DEER2017 | D17 v2 |  | Any | MBT | 2003 | CZ04 | cWtd | Cap-Tons | 487.2 | 200000 | None | 76.9 | 0.0759 | 0 | 76.9 | 0.0759 | 0 | 76.9 | 0.0759 | 0 | 76.9 | 0.0759 | 0 | DEER:HVAC_Split-Package_AC | Annual | 1719 | 76.94 | 0.07594 | 0 | 76.94 | 0.07594 | 0 | NE-HVAC-airAC-SpltPkg-240to759kBtuh-10p8eer_MZDEER2017AnyMBT2003CZ04cPVVG | 75720 | NE-HVAC-airAC-SpltPkg-240to759kBtuh-10p8eer_SZDEER2017AnyMBT2003CZ04cDXGF | 75719 |  | 75.8 | 0.0712 | 0 | 81.5 | 0.0949 | 0 | 75.8 | 0.0712 | 0 | 81.5 | 0.0949 | 0 | 504 | 200000 | 420 | 200000
NE-HVAC-airAC-SpltPkg-240to759kBtuh-10p8eer | DEER2017 | D17 v2 |  | Any | MBT | 2003 | CZ05 | cWtd | Cap-Tons | 369.2 | 200000 | None | 69.6 | 0.0624 | 0 | 69.6 | 0.0624 | 0 | 69.6 | 0.0624 | 0 | 69.6 | 0.0624 | 0 | DEER:HVAC_Split-Package_AC | Annual | 1719 | 69.64 | 0.06236 | 0 | 69.64 | 0.06236 | 0 | NE-HVAC-airAC-SpltPkg-240to759kBtuh-10p8eer_MZDEER2017AnyMBT2003CZ05cPVVG | 75722 | NE-HVAC-airAC-SpltPkg-240to759kBtuh-10p8eer_SZDEER2017AnyMBT2003CZ05cDXGF | 75721 |  | 67.7 | 0.0581 | 0 | 77.4 | 0.0794 | 0 | 67.7 | 0.0581 | 0 | 77.4 | 0.0794 | 0 | 384 | 200000 | 310 | 200000
NE-HVAC-airAC-SpltPkg-240to759kBtuh-10p8eer | DEER2017 | D17 v2 |  | Any | MBT | 2003 | CZ06 | cWtd | Cap-Tons | 434.8 | 200000 | None | 105 | 0.0737 | 0 | 105 | 0.0737 | 0 | 105 | 0.0737 | 0 | 105 | 0.0737 | 0 | DEER:HVAC_Split-Package_AC | Annual | 1719 | 104.84 | 0.07368 | 0 | 104.84 | 0.07368 | 0 | NE-HVAC-airAC-SpltPkg-240to759kBtuh-10p8eer_MZDEER2017AnyMBT2003CZ06cPVVG | 75724 | NE-HVAC-airAC-SpltPkg-240to759kBtuh-10p8eer_SZDEER2017AnyMBT2003CZ06cDXGF | 75723 |  | 99.8 | 0.0689 | 0 | 125 | 0.0928 | 0 | 99.8 | 0.0689 | 0 | 125 | 0.0928 | 0 | 453 | 200000 | 362 | 200000
NE-HVAC-airAC-SpltPkg-240to759kBtuh-10p8eer | DEER2017 | D17 v2 |  | Any | MBT | 2003 | CZ07 | cWtd | Cap-Tons | 408.4 | 200000 | None | 104 | 0.0701 | 0 | 104 | 0.0701 | 0 | 104 | 0.0701 | 0 | 104 | 0.0701 | 0 | DEER:HVAC_Split-Package_AC | Annual | 1719 | 104.32 | 0.07008 | 0 | 104.32 | 0.07008 | 0 | NE-HVAC-airAC-SpltPkg-240to759kBtuh-10p8eer_MZDEER2017AnyMBT2003CZ07cPVVG | 75726 | NE-HVAC-airAC-SpltPkg-240to759kBtuh-10p8eer_SZDEER2017AnyMBT2003CZ07cDXGF | 75725 |  | 99.4 | 0.0657 | 0 | 124 | 0.0876 | 0 | 99.4 | 0.0657 | 0 | 124 | 0.0876 | 0 | 424 | 200000 | 346 | 200000
NE-HVAC-airAC-SpltPkg-240to759kBtuh-10p8eer | DEER2017 | D17 v2 |  | Any | MBT | 2003 | CZ08 | cWtd | Cap-Tons | 527.4 | 200000 | None | 96.4 | 0.0726 | 0 | 96.4 | 0.0726 | 0 | 96.4 | 0.0726 | 0 | 96.4 | 0.0726 | 0 | DEER:HVAC_Split-Package_AC | Annual | 1719 | 96.4 | 0.0726 | 0 | 96.4 | 0.0726 | 0 | NE-HVAC-airAC-SpltPkg-240to759kBtuh-10p8eer_MZDEER2017AnyMBT2003CZ08cPVVG | 75728 | NE-HVAC-airAC-SpltPkg-240to759kBtuh-10p8eer_SZDEER2017AnyMBT2003CZ08cDXGF | 75727 |  | 93.5 | 0.0679 | 0 | 108 | 0.0914 | 0 | 93.5 | 0.0679 | 0 | 108 | 0.0914 | 0 | 548 | 200000 | 445 | 200000
NE-HVAC-airAC-SpltPkg-240to759kBtuh-10p8eer | DEER2017 | D17 v2 |  | Any | MBT | 2003 | CZ09 | cWtd | Cap-Tons | 537.4 | 200000 | None | 94.8 | 0.0892 | 0 | 94.8 | 0.0892 | 0 | 94.8 | 0.0892 | 0 | 94.8 | 0.0892 | 0 | DEER:HVAC_Split-Package_AC | Annual | 1719 | 94.8 | 0.08924 | 0 | 94.8 | 0.08924 | 0 | NE-HVAC-airAC-SpltPkg-240to759kBtuh-10p8eer_MZDEER2017AnyMBT2003CZ09cPVVG | 75730 | NE-HVAC-airAC-SpltPkg-240to759kBtuh-10p8eer_SZDEER2017AnyMBT2003CZ09cDXGF | 75729 |  | 92.5 | 0.0838 | 0 | 104 | 0.111 | 0 | 92.5 | 0.0838 | 0 | 104 | 0.111 | 0 | 556 | 200000 | 463 | 200000
NE-HVAC-airAC-SpltPkg-240to759kBtuh-10p8eer | DEER2017 | D17 v2 |  | Any | MBT | 2003 | CZ10 | cWtd | Cap-Tons | 533.2 | 200000 | None | 99.4 | 0.0936 | 0 | 99.4 | 0.0936 | 0 | 99.4 | 0.0936 | 0 | 99.4 | 0.0936 | 0 | DEER:HVAC_Split-Package_AC | Annual | 1719 | 99.36 | 0.09364 | 0 | 99.36 | 0.09364 | 0 | NE-HVAC-airAC-SpltPkg-240to759kBtuh-10p8eer_MZDEER2017AnyMBT2003CZ10cPVVG | 75732 | NE-HVAC-airAC-SpltPkg-240to759kBtuh-10p8eer_SZDEER2017AnyMBT2003CZ10cDXGF | 75731 |  | 96.7 | 0.0878 | 0 | 110 | 0.117 | 0 | 96.7 | 0.0878 | 0 | 110 | 0.117 | 0 | 550 | 200000 | 466 | 200000
NE-HVAC-airAC-SpltPkg-240to759kBtuh-10p8eer | DEER2017 | D17 v2 |  | Any | MBT | 2003 | CZ11 | cWtd | Cap-Tons | 516.2 | 200000 | None | 93.4 | 0.0874 | 0 | 93.4 | 0.0874 | 0 | 93.4 | 0.0874 | 0 | 93.4 | 0.0874 | 0 | DEER:HVAC_Split-Package_AC | Annual | 1719 | 93.36 | 0.08744 | 0 | 93.36 | 0.08744 | 0 | NE-HVAC-airAC-SpltPkg-240to759kBtuh-10p8eer_MZDEER2017AnyMBT2003CZ11cPVVG | 75734 | NE-HVAC-airAC-SpltPkg-240to759kBtuh-10p8eer_SZDEER2017AnyMBT2003CZ11cDXGF | 75733 |  | 90.2 | 0.0818 | 0 | 106 | 0.11 | 0 | 90.2 | 0.0818 | 0 | 106 | 0.11 | 0 | 533 | 200000 | 449 | 200000
NE-HVAC-airAC-SpltPkg-240to759kBtuh-10p8eer | DEER2017 | D17 v2 |  | Any | MBT | 2003 | CZ12 | cWtd | Cap-Tons | 490.2 | 200000 | None | 84.1 | 0.0868 | 0 | 84.1 | 0.0868 | 0 | 84.1 | 0.0868 | 0 | 84.1 | 0.0868 | 0 | DEER:HVAC_Split-Package_AC | Annual | 1719 | 84.08 | 0.08676 | 0 | 84.08 | 0.08676 | 0 | NE-HVAC-airAC-SpltPkg-240to759kBtuh-10p8eer_MZDEER2017AnyMBT2003CZ12cPVVG | 75736 | NE-HVAC-airAC-SpltPkg-240to759kBtuh-10p8eer_SZDEER2017AnyMBT2003CZ12cDXGF | 75735 |  | 81.1 | 0.0817 | 0 | 96 | 0.107 | 0 | 81.1 | 0.0817 | 0 | 96 | 0.107 | 0 | 508 | 200000 | 419 | 200000
NE-HVAC-airAC-SpltPkg-240to759kBtuh-10p8eer | DEER2017 | D17 v2 |  | Any | MBT | 2003 | CZ13 | cWtd | Cap-Tons | 513 | 200000 | None | 99.1 | 0.0867 | 0 | 99.1 | 0.0867 | 0 | 99.1 | 0.0867 | 0 | 99.1 | 0.0867 | 0 | DEER:HVAC_Split-Package_AC | Annual | 1719 | 99.08 | 0.08668 | 0 | 99.08 | 0.08668 | 0 | NE-HVAC-airAC-SpltPkg-240to759kBtuh-10p8eer_MZDEER2017AnyMBT2003CZ13cPVVG | 75738 | NE-HVAC-airAC-SpltPkg-240to759kBtuh-10p8eer_SZDEER2017AnyMBT2003CZ13cDXGF | 75737 |  | 94.6 | 0.0811 | 0 | 117 | 0.109 | 0 | 94.6 | 0.0811 | 0 | 117 | 0.109 | 0 | 531 | 200000 | 441 | 200000
NE-HVAC-airAC-SpltPkg-240to759kBtuh-10p8eer | DEER2017 | D17 v2 |  | Any | MBT | 2003 | CZ14 | cWtd | Cap-Tons | 513.4 | 200000 | None | 97.5 | 0.0892 | 0 | 97.5 | 0.0892 | 0 | 97.5 | 0.0892 | 0 | 97.5 | 0.0892 | 0 | DEER:HVAC_Split-Package_AC | Annual | 1719 | 97.52 | 0.0892 | 0 | 97.52 | 0.0892 | 0 | NE-HVAC-airAC-SpltPkg-240to759kBtuh-10p8eer_MZDEER2017AnyMBT2003CZ14cPVVG | 75740 | NE-HVAC-airAC-SpltPkg-240to759kBtuh-10p8eer_SZDEER2017AnyMBT2003CZ14cDXGF | 75739 |  | 94.4 | 0.0835 | 0 | 110 | 0.112 | 0 | 94.4 | 0.0835 | 0 | 110 | 0.112 | 0 | 530 | 200000 | 447 | 200000
NE-HVAC-airAC-SpltPkg-240to759kBtuh-10p8eer | DEER2017 | D17 v2 |  | Any | MBT | 2003 | CZ15 | cWtd | Cap-Tons | 587.8 | 200000 | None | 152 | 0.0933 | 0 | 152 | 0.0933 | 0 | 152 | 0.0933 | 0 | 152 | 0.0933 | 0 | DEER:HVAC_Split-Package_AC | Annual | 1719 | 151.6 | 0.09328 | 0 | 151.6 | 0.09328 | 0 | NE-HVAC-airAC-SpltPkg-240to759kBtuh-10p8eer_MZDEER2017AnyMBT2003CZ15cPVVG | 75742 | NE-HVAC-airAC-SpltPkg-240to759kBtuh-10p8eer_SZDEER2017AnyMBT2003CZ15cDXGF | 75741 |  | 145 | 0.0861 | 0 | 178 | 0.122 | 0 | 145 | 0.0861 | 0 | 178 | 0.122 | 0 | 606 | 200000 | 515 | 200000
NE-HVAC-airAC-SpltPkg-240to759kBtuh-10p8eer | DEER2017 | D17 v2 |  | Any | MBT | 2003 | CZ16 | cWtd | Cap-Tons | 377.6 | 200000 | None | 54.4 | 0.0712 | 0 | 54.4 | 0.0712 | 0 | 54.4 | 0.0712 | 0 | 54.4 | 0.0712 | 0 | DEER:HVAC_Split-Package_AC | Annual | 1719 | 54.42 | 0.07124 | 0 | 54.42 | 0.07124 | 0 | NE-HVAC-airAC-SpltPkg-240to759kBtuh-10p8eer_MZDEER2017AnyMBT2003CZ16cPVVG | 75744 | NE-HVAC-airAC-SpltPkg-240to759kBtuh-10p8eer_SZDEER2017AnyMBT2003CZ16cDXGF | 75743 |  | 51.8 | 0.0669 | 0 | 64.9 | 0.0886 | 0 | 51.8 | 0.0669 | 0 | 64.9 | 0.0886 | 0 | 392 | 200000 | 320 | 200000
NE-HVAC-airAC-SpltPkg-240to759kBtuh-10p8eer | DEER2017 | D17 v2 |  | Any | MBT | 2007 | CZ01 | cWtd | Cap-Tons | 376.8 | 200000 | None | 29.7 | 0.038 | 0 | 29.7 | 0.038 | 0 | 29.7 | 0.038 | 0 | 29.7 | 0.038 | 0 | DEER:HVAC_Split-Package_AC | Annual | 1719 | 29.72 | 0.038 | 0 | 29.72 | 0.038 | 0 | NE-HVAC-airAC-SpltPkg-240to759kBtuh-10p8eer_MZDEER2017AnyMBT2007CZ01cPVVG | 97074 | NE-HVAC-airAC-SpltPkg-240to759kBtuh-10p8eer_SZDEER2017AnyMBT2007CZ01cDXGF | 97073 |  | 32 | 0.0358 | 0 | 20.6 | 0.0468 | 0 | 32 | 0.0358 | 0 | 20.6 | 0.0468 | 0 | 391 | 200000 | 320 | 200000
NE-HVAC-airAC-SpltPkg-240to759kBtuh-10p8eer | DEER2017 | D17 v2 |  | Any | MBT | 2007 | CZ02 | cWtd | Cap-Tons | 441.2 | 200000 | None | 67.8 | 0.0872 | 0 | 67.8 | 0.0872 | 0 | 67.8 | 0.0872 | 0 | 67.8 | 0.0872 | 0 | DEER:HVAC_Split-Package_AC | Annual | 1719 | 67.8 | 0.0872 | 0 | 67.8 | 0.0872 | 0 | NE-HVAC-airAC-SpltPkg-240to759kBtuh-10p8eer_MZDEER2017AnyMBT2007CZ02cPVVG | 97076 | NE-HVAC-airAC-SpltPkg-240to759kBtuh-10p8eer_SZDEER2017AnyMBT2007CZ02cDXGF | 97075 |  | 66.8 | 0.083 | 0 | 71.8 | 0.104 | 0 | 66.8 | 0.083 | 0 | 71.8 | 0.104 | 0 | 455 | 200000 | 386 | 200000
NE-HVAC-airAC-SpltPkg-240to759kBtuh-10p8eer | DEER2017 | D17 v2 |  | Any | MBT | 2007 | CZ03 | cWtd | Cap-Tons | 408.6 | 200000 | None | 59 | 0.0636 | 0 | 59 | 0.0636 | 0 | 59 | 0.0636 | 0 | 59 | 0.0636 | 0 | DEER:HVAC_Split-Package_AC | Annual | 1719 | 58.98 | 0.0636 | 0 | 58.98 | 0.0636 | 0 | NE-HVAC-airAC-SpltPkg-240to759kBtuh-10p8eer_MZDEER2017AnyMBT2007CZ03cPVVG | 97078 | NE-HVAC-airAC-SpltPkg-240to759kBtuh-10p8eer_SZDEER2017AnyMBT2007CZ03cDXGF | 97077 |  | 59.1 | 0.0595 | 0 | 58.5 | 0.08 | 0 | 59.1 | 0.0595 | 0 | 58.5 | 0.08 | 0 | 424 | 200000 | 347 | 200000
NE-HVAC-airAC-SpltPkg-240to759kBtuh-10p8eer | DEER2017 | D17 v2 |  | Any | MBT | 2007 | CZ04 | cWtd | Cap-Tons | 472.4 | 200000 | None | 75.5 | 0.0755 | 0 | 75.5 | 0.0755 | 0 | 75.5 | 0.0755 | 0 | 75.5 | 0.0755 | 0 | DEER:HVAC_Split-Package_AC | Annual | 1719 | 75.48 | 0.07552 | 0 | 75.48 | 0.07552 | 0 | NE-HVAC-airAC-SpltPkg-240to759kBtuh-10p8eer_MZDEER2017AnyMBT2007CZ04cPVVG | 97080 | NE-HVAC-airAC-SpltPkg-240to759kBtuh-10p8eer_SZDEER2017AnyMBT2007CZ04cDXGF | 97079 |  | 74.5 | 0.0708 | 0 | 79.4 | 0.0944 | 0 | 74.5 | 0.0708 | 0 | 79.4 | 0.0944 | 0 | 489 | 200000 | 406 | 200000
NE-HVAC-airAC-SpltPkg-240to759kBtuh-10p8eer | DEER2017 | D17 v2 |  | Any | MBT | 2007 | CZ05 | cWtd | Cap-Tons | 369.8 | 200000 | None | 65.9 | 0.0598 | 0 | 65.9 | 0.0598 | 0 | 65.9 | 0.0598 | 0 | 65.9 | 0.0598 | 0 | DEER:HVAC_Split-Package_AC | Annual | 1719 | 65.88 | 0.05976 | 0 | 65.88 | 0.05976 | 0 | NE-HVAC-airAC-SpltPkg-240to759kBtuh-10p8eer_MZDEER2017AnyMBT2007CZ05cPVVG | 97082 | NE-HVAC-airAC-SpltPkg-240to759kBtuh-10p8eer_SZDEER2017AnyMBT2007CZ05cDXGF | 97081 |  | 64.9 | 0.0559 | 0 | 69.8 | 0.0752 | 0 | 64.9 | 0.0559 | 0 | 69.8 | 0.0752 | 0 | 384 | 200000 | 313 | 200000
NE-HVAC-airAC-SpltPkg-240to759kBtuh-10p8eer | DEER2017 | D17 v2 |  | Any | MBT | 2007 | CZ06 | cWtd | Cap-Tons | 421.2 | 200000 | None | 103 | 0.0734 | 0 | 103 | 0.0734 | 0 | 103 | 0.0734 | 0 | 103 | 0.0734 | 0 | DEER:HVAC_Split-Package_AC | Annual | 1719 | 103.24 | 0.07344 | 0 | 103.24 | 0.07344 | 0 | NE-HVAC-airAC-SpltPkg-240to759kBtuh-10p8eer_MZDEER2017AnyMBT2007CZ06cPVVG | 97084 | NE-HVAC-airAC-SpltPkg-240to759kBtuh-10p8eer_SZDEER2017AnyMBT2007CZ06cDXGF | 97083 |  | 98.3 | 0.0687 | 0 | 123 | 0.0924 | 0 | 98.3 | 0.0687 | 0 | 123 | 0.0924 | 0 | 439 | 200000 | 350 | 200000
NE-HVAC-airAC-SpltPkg-240to759kBtuh-10p8eer | DEER2017 | D17 v2 |  | Any | MBT | 2007 | CZ07 | cWtd | Cap-Tons | 395.4 | 200000 | None | 103 | 0.0698 | 0 | 103 | 0.0698 | 0 | 103 | 0.0698 | 0 | 103 | 0.0698 | 0 | DEER:HVAC_Split-Package_AC | Annual | 1719 | 102.6 | 0.06984 | 0 | 102.6 | 0.06984 | 0 | NE-HVAC-airAC-SpltPkg-240to759kBtuh-10p8eer_MZDEER2017AnyMBT2007CZ07cPVVG | 97086 | NE-HVAC-airAC-SpltPkg-240to759kBtuh-10p8eer_SZDEER2017AnyMBT2007CZ07cDXGF | 97085 |  | 98 | 0.0655 | 0 | 121 | 0.0872 | 0 | 98 | 0.0655 | 0 | 121 | 0.0872 | 0 | 411 | 200000 | 333 | 200000
NE-HVAC-airAC-SpltPkg-240to759kBtuh-10p8eer | DEER2017 | D17 v2 |  | Any | MBT | 2007 | CZ08 | cWtd | Cap-Tons | 511.8 | 200000 | None | 94.8 | 0.0723 | 0 | 94.8 | 0.0723 | 0 | 94.8 | 0.0723 | 0 | 94.8 | 0.0723 | 0 | DEER:HVAC_Split-Package_AC | Annual | 1719 | 94.8 | 0.07226 | 0 | 94.8 | 0.07226 | 0 | NE-HVAC-airAC-SpltPkg-240to759kBtuh-10p8eer_MZDEER2017AnyMBT2007CZ08cPVVG | 97088 | NE-HVAC-airAC-SpltPkg-240to759kBtuh-10p8eer_SZDEER2017AnyMBT2007CZ08cDXGF | 97087 |  | 92 | 0.0676 | 0 | 106 | 0.0909 | 0 | 92 | 0.0676 | 0 | 106 | 0.0909 | 0 | 532 | 200000 | 431 | 200000
NE-HVAC-airAC-SpltPkg-240to759kBtuh-10p8eer | DEER2017 | D17 v2 |  | Any | MBT | 2007 | CZ09 | cWtd | Cap-Tons | 522.6 | 200000 | None | 93.5 | 0.0889 | 0 | 93.5 | 0.0889 | 0 | 93.5 | 0.0889 | 0 | 93.5 | 0.0889 | 0 | DEER:HVAC_Split-Package_AC | Annual | 1719 | 93.52 | 0.08888 | 0 | 93.52 | 0.08888 | 0 | NE-HVAC-airAC-SpltPkg-240to759kBtuh-10p8eer_MZDEER2017AnyMBT2007CZ09cPVVG | 97090 | NE-HVAC-airAC-SpltPkg-240to759kBtuh-10p8eer_SZDEER2017AnyMBT2007CZ09cDXGF | 97089 |  | 91.4 | 0.0836 | 0 | 102 | 0.11 | 0 | 91.4 | 0.0836 | 0 | 102 | 0.11 | 0 | 541 | 200000 | 449 | 200000
NE-HVAC-airAC-SpltPkg-240to759kBtuh-10p8eer | DEER2017 | D17 v2 |  | Any | MBT | 2007 | CZ10 | cWtd | Cap-Tons | 517.6 | 200000 | None | 98 | 0.0933 | 0 | 98 | 0.0933 | 0 | 98 | 0.0933 | 0 | 98 | 0.0933 | 0 | DEER:HVAC_Split-Package_AC | Annual | 1719 | 98 | 0.09328 | 0 | 98 | 0.09328 | 0 | NE-HVAC-airAC-SpltPkg-240to759kBtuh-10p8eer_MZDEER2017AnyMBT2007CZ10cPVVG | 97092 | NE-HVAC-airAC-SpltPkg-240to759kBtuh-10p8eer_SZDEER2017AnyMBT2007CZ10cDXGF | 97091 |  | 95.5 | 0.0876 | 0 | 108 | 0.116 | 0 | 95.5 | 0.0876 | 0 | 108 | 0.116 | 0 | 534 | 200000 | 452 | 200000
NE-HVAC-airAC-SpltPkg-240to759kBtuh-10p8eer | DEER2017 | D17 v2 |  | Any | MBT | 2007 | CZ11 | cWtd | Cap-Tons | 501.4 | 200000 | None | 92.4 | 0.0872 | 0 | 92.4 | 0.0872 | 0 | 92.4 | 0.0872 | 0 | 92.4 | 0.0872 | 0 | DEER:HVAC_Split-Package_AC | Annual | 1719 | 92.44 | 0.0872 | 0 | 92.44 | 0.0872 | 0 | NE-HVAC-airAC-SpltPkg-240to759kBtuh-10p8eer_MZDEER2017AnyMBT2007CZ11cPVVG | 97094 | NE-HVAC-airAC-SpltPkg-240to759kBtuh-10p8eer_SZDEER2017AnyMBT2007CZ11cDXGF | 97093 |  | 89.3 | 0.0815 | 0 | 105 | 0.11 | 0 | 89.3 | 0.0815 | 0 | 105 | 0.11 | 0 | 518 | 200000 | 435 | 200000
NE-HVAC-airAC-SpltPkg-240to759kBtuh-10p8eer | DEER2017 | D17 v2 |  | Any | MBT | 2007 | CZ12 | cWtd | Cap-Tons | 475.4 | 200000 | None | 83 | 0.0865 | 0 | 83 | 0.0865 | 0 | 83 | 0.0865 | 0 | 83 | 0.0865 | 0 | DEER:HVAC_Split-Package_AC | Annual | 1719 | 83.04 | 0.08652 | 0 | 83.04 | 0.08652 | 0 | NE-HVAC-airAC-SpltPkg-240to759kBtuh-10p8eer_MZDEER2017AnyMBT2007CZ12cPVVG | 97096 | NE-HVAC-airAC-SpltPkg-240to759kBtuh-10p8eer_SZDEER2017AnyMBT2007CZ12cDXGF | 97095 |  | 80.2 | 0.0814 | 0 | 94.4 | 0.107 | 0 | 80.2 | 0.0814 | 0 | 94.4 | 0.107 | 0 | 493 | 200000 | 405 | 200000
NE-HVAC-airAC-SpltPkg-240to759kBtuh-10p8eer | DEER2017 | D17 v2 |  | Any | MBT | 2007 | CZ13 | cWtd | Cap-Tons | 499.2 | 200000 | None | 98.1 | 0.0864 | 0 | 98.1 | 0.0864 | 0 | 98.1 | 0.0864 | 0 | 98.1 | 0.0864 | 0 | DEER:HVAC_Split-Package_AC | Annual | 1719 | 98.08 | 0.08644 | 0 | 98.08 | 0.08644 | 0 | NE-HVAC-airAC-SpltPkg-240to759kBtuh-10p8eer_MZDEER2017AnyMBT2007CZ13cPVVG | 97098 | NE-HVAC-airAC-SpltPkg-240to759kBtuh-10p8eer_SZDEER2017AnyMBT2007CZ13cDXGF | 97097 |  | 93.6 | 0.0808 | 0 | 116 | 0.109 | 0 | 93.6 | 0.0808 | 0 | 116 | 0.109 | 0 | 517 | 200000 | 428 | 200000
NE-HVAC-airAC-SpltPkg-240to759kBtuh-10p8eer | DEER2017 | D17 v2 |  | Any | MBT | 2007 | CZ14 | cWtd | Cap-Tons | 498.6 | 200000 | None | 96.5 | 0.089 | 0 | 96.5 | 0.089 | 0 | 96.5 | 0.089 | 0 | 96.5 | 0.089 | 0 | DEER:HVAC_Split-Package_AC | Annual | 1719 | 96.52 | 0.08896 | 0 | 96.52 | 0.08896 | 0 | NE-HVAC-airAC-SpltPkg-240to759kBtuh-10p8eer_MZDEER2017AnyMBT2007CZ14cPVVG | 97100 | NE-HVAC-airAC-SpltPkg-240to759kBtuh-10p8eer_SZDEER2017AnyMBT2007CZ14cDXGF | 97099 |  | 93.4 | 0.0832 | 0 | 109 | 0.112 | 0 | 93.4 | 0.0832 | 0 | 109 | 0.112 | 0 | 515 | 200000 | 433 | 200000
NE-HVAC-airAC-SpltPkg-240to759kBtuh-10p8eer | DEER2017 | D17 v2 |  | Any | MBT | 2007 | CZ15 | cWtd | Cap-Tons | 572.2 | 200000 | None | 150 | 0.0931 | 0 | 150 | 0.0931 | 0 | 150 | 0.0931 | 0 | 150 | 0.0931 | 0 | DEER:HVAC_Split-Package_AC | Annual | 1719 | 149.8 | 0.09312 | 0 | 149.8 | 0.09312 | 0 | NE-HVAC-airAC-SpltPkg-240to759kBtuh-10p8eer_MZDEER2017AnyMBT2007CZ15cPVVG | 97102 | NE-HVAC-airAC-SpltPkg-240to759kBtuh-10p8eer_SZDEER2017AnyMBT2007CZ15cDXGF | 97101 |  | 143 | 0.0859 | 0 | 177 | 0.122 | 0 | 143 | 0.0859 | 0 | 177 | 0.122 | 0 | 590 | 200000 | 501 | 200000
NE-HVAC-airAC-SpltPkg-240to759kBtuh-10p8eer | DEER2017 | D17 v2 |  | Any | MBT | 2007 | CZ16 | cWtd | Cap-Tons | 364.8 | 200000 | None | 53.7 | 0.0709 | 0 | 53.7 | 0.0709 | 0 | 53.7 | 0.0709 | 0 | 53.7 | 0.0709 | 0 | DEER:HVAC_Split-Package_AC | Annual | 1719 | 53.74 | 0.07088 | 0 | 53.74 | 0.07088 | 0 | NE-HVAC-airAC-SpltPkg-240to759kBtuh-10p8eer_MZDEER2017AnyMBT2007CZ16cPVVG | 97104 | NE-HVAC-airAC-SpltPkg-240to759kBtuh-10p8eer_SZDEER2017AnyMBT2007CZ16cDXGF | 97103 |  | 51.2 | 0.0666 | 0 | 63.9 | 0.088 | 0 | 51.2 | 0.0666 | 0 | 63.9 | 0.088 | 0 | 379 | 200000 | 308 | 200000
NE-HVAC-airAC-SpltPkg-240to759kBtuh-10p8eer | DEER2017 | D17 v2 |  | Any | MBT | 2011 | CZ01 | cWtd | Cap-Tons | 370.4 | 200000 | None | 81.3 | 0.0437 | 0.702 | 30.1 | 0.0381 | 0 | 81.3 | 0.0437 | 0.702 | 30.1 | 0.0381 | 0 | DEER:HVAC_Split-Package_AC | Annual | 1719 | 81.32 | 0.04372 | 0.702 | 30.1 | 0.03806 | 0 | NE-HVAC-airAC-SpltPkg-240to759kBtuh-10p8eer_MZDEER2017AnyMBT2011CZ01cPVVG | 118434 | NE-HVAC-airAC-SpltPkg-240to759kBtuh-10p8eer_SZDEER2017AnyMBT2011CZ01cDXGF | 118433 |  | 32.4 | 0.0359 | 0 | 277 | 0.075 | 3.51 | 32.4 | 0.0359 | 0 | 20.9 | 0.0467 | 0 | 384 | 200000 | 316 | 200000
NE-HVAC-airAC-SpltPkg-240to759kBtuh-10p8eer | DEER2017 | D17 v2 |  | Any | MBT | 2011 | CZ02 | cWtd | Cap-Tons | 415.4 | 200000 | None | 128 | 0.106 | 0.366 | 70.9 | 0.0884 | 0 | 128 | 0.106 | 0.366 | 70.9 | 0.0884 | 0 | DEER:HVAC_Split-Package_AC | Annual | 1719 | 127.56 | 0.1064 | 0.366 | 70.9 | 0.0884 | 0 | NE-HVAC-airAC-SpltPkg-240to759kBtuh-10p8eer_MZDEER2017AnyMBT2011CZ02cPVVG | 118436 | NE-HVAC-airAC-SpltPkg-240to759kBtuh-10p8eer_SZDEER2017AnyMBT2011CZ02cDXGF | 118435 |  | 69.7 | 0.0845 | 0 | 359 | 0.194 | 1.83 | 69.7 | 0.0845 | 0 | 75.7 | 0.104 | 0 | 427 | 200000 | 369 | 200000
NE-HVAC-airAC-SpltPkg-240to759kBtuh-10p8eer | DEER2017 | D17 v2 |  | Any | MBT | 2011 | CZ03 | cWtd | Cap-Tons | 394.6 | 200000 | None | 104 | 0.0814 | 0.396 | 62.3 | 0.064 | 0 | 104 | 0.0814 | 0.396 | 62.3 | 0.064 | 0 | DEER:HVAC_Split-Package_AC | Annual | 1719 | 103.52 | 0.0814 | 0.396 | 62.26 | 0.06398 | 0 | NE-HVAC-airAC-SpltPkg-240to759kBtuh-10p8eer_MZDEER2017AnyMBT2011CZ03cPVVG | 118438 | NE-HVAC-airAC-SpltPkg-240to759kBtuh-10p8eer_SZDEER2017AnyMBT2011CZ03cDXGF | 118437 |  | 62.4 | 0.06 | 0 | 268 | 0.167 | 1.98 | 62.4 | 0.06 | 0 | 61.7 | 0.0799 | 0 | 408 | 200000 | 341 | 200000
NE-HVAC-airAC-SpltPkg-240to759kBtuh-10p8eer | DEER2017 | D17 v2 |  | Any | MBT | 2011 | CZ04 | cWtd | Cap-Tons | 440.6 | 200000 | None | 134 | 0.097 | 0.24 | 80.2 | 0.0777 | 0 | 134 | 0.097 | 0.24 | 80.2 | 0.0777 | 0 | DEER:HVAC_Split-Package_AC | Annual | 1719 | 134.36 | 0.09696 | 0.24 | 80.18 | 0.07774 | 0 | NE-HVAC-airAC-SpltPkg-240to759kBtuh-10p8eer_MZDEER2017AnyMBT2011CZ04cPVVG | 118440 | NE-HVAC-airAC-SpltPkg-240to759kBtuh-10p8eer_SZDEER2017AnyMBT2011CZ04cDXGF | 118439 |  | 78.7 | 0.0732 | 0 | 357 | 0.192 | 1.2 | 78.7 | 0.0732 | 0 | 86.1 | 0.0959 | 0 | 455 | 200000 | 383 | 200000
NE-HVAC-airAC-SpltPkg-240to759kBtuh-10p8eer | DEER2017 | D17 v2 |  | Any | MBT | 2011 | CZ05 | cWtd | Cap-Tons | 346.4 | 200000 | None | 105 | 0.0703 | 0.145 | 69.9 | 0.0626 | 0 | 105 | 0.0703 | 0.145 | 69.9 | 0.0626 | 0 | DEER:HVAC_Split-Package_AC | Annual | 1719 | 105.12 | 0.07032 | 0.1454 | 69.9 | 0.0626 | 0 | NE-HVAC-airAC-SpltPkg-240to759kBtuh-10p8eer_MZDEER2017AnyMBT2011CZ05cPVVG | 118442 | NE-HVAC-airAC-SpltPkg-240to759kBtuh-10p8eer_SZDEER2017AnyMBT2011CZ05cDXGF | 118441 |  | 67.9 | 0.0584 | 0 | 254 | 0.118 | 0.727 | 67.9 | 0.0584 | 0 | 77.9 | 0.0794 | 0 | 360 | 200000 | 292 | 200000
NE-HVAC-airAC-SpltPkg-240to759kBtuh-10p8eer | DEER2017 | D17 v2 |  | Any | MBT | 2011 | CZ06 | cWtd | Cap-Tons | 412 | 200000 | None | 141 | 0.0846 | 0.184 | 104 | 0.0737 | 0 | 141 | 0.0846 | 0.184 | 104 | 0.0737 | 0 | DEER:HVAC_Split-Package_AC | Annual | 1719 | 141.24 | 0.0846 | 0.1836 | 104.24 | 0.0737 | 0 | NE-HVAC-airAC-SpltPkg-240to759kBtuh-10p8eer_MZDEER2017AnyMBT2011CZ06cPVVG | 118444 | NE-HVAC-airAC-SpltPkg-240to759kBtuh-10p8eer_SZDEER2017AnyMBT2011CZ06cDXGF | 118443 |  | 99.3 | 0.069 | 0 | 309 | 0.147 | 0.918 | 99.3 | 0.069 | 0 | 124 | 0.0925 | 0 | 429 | 200000 | 344 | 200000
NE-HVAC-airAC-SpltPkg-240to759kBtuh-10p8eer | DEER2017 | D17 v2 |  | Any | MBT | 2011 | CZ07 | cWtd | Cap-Tons | 383.2 | 200000 | None | 130 | 0.0808 | 0.0706 | 105 | 0.0702 | 0 | 130 | 0.0808 | 0.0706 | 105 | 0.0702 | 0 | DEER:HVAC_Split-Package_AC | Annual | 1719 | 130.2 | 0.0808 | 0.0706 | 104.6 | 0.07024 | 0 | NE-HVAC-airAC-SpltPkg-240to759kBtuh-10p8eer_MZDEER2017AnyMBT2011CZ07cPVVG | 118446 | NE-HVAC-airAC-SpltPkg-240to759kBtuh-10p8eer_SZDEER2017AnyMBT2011CZ07cDXGF | 118445 |  | 100 | 0.066 | 0 | 251 | 0.14 | 0.353 | 100 | 0.066 | 0 | 123 | 0.0872 | 0 | 397 | 200000 | 328 | 200000
NE-HVAC-airAC-SpltPkg-240to759kBtuh-10p8eer | DEER2017 | D17 v2 |  | Any | MBT | 2011 | CZ08 | cWtd | Cap-Tons | 493.2 | 200000 | None | 150 | 0.0914 | 0.013 | 96.9 | 0.0722 | 0 | 150 | 0.0914 | 0.013 | 96.9 | 0.0722 | 0 | DEER:HVAC_Split-Package_AC | Annual | 1719 | 149.68 | 0.09136 | 0.01296 | 96.88 | 0.07224 | 0 | NE-HVAC-airAC-SpltPkg-240to759kBtuh-10p8eer_MZDEER2017AnyMBT2011CZ08cPVVG | 118448 | NE-HVAC-airAC-SpltPkg-240to759kBtuh-10p8eer_SZDEER2017AnyMBT2011CZ08cDXGF | 118447 |  | 94.1 | 0.0677 | 0 | 372 | 0.186 | 0.0648 | 94.1 | 0.0677 | 0 | 108 | 0.0904 | 0 | 511 | 200000 | 422 | 200000
NE-HVAC-airAC-SpltPkg-240to759kBtuh-10p8eer | DEER2017 | D17 v2 |  | Any | MBT | 2011 | CZ09 | cWtd | Cap-Tons | 498.4 | 200000 | None | 154 | 0.104 | -0.0234 | 95.8 | 0.0888 | 0 | 154 | 0.104 | -0.0234 | 95.8 | 0.0888 | 0 | DEER:HVAC_Split-Package_AC | Annual | 1719 | 153.96 | 0.10436 | -0.0234 | 95.76 | 0.08876 | 0 | NE-HVAC-airAC-SpltPkg-240to759kBtuh-10p8eer_MZDEER2017AnyMBT2011CZ09cPVVG | 118450 | NE-HVAC-airAC-SpltPkg-240to759kBtuh-10p8eer_SZDEER2017AnyMBT2011CZ09cDXGF | 118449 |  | 93.7 | 0.0837 | 0 | 395 | 0.187 | -0.117 | 93.7 | 0.0837 | 0 | 104 | 0.109 | 0 | 513 | 200000 | 440 | 200000
NE-HVAC-airAC-SpltPkg-240to759kBtuh-10p8eer | DEER2017 | D17 v2 |  | Any | MBT | 2011 | CZ10 | cWtd | Cap-Tons | 499 | 200000 | None | 161 | 0.108 | -0.026 | 99.6 | 0.093 | 0 | 161 | 0.108 | -0.026 | 99.6 | 0.093 | 0 | DEER:HVAC_Split-Package_AC | Annual | 1719 | 161.16 | 0.1082 | -0.026 | 99.56 | 0.093 | 0 | NE-HVAC-airAC-SpltPkg-240to759kBtuh-10p8eer_MZDEER2017AnyMBT2011CZ10cPVVG | 118452 | NE-HVAC-airAC-SpltPkg-240to759kBtuh-10p8eer_SZDEER2017AnyMBT2011CZ10cDXGF | 118451 |  | 97.2 | 0.0875 | 0 | 417 | 0.191 | -0.13 | 97.2 | 0.0875 | 0 | 109 | 0.115 | 0 | 513 | 200000 | 443 | 200000
NE-HVAC-airAC-SpltPkg-240to759kBtuh-10p8eer | DEER2017 | D17 v2 |  | Any | MBT | 2011 | CZ11 | cWtd | Cap-Tons | 481 | 200000 | None | 157 | 0.103 | -0.0782 | 93.3 | 0.0871 | 0 | 157 | 0.103 | -0.0782 | 93.3 | 0.0871 | 0 | DEER:HVAC_Split-Package_AC | Annual | 1719 | 157.32 | 0.10252 | -0.0782 | 93.32 | 0.08712 | 0 | NE-HVAC-airAC-SpltPkg-240to759kBtuh-10p8eer_MZDEER2017AnyMBT2011CZ11cPVVG | 118454 | NE-HVAC-airAC-SpltPkg-240to759kBtuh-10p8eer_SZDEER2017AnyMBT2011CZ11cDXGF | 118453 |  | 90.4 | 0.0814 | 0 | 425 | 0.187 | -0.391 | 90.4 | 0.0814 | 0 | 105 | 0.11 | 0 | 495 | 200000 | 425 | 200000
NE-HVAC-airAC-SpltPkg-240to759kBtuh-10p8eer | DEER2017 | D17 v2 |  | Any | MBT | 2011 | CZ12 | cWtd | Cap-Tons | 443 | 200000 | None | 147 | 0.104 | 0.266 | 86.9 | 0.0886 | 0 | 147 | 0.104 | 0.266 | 86.9 | 0.0886 | 0 | DEER:HVAC_Split-Package_AC | Annual | 1719 | 146.56 | 0.10404 | 0.266 | 86.9 | 0.08864 | 0 | NE-HVAC-airAC-SpltPkg-240to759kBtuh-10p8eer_MZDEER2017AnyMBT2011CZ12cPVVG | 118456 | NE-HVAC-airAC-SpltPkg-240to759kBtuh-10p8eer_SZDEER2017AnyMBT2011CZ12cDXGF | 118455 |  | 83.7 | 0.0838 | 0 | 398 | 0.185 | 1.33 | 83.7 | 0.0838 | 0 | 99.7 | 0.108 | 0 | 458 | 200000 | 383 | 200000
NE-HVAC-airAC-SpltPkg-240to759kBtuh-10p8eer | DEER2017 | D17 v2 |  | Any | MBT | 2011 | CZ13 | cWtd | Cap-Tons | 479.8 | 200000 | None | 161 | 0.102 | -0.0568 | 98.6 | 0.0862 | 0 | 161 | 0.102 | -0.0568 | 98.6 | 0.0862 | 0 | DEER:HVAC_Split-Package_AC | Annual | 1719 | 160.8 | 0.10184 | -0.0568 | 98.6 | 0.08624 | 0 | NE-HVAC-airAC-SpltPkg-240to759kBtuh-10p8eer_MZDEER2017AnyMBT2011CZ13cPVVG | 118458 | NE-HVAC-airAC-SpltPkg-240to759kBtuh-10p8eer_SZDEER2017AnyMBT2011CZ13cDXGF | 118457 |  | 94.5 | 0.0808 | 0 | 426 | 0.186 | -0.284 | 94.5 | 0.0808 | 0 | 115 | 0.108 | 0 | 495 | 200000 | 419 | 200000
NE-HVAC-airAC-SpltPkg-240to759kBtuh-10p8eer | DEER2017 | D17 v2 |  | Any | MBT | 2011 | CZ14 | cWtd | Cap-Tons | 480 | 200000 | None | 163 | 0.105 | -0.0794 | 97.3 | 0.0884 | 0 | 163 | 0.105 | -0.0794 | 97.3 | 0.0884 | 0 | DEER:HVAC_Split-Package_AC | Annual | 1719 | 162.52 | 0.10484 | -0.0794 | 97.32 | 0.08844 | 0 | NE-HVAC-airAC-SpltPkg-240to759kBtuh-10p8eer_MZDEER2017AnyMBT2011CZ14cPVVG | 118460 | NE-HVAC-airAC-SpltPkg-240to759kBtuh-10p8eer_SZDEER2017AnyMBT2011CZ14cDXGF | 118459 |  | 94.4 | 0.0828 | 0 | 435 | 0.193 | -0.397 | 94.4 | 0.0828 | 0 | 109 | 0.111 | 0 | 494 | 200000 | 424 | 200000
NE-HVAC-airAC-SpltPkg-240to759kBtuh-10p8eer | DEER2017 | D17 v2 |  | Any | MBT | 2011 | CZ15 | cWtd | Cap-Tons | 550.8 | 200000 | None | 218 | 0.107 | -0.0049 | 150 | 0.0927 | 0 | 218 | 0.107 | -0.0049 | 150 | 0.0927 | 0 | DEER:HVAC_Split-Package_AC | Annual | 1719 | 217.6 | 0.10688 | -0.0049 | 150.2 | 0.09268 | 0 | NE-HVAC-airAC-SpltPkg-240to759kBtuh-10p8eer_MZDEER2017AnyMBT2011CZ15cPVVG | 118462 | NE-HVAC-airAC-SpltPkg-240to759kBtuh-10p8eer_SZDEER2017AnyMBT2011CZ15cDXGF | 118461 |  | 144 | 0.0856 | 0 | 512 | 0.192 | -0.0245 | 144 | 0.0856 | 0 | 175 | 0.121 | 0 | 566 | 200000 | 490 | 200000
NE-HVAC-airAC-SpltPkg-240to759kBtuh-10p8eer | DEER2017 | D17 v2 |  | Any | MBT | 2011 | CZ16 | cWtd | Cap-Tons | 349 | 200000 | None | 108 | 0.08 | 0.604 | 55 | 0.071 | 0 | 108 | 0.08 | 0.604 | 55 | 0.071 | 0 | DEER:HVAC_Split-Package_AC | Annual | 1719 | 107.52 | 0.07996 | 0.604 | 54.96 | 0.07096 | 0 | NE-HVAC-airAC-SpltPkg-240to759kBtuh-10p8eer_MZDEER2017AnyMBT2011CZ16cPVVG | 118464 | NE-HVAC-airAC-SpltPkg-240to759kBtuh-10p8eer_SZDEER2017AnyMBT2011CZ16cDXGF | 118463 |  | 52.4 | 0.0667 | 0 | 328 | 0.133 | 3.02 | 52.4 | 0.0667 | 0 | 65.2 | 0.088 | 0 | 361 | 200000 | 301 | 200000
NE-HVAC-airAC-SpltPkg-240to759kBtuh-10p8eer | DEER2017 | D17 v2 |  | Any | MBT | 2014 | CZ01 | cWtd | Cap-Tons | 358 | 200000 | None | 30.1 | 0.0382 | 0 | 30.1 | 0.0382 | 0 | 30.1 | 0.0382 | 0 | 30.1 | 0.0382 | 0 | DEER:HVAC_Split-Package_AC | Annual | 1719 | 30.08 | 0.0382 | 0 | 30.08 | 0.0382 | 0 | NE-HVAC-airAC-SpltPkg-240to759kBtuh-10p8eer_MZDEER2017AnyMBT2014CZ01cPVVG | 139794 | NE-HVAC-airAC-SpltPkg-240to759kBtuh-10p8eer_SZDEER2017AnyMBT2014CZ01cDXGF | 139793 |  | 32.5 | 0.0361 | 0 | 20.4 | 0.0466 | 0 | 32.5 | 0.0361 | 0 | 20.4 | 0.0466 | 0 | 371 | 200000 | 306 | 200000
NE-HVAC-airAC-SpltPkg-240to759kBtuh-10p8eer | DEER2017 | D17 v2 |  | Any | MBT | 2014 | CZ02 | cWtd | Cap-Tons | 410.8 | 200000 | None | 69.7 | 0.0877 | 0 | 69.7 | 0.0877 | 0 | 69.7 | 0.0877 | 0 | 69.7 | 0.0877 | 0 | DEER:HVAC_Split-Package_AC | Annual | 1719 | 69.68 | 0.08772 | 0 | 69.68 | 0.08772 | 0 | NE-HVAC-airAC-SpltPkg-240to759kBtuh-10p8eer_MZDEER2017AnyMBT2014CZ02cPVVG | 139796 | NE-HVAC-airAC-SpltPkg-240to759kBtuh-10p8eer_SZDEER2017AnyMBT2014CZ02cDXGF | 139795 |  | 68.7 | 0.0839 | 0 | 73.6 | 0.103 | 0 | 68.7 | 0.0839 | 0 | 73.6 | 0.103 | 0 | 422 | 200000 | 366 | 200000
NE-HVAC-airAC-SpltPkg-240to759kBtuh-10p8eer | DEER2017 | D17 v2 |  | Any | MBT | 2014 | CZ03 | cWtd | Cap-Tons | 377 | 200000 | None | 63.7 | 0.0654 | 0 | 63.7 | 0.0654 | 0 | 63.7 | 0.0654 | 0 | 63.7 | 0.0654 | 0 | DEER:HVAC_Split-Package_AC | Annual | 1719 | 63.7 | 0.0654 | 0 | 63.7 | 0.0654 | 0 | NE-HVAC-airAC-SpltPkg-240to759kBtuh-10p8eer_MZDEER2017AnyMBT2014CZ03cPVVG | 139798 | NE-HVAC-airAC-SpltPkg-240to759kBtuh-10p8eer_SZDEER2017AnyMBT2014CZ03cDXGF | 139797 |  | 63.7 | 0.0611 | 0 | 63.7 | 0.0826 | 0 | 63.7 | 0.0611 | 0 | 63.7 | 0.0826 | 0 | 390 | 200000 | 325 | 200000
NE-HVAC-airAC-SpltPkg-240to759kBtuh-10p8eer | DEER2017 | D17 v2 |  | Any | MBT | 2014 | CZ04 | cWtd | Cap-Tons | 435.2 | 200000 | None | 78.1 | 0.0763 | 0 | 78.1 | 0.0763 | 0 | 78.1 | 0.0763 | 0 | 78.1 | 0.0763 | 0 | DEER:HVAC_Split-Package_AC | Annual | 1719 | 78.08 | 0.0763 | 0 | 78.08 | 0.0763 | 0 | NE-HVAC-airAC-SpltPkg-240to759kBtuh-10p8eer_MZDEER2017AnyMBT2014CZ04cPVVG | 139800 | NE-HVAC-airAC-SpltPkg-240to759kBtuh-10p8eer_SZDEER2017AnyMBT2014CZ04cDXGF | 139799 |  | 76.9 | 0.0717 | 0 | 82.8 | 0.0947 | 0 | 76.9 | 0.0717 | 0 | 82.8 | 0.0947 | 0 | 449 | 200000 | 380 | 200000
NE-HVAC-airAC-SpltPkg-240to759kBtuh-10p8eer | DEER2017 | D17 v2 |  | Any | MBT | 2014 | CZ05 | cWtd | Cap-Tons | 367 | 200000 | None | 64.5 | 0.058 | 0 | 64.5 | 0.058 | 0 | 64.5 | 0.058 | 0 | 64.5 | 0.058 | 0 | DEER:HVAC_Split-Package_AC | Annual | 1719 | 64.46 | 0.058 | 0 | 64.46 | 0.058 | 0 | NE-HVAC-airAC-SpltPkg-240to759kBtuh-10p8eer_MZDEER2017AnyMBT2014CZ05cPVVG | 139802 | NE-HVAC-airAC-SpltPkg-240to759kBtuh-10p8eer_SZDEER2017AnyMBT2014CZ05cDXGF | 139801 |  | 63.8 | 0.054 | 0 | 67.1 | 0.074 | 0 | 63.8 | 0.054 | 0 | 67.1 | 0.074 | 0 | 381 | 200000 | 311 | 200000
NE-HVAC-airAC-SpltPkg-240to759kBtuh-10p8eer | DEER2017 | D17 v2 |  | Any | MBT | 2014 | CZ06 | cWtd | Cap-Tons | 394.2 | 200000 | None | 106 | 0.0746 | 0 | 106 | 0.0746 | 0 | 106 | 0.0746 | 0 | 106 | 0.0746 | 0 | DEER:HVAC_Split-Package_AC | Annual | 1719 | 106.4 | 0.0746 | 0 | 106.4 | 0.0746 | 0 | NE-HVAC-airAC-SpltPkg-240to759kBtuh-10p8eer_MZDEER2017AnyMBT2014CZ06cPVVG | 139804 | NE-HVAC-airAC-SpltPkg-240to759kBtuh-10p8eer_SZDEER2017AnyMBT2014CZ06cDXGF | 139803 |  | 101 | 0.0699 | 0 | 128 | 0.0934 | 0 | 101 | 0.0699 | 0 | 128 | 0.0934 | 0 | 411 | 200000 | 327 | 200000
NE-HVAC-airAC-SpltPkg-240to759kBtuh-10p8eer | DEER2017 | D17 v2 |  | Any | MBT | 2014 | CZ07 | cWtd | Cap-Tons | 364.4 | 200000 | None | 107 | 0.0716 | 0 | 107 | 0.0716 | 0 | 107 | 0.0716 | 0 | 107 | 0.0716 | 0 | DEER:HVAC_Split-Package_AC | Annual | 1719 | 107.2 | 0.07156 | 0 | 107.2 | 0.07156 | 0 | NE-HVAC-airAC-SpltPkg-240to759kBtuh-10p8eer_MZDEER2017AnyMBT2014CZ07cPVVG | 139806 | NE-HVAC-airAC-SpltPkg-240to759kBtuh-10p8eer_SZDEER2017AnyMBT2014CZ07cDXGF | 139805 |  | 102 | 0.0672 | 0 | 128 | 0.089 | 0 | 102 | 0.0672 | 0 | 128 | 0.089 | 0 | 378 | 200000 | 310 | 200000
NE-HVAC-airAC-SpltPkg-240to759kBtuh-10p8eer | DEER2017 | D17 v2 |  | Any | MBT | 2014 | CZ08 | cWtd | Cap-Tons | 472.6 | 200000 | None | 97.8 | 0.0731 | 0 | 97.8 | 0.0731 | 0 | 97.8 | 0.0731 | 0 | 97.8 | 0.0731 | 0 | DEER:HVAC_Split-Package_AC | Annual | 1719 | 97.84 | 0.07314 | 0 | 97.84 | 0.07314 | 0 | NE-HVAC-airAC-SpltPkg-240to759kBtuh-10p8eer_MZDEER2017AnyMBT2014CZ08cPVVG | 139808 | NE-HVAC-airAC-SpltPkg-240to759kBtuh-10p8eer_SZDEER2017AnyMBT2014CZ08cDXGF | 139807 |  | 94.8 | 0.0685 | 0 | 110 | 0.0917 | 0 | 94.8 | 0.0685 | 0 | 110 | 0.0917 | 0 | 490 | 200000 | 403 | 200000
NE-HVAC-airAC-SpltPkg-240to759kBtuh-10p8eer | DEER2017 | D17 v2 |  | Any | MBT | 2014 | CZ09 | cWtd | Cap-Tons | 512 | 200000 | None | 90.5 | 0.085 | 0 | 90.5 | 0.085 | 0 | 90.5 | 0.085 | 0 | 90.5 | 0.085 | 0 | DEER:HVAC_Split-Package_AC | Annual | 1719 | 90.5 | 0.08504 | 0 | 90.5 | 0.08504 | 0 | NE-HVAC-airAC-SpltPkg-240to759kBtuh-10p8eer_MZDEER2017AnyMBT2014CZ09cPVVG | 139810 | NE-HVAC-airAC-SpltPkg-240to759kBtuh-10p8eer_SZDEER2017AnyMBT2014CZ09cDXGF | 139809 |  | 89.5 | 0.0798 | 0 | 94.5 | 0.106 | 0 | 89.5 | 0.0798 | 0 | 94.5 | 0.106 | 0 | 526 | 200000 | 456 | 200000
NE-HVAC-airAC-SpltPkg-240to759kBtuh-10p8eer | DEER2017 | D17 v2 |  | Any | MBT | 2014 | CZ10 | cWtd | Cap-Tons | 493.4 | 200000 | None | 97.5 | 0.0922 | 0 | 97.5 | 0.0922 | 0 | 97.5 | 0.0922 | 0 | 97.5 | 0.0922 | 0 | DEER:HVAC_Split-Package_AC | Annual | 1719 | 97.52 | 0.09216 | 0 | 97.52 | 0.09216 | 0 | NE-HVAC-airAC-SpltPkg-240to759kBtuh-10p8eer_MZDEER2017AnyMBT2014CZ10cPVVG | 139812 | NE-HVAC-airAC-SpltPkg-240to759kBtuh-10p8eer_SZDEER2017AnyMBT2014CZ10cDXGF | 139811 |  | 95.4 | 0.0867 | 0 | 106 | 0.114 | 0 | 95.4 | 0.0867 | 0 | 106 | 0.114 | 0 | 507 | 200000 | 439 | 200000
NE-HVAC-airAC-SpltPkg-240to759kBtuh-10p8eer | DEER2017 | D17 v2 |  | Any | MBT | 2014 | CZ11 | cWtd | Cap-Tons | 467.2 | 200000 | None | 93.4 | 0.0876 | 0 | 93.4 | 0.0876 | 0 | 93.4 | 0.0876 | 0 | 93.4 | 0.0876 | 0 | DEER:HVAC_Split-Package_AC | Annual | 1719 | 93.36 | 0.0876 | 0 | 93.36 | 0.0876 | 0 | NE-HVAC-airAC-SpltPkg-240to759kBtuh-10p8eer_MZDEER2017AnyMBT2014CZ11cPVVG | 139814 | NE-HVAC-airAC-SpltPkg-240to759kBtuh-10p8eer_SZDEER2017AnyMBT2014CZ11cDXGF | 139813 |  | 90.2 | 0.082 | 0 | 106 | 0.11 | 0 | 90.2 | 0.082 | 0 | 106 | 0.11 | 0 | 481 | 200000 | 412 | 200000
NE-HVAC-airAC-SpltPkg-240to759kBtuh-10p8eer | DEER2017 | D17 v2 |  | Any | MBT | 2014 | CZ12 | cWtd | Cap-Tons | 443.4 | 200000 | None | 84.2 | 0.0873 | 0 | 84.2 | 0.0873 | 0 | 84.2 | 0.0873 | 0 | 84.2 | 0.0873 | 0 | DEER:HVAC_Split-Package_AC | Annual | 1719 | 84.22 | 0.08732 | 0 | 84.22 | 0.08732 | 0 | NE-HVAC-airAC-SpltPkg-240to759kBtuh-10p8eer_MZDEER2017AnyMBT2014CZ12cPVVG | 139816 | NE-HVAC-airAC-SpltPkg-240to759kBtuh-10p8eer_SZDEER2017AnyMBT2014CZ12cDXGF | 139815 |  | 81.3 | 0.0824 | 0 | 95.9 | 0.107 | 0 | 81.3 | 0.0824 | 0 | 95.9 | 0.107 | 0 | 458 | 200000 | 385 | 200000
NE-HVAC-airAC-SpltPkg-240to759kBtuh-10p8eer | DEER2017 | D17 v2 |  | Any | MBT | 2014 | CZ13 | cWtd | Cap-Tons | 467 | 200000 | None | 98.6 | 0.0869 | 0 | 98.6 | 0.0869 | 0 | 98.6 | 0.0869 | 0 | 98.6 | 0.0869 | 0 | DEER:HVAC_Split-Package_AC | Annual | 1719 | 98.56 | 0.08692 | 0 | 98.56 | 0.08692 | 0 | NE-HVAC-airAC-SpltPkg-240to759kBtuh-10p8eer_MZDEER2017AnyMBT2014CZ13cPVVG | 139818 | NE-HVAC-airAC-SpltPkg-240to759kBtuh-10p8eer_SZDEER2017AnyMBT2014CZ13cDXGF | 139817 |  | 94.2 | 0.0814 | 0 | 116 | 0.109 | 0 | 94.2 | 0.0814 | 0 | 116 | 0.109 | 0 | 482 | 200000 | 407 | 200000
NE-HVAC-airAC-SpltPkg-240to759kBtuh-10p8eer | DEER2017 | D17 v2 |  | Any | MBT | 2014 | CZ14 | cWtd | Cap-Tons | 466.2 | 200000 | None | 97.2 | 0.0889 | 0 | 97.2 | 0.0889 | 0 | 97.2 | 0.0889 | 0 | 97.2 | 0.0889 | 0 | DEER:HVAC_Split-Package_AC | Annual | 1719 | 97.24 | 0.08892 | 0 | 97.24 | 0.08892 | 0 | NE-HVAC-airAC-SpltPkg-240to759kBtuh-10p8eer_MZDEER2017AnyMBT2014CZ14cPVVG | 139820 | NE-HVAC-airAC-SpltPkg-240to759kBtuh-10p8eer_SZDEER2017AnyMBT2014CZ14cDXGF | 139819 |  | 94.3 | 0.0834 | 0 | 109 | 0.111 | 0 | 94.3 | 0.0834 | 0 | 109 | 0.111 | 0 | 480 | 200000 | 411 | 200000
NE-HVAC-airAC-SpltPkg-240to759kBtuh-10p8eer | DEER2017 | D17 v2 |  | Any | MBT | 2014 | CZ15 | cWtd | Cap-Tons | 537 | 200000 | None | 150 | 0.0932 | 0 | 150 | 0.0932 | 0 | 150 | 0.0932 | 0 | 150 | 0.0932 | 0 | DEER:HVAC_Split-Package_AC | Annual | 1719 | 150.2 | 0.09316 | 0 | 150.2 | 0.09316 | 0 | NE-HVAC-airAC-SpltPkg-240to759kBtuh-10p8eer_MZDEER2017AnyMBT2014CZ15cPVVG | 139822 | NE-HVAC-airAC-SpltPkg-240to759kBtuh-10p8eer_SZDEER2017AnyMBT2014CZ15cDXGF | 139821 |  | 144 | 0.0862 | 0 | 175 | 0.121 | 0 | 144 | 0.0862 | 0 | 175 | 0.121 | 0 | 552 | 200000 | 477 | 200000
NE-HVAC-airAC-SpltPkg-240to759kBtuh-10p8eer | DEER2017 | D17 v2 |  | Any | MBT | 2014 | CZ16 | cWtd | Cap-Tons | 336.2 | 200000 | None | 55 | 0.0717 | 0 | 55 | 0.0717 | 0 | 55 | 0.0717 | 0 | 55 | 0.0717 | 0 | DEER:HVAC_Split-Package_AC | Annual | 1719 | 55.02 | 0.07174 | 0 | 55.02 | 0.07174 | 0 | NE-HVAC-airAC-SpltPkg-240to759kBtuh-10p8eer_MZDEER2017AnyMBT2014CZ16cPVVG | 139824 | NE-HVAC-airAC-SpltPkg-240to759kBtuh-10p8eer_SZDEER2017AnyMBT2014CZ16cDXGF | 139823 |  | 52.4 | 0.0674 | 0 | 65.5 | 0.0891 | 0 | 52.4 | 0.0674 | 0 | 65.5 | 0.0891 | 0 | 348 | 200000 | 289 | 200000
NE-HVAC-airAC-SpltPkg-240to759kBtuh-10p8eer | DEER2017 | D17 v2 |  | Any | MBT | New | CZ01 | cWtd | Cap-Tons | 358 | 200000 | None | 30.1 | 0.0382 | 0 | 30.1 | 0.0382 | 0 | 30.1 | 0.0382 | 0 | 30.1 | 0.0382 | 0 | DEER:HVAC_Split-Package_AC | Annual | 1719 | 30.08 | 0.0382 | 0 | 30.08 | 0.0382 | 0 | NE-HVAC-airAC-SpltPkg-240to759kBtuh-10p8eer_MZDEER2017AnyMBTNewCZ01cPVVG | 164146 | NE-HVAC-airAC-SpltPkg-240to759kBtuh-10p8eer_SZDEER2017AnyMBTNewCZ01cDXGF | 164145 |  | 32.5 | 0.0361 | 0 | 20.4 | 0.0466 | 0 | 32.5 | 0.0361 | 0 | 20.4 | 0.0466 | 0 | 371 | 200000 | 306 | 200000
NE-HVAC-airAC-SpltPkg-240to759kBtuh-10p8eer | DEER2017 | D17 v2 |  | Any | MBT | New | CZ02 | cWtd | Cap-Tons | 410.8 | 200000 | None | 69.7 | 0.0877 | 0 | 69.7 | 0.0877 | 0 | 69.7 | 0.0877 | 0 | 69.7 | 0.0877 | 0 | DEER:HVAC_Split-Package_AC | Annual | 1719 | 69.68 | 0.08772 | 0 | 69.68 | 0.08772 | 0 | NE-HVAC-airAC-SpltPkg-240to759kBtuh-10p8eer_MZDEER2017AnyMBTNewCZ02cPVVG | 164148 | NE-HVAC-airAC-SpltPkg-240to759kBtuh-10p8eer_SZDEER2017AnyMBTNewCZ02cDXGF | 164147 |  | 68.7 | 0.0839 | 0 | 73.6 | 0.103 | 0 | 68.7 | 0.0839 | 0 | 73.6 | 0.103 | 0 | 422 | 200000 | 366 | 200000
NE-HVAC-airAC-SpltPkg-240to759kBtuh-10p8eer | DEER2017 | D17 v2 |  | Any | MBT | New | CZ03 | cWtd | Cap-Tons | 377 | 200000 | None | 63.7 | 0.0654 | 0 | 63.7 | 0.0654 | 0 | 63.7 | 0.0654 | 0 | 63.7 | 0.0654 | 0 | DEER:HVAC_Split-Package_AC | Annual | 1719 | 63.7 | 0.0654 | 0 | 63.7 | 0.0654 | 0 | NE-HVAC-airAC-SpltPkg-240to759kBtuh-10p8eer_MZDEER2017AnyMBTNewCZ03cPVVG | 164150 | NE-HVAC-airAC-SpltPkg-240to759kBtuh-10p8eer_SZDEER2017AnyMBTNewCZ03cDXGF | 164149 |  | 63.7 | 0.0611 | 0 | 63.7 | 0.0826 | 0 | 63.7 | 0.0611 | 0 | 63.7 | 0.0826 | 0 | 390 | 200000 | 325 | 200000
NE-HVAC-airAC-SpltPkg-240to759kBtuh-10p8eer | DEER2017 | D17 v2 |  | Any | MBT | New | CZ04 | cWtd | Cap-Tons | 435.2 | 200000 | None | 78.1 | 0.0763 | 0 | 78.1 | 0.0763 | 0 | 78.1 | 0.0763 | 0 | 78.1 | 0.0763 | 0 | DEER:HVAC_Split-Package_AC | Annual | 1719 | 78.08 | 0.0763 | 0 | 78.08 | 0.0763 | 0 | NE-HVAC-airAC-SpltPkg-240to759kBtuh-10p8eer_MZDEER2017AnyMBTNewCZ04cPVVG | 164152 | NE-HVAC-airAC-SpltPkg-240to759kBtuh-10p8eer_SZDEER2017AnyMBTNewCZ04cDXGF | 164151 |  | 76.9 | 0.0717 | 0 | 82.8 | 0.0947 | 0 | 76.9 | 0.0717 | 0 | 82.8 | 0.0947 | 0 | 449 | 200000 | 380 | 200000
NE-HVAC-airAC-SpltPkg-240to759kBtuh-10p8eer | DEER2017 | D17 v2 |  | Any | MBT | New | CZ05 | cWtd | Cap-Tons | 367 | 200000 | None | 64.5 | 0.058 | 0 | 64.5 | 0.058 | 0 | 64.5 | 0.058 | 0 | 64.5 | 0.058 | 0 | DEER:HVAC_Split-Package_AC | Annual | 1719 | 64.46 | 0.058 | 0 | 64.46 | 0.058 | 0 | NE-HVAC-airAC-SpltPkg-240to759kBtuh-10p8eer_MZDEER2017AnyMBTNewCZ05cPVVG | 164154 | NE-HVAC-airAC-SpltPkg-240to759kBtuh-10p8eer_SZDEER2017AnyMBTNewCZ05cDXGF | 164153 |  | 63.8 | 0.054 | 0 | 67.1 | 0.074 | 0 | 63.8 | 0.054 | 0 | 67.1 | 0.074 | 0 | 381 | 200000 | 311 | 200000
NE-HVAC-airAC-SpltPkg-240to759kBtuh-10p8eer | DEER2017 | D17 v2 |  | Any | MBT | New | CZ06 | cWtd | Cap-Tons | 394.2 | 200000 | None | 106 | 0.0746 | 0 | 106 | 0.0746 | 0 | 106 | 0.0746 | 0 | 106 | 0.0746 | 0 | DEER:HVAC_Split-Package_AC | Annual | 1719 | 106.4 | 0.0746 | 0 | 106.4 | 0.0746 | 0 | NE-HVAC-airAC-SpltPkg-240to759kBtuh-10p8eer_MZDEER2017AnyMBTNewCZ06cPVVG | 164156 | NE-HVAC-airAC-SpltPkg-240to759kBtuh-10p8eer_SZDEER2017AnyMBTNewCZ06cDXGF | 164155 |  | 101 | 0.0699 | 0 | 128 | 0.0934 | 0 | 101 | 0.0699 | 0 | 128 | 0.0934 | 0 | 411 | 200000 | 327 | 200000
NE-HVAC-airAC-SpltPkg-240to759kBtuh-10p8eer | DEER2017 | D17 v2 |  | Any | MBT | New | CZ07 | cWtd | Cap-Tons | 364.4 | 200000 | None | 107 | 0.0716 | 0 | 107 | 0.0716 | 0 | 107 | 0.0716 | 0 | 107 | 0.0716 | 0 | DEER:HVAC_Split-Package_AC | Annual | 1719 | 107.2 | 0.07156 | 0 | 107.2 | 0.07156 | 0 | NE-HVAC-airAC-SpltPkg-240to759kBtuh-10p8eer_MZDEER2017AnyMBTNewCZ07cPVVG | 164158 | NE-HVAC-airAC-SpltPkg-240to759kBtuh-10p8eer_SZDEER2017AnyMBTNewCZ07cDXGF | 164157 |  | 102 | 0.0672 | 0 | 128 | 0.089 | 0 | 102 | 0.0672 | 0 | 128 | 0.089 | 0 | 378 | 200000 | 310 | 200000
NE-HVAC-airAC-SpltPkg-240to759kBtuh-10p8eer | DEER2017 | D17 v2 |  | Any | MBT | New | CZ08 | cWtd | Cap-Tons | 472.6 | 200000 | None | 97.8 | 0.0731 | 0 | 97.8 | 0.0731 | 0 | 97.8 | 0.0731 | 0 | 97.8 | 0.0731 | 0 | DEER:HVAC_Split-Package_AC | Annual | 1719 | 97.84 | 0.07314 | 0 | 97.84 | 0.07314 | 0 | NE-HVAC-airAC-SpltPkg-240to759kBtuh-10p8eer_MZDEER2017AnyMBTNewCZ08cPVVG | 164160 | NE-HVAC-airAC-SpltPkg-240to759kBtuh-10p8eer_SZDEER2017AnyMBTNewCZ08cDXGF | 164159 |  | 94.8 | 0.0685 | 0 | 110 | 0.0917 | 0 | 94.8 | 0.0685 | 0 | 110 | 0.0917 | 0 | 490 | 200000 | 403 | 200000
NE-HVAC-airAC-SpltPkg-240to759kBtuh-10p8eer | DEER2017 | D17 v2 |  | Any | MBT | New | CZ09 | cWtd | Cap-Tons | 512 | 200000 | None | 90.5 | 0.085 | 0 | 90.5 | 0.085 | 0 | 90.5 | 0.085 | 0 | 90.5 | 0.085 | 0 | DEER:HVAC_Split-Package_AC | Annual | 1719 | 90.5 | 0.08504 | 0 | 90.5 | 0.08504 | 0 | NE-HVAC-airAC-SpltPkg-240to759kBtuh-10p8eer_MZDEER2017AnyMBTNewCZ09cPVVG | 164162 | NE-HVAC-airAC-SpltPkg-240to759kBtuh-10p8eer_SZDEER2017AnyMBTNewCZ09cDXGF | 164161 |  | 89.5 | 0.0798 | 0 | 94.5 | 0.106 | 0 | 89.5 | 0.0798 | 0 | 94.5 | 0.106 | 0 | 526 | 200000 | 456 | 200000
NE-HVAC-airAC-SpltPkg-240to759kBtuh-10p8eer | DEER2017 | D17 v2 |  | Any | MBT | New | CZ10 | cWtd | Cap-Tons | 493.4 | 200000 | None | 97.5 | 0.0922 | 0 | 97.5 | 0.0922 | 0 | 97.5 | 0.0922 | 0 | 97.5 | 0.0922 | 0 | DEER:HVAC_Split-Package_AC | Annual | 1719 | 97.52 | 0.09216 | 0 | 97.52 | 0.09216 | 0 | NE-HVAC-airAC-SpltPkg-240to759kBtuh-10p8eer_MZDEER2017AnyMBTNewCZ10cPVVG | 164164 | NE-HVAC-airAC-SpltPkg-240to759kBtuh-10p8eer_SZDEER2017AnyMBTNewCZ10cDXGF | 164163 |  | 95.4 | 0.0867 | 0 | 106 | 0.114 | 0 | 95.4 | 0.0867 | 0 | 106 | 0.114 | 0 | 507 | 200000 | 439 | 200000
NE-HVAC-airAC-SpltPkg-240to759kBtuh-10p8eer | DEER2017 | D17 v2 |  | Any | MBT | New | CZ11 | cWtd | Cap-Tons | 467.2 | 200000 | None | 93.4 | 0.0876 | 0 | 93.4 | 0.0876 | 0 | 93.4 | 0.0876 | 0 | 93.4 | 0.0876 | 0 | DEER:HVAC_Split-Package_AC | Annual | 1719 | 93.36 | 0.0876 | 0 | 93.36 | 0.0876 | 0 | NE-HVAC-airAC-SpltPkg-240to759kBtuh-10p8eer_MZDEER2017AnyMBTNewCZ11cPVVG | 164166 | NE-HVAC-airAC-SpltPkg-240to759kBtuh-10p8eer_SZDEER2017AnyMBTNewCZ11cDXGF | 164165 |  | 90.2 | 0.082 | 0 | 106 | 0.11 | 0 | 90.2 | 0.082 | 0 | 106 | 0.11 | 0 | 481 | 200000 | 412 | 200000
NE-HVAC-airAC-SpltPkg-240to759kBtuh-10p8eer | DEER2017 | D17 v2 |  | Any | MBT | New | CZ12 | cWtd | Cap-Tons | 443.4 | 200000 | None | 84.2 | 0.0873 | 0 | 84.2 | 0.0873 | 0 | 84.2 | 0.0873 | 0 | 84.2 | 0.0873 | 0 | DEER:HVAC_Split-Package_AC | Annual | 1719 | 84.22 | 0.08732 | 0 | 84.22 | 0.08732 | 0 | NE-HVAC-airAC-SpltPkg-240to759kBtuh-10p8eer_MZDEER2017AnyMBTNewCZ12cPVVG | 164168 | NE-HVAC-airAC-SpltPkg-240to759kBtuh-10p8eer_SZDEER2017AnyMBTNewCZ12cDXGF | 164167 |  | 81.3 | 0.0824 | 0 | 95.9 | 0.107 | 0 | 81.3 | 0.0824 | 0 | 95.9 | 0.107 | 0 | 458 | 200000 | 385 | 200000
NE-HVAC-airAC-SpltPkg-240to759kBtuh-10p8eer | DEER2017 | D17 v2 |  | Any | MBT | New | CZ13 | cWtd | Cap-Tons | 467 | 200000 | None | 98.6 | 0.0869 | 0 | 98.6 | 0.0869 | 0 | 98.6 | 0.0869 | 0 | 98.6 | 0.0869 | 0 | DEER:HVAC_Split-Package_AC | Annual | 1719 | 98.56 | 0.08692 | 0 | 98.56 | 0.08692 | 0 | NE-HVAC-airAC-SpltPkg-240to759kBtuh-10p8eer_MZDEER2017AnyMBTNewCZ13cPVVG | 164170 | NE-HVAC-airAC-SpltPkg-240to759kBtuh-10p8eer_SZDEER2017AnyMBTNewCZ13cDXGF | 164169 |  | 94.2 | 0.0814 | 0 | 116 | 0.109 | 0 | 94.2 | 0.0814 | 0 | 116 | 0.109 | 0 | 482 | 200000 | 407 | 200000
NE-HVAC-airAC-SpltPkg-240to759kBtuh-10p8eer | DEER2017 | D17 v2 |  | Any | MBT | New | CZ14 | cWtd | Cap-Tons | 466.2 | 200000 | None | 97.2 | 0.0889 | 0 | 97.2 | 0.0889 | 0 | 97.2 | 0.0889 | 0 | 97.2 | 0.0889 | 0 | DEER:HVAC_Split-Package_AC | Annual | 1719 | 97.24 | 0.08892 | 0 | 97.24 | 0.08892 | 0 | NE-HVAC-airAC-SpltPkg-240to759kBtuh-10p8eer_MZDEER2017AnyMBTNewCZ14cPVVG | 164172 | NE-HVAC-airAC-SpltPkg-240to759kBtuh-10p8eer_SZDEER2017AnyMBTNewCZ14cDXGF | 164171 |  | 94.3 | 0.0834 | 0 | 109 | 0.111 | 0 | 94.3 | 0.0834 | 0 | 109 | 0.111 | 0 | 480 | 200000 | 411 | 200000
NE-HVAC-airAC-SpltPkg-240to759kBtuh-10p8eer | DEER2017 | D17 v2 |  | Any | MBT | New | CZ15 | cWtd | Cap-Tons | 537 | 200000 | None | 150 | 0.0932 | 0 | 150 | 0.0932 | 0 | 150 | 0.0932 | 0 | 150 | 0.0932 | 0 | DEER:HVAC_Split-Package_AC | Annual | 1719 | 150.2 | 0.09316 | 0 | 150.2 | 0.09316 | 0 | NE-HVAC-airAC-SpltPkg-240to759kBtuh-10p8eer_MZDEER2017AnyMBTNewCZ15cPVVG | 164174 | NE-HVAC-airAC-SpltPkg-240to759kBtuh-10p8eer_SZDEER2017AnyMBTNewCZ15cDXGF | 164173 |  | 144 | 0.0862 | 0 | 175 | 0.121 | 0 | 144 | 0.0862 | 0 | 175 | 0.121 | 0 | 552 | 200000 | 477 | 200000
NE-HVAC-airAC-SpltPkg-240to759kBtuh-10p8eer | DEER2017 | D17 v2 |  | Any | MBT | New | CZ16 | cWtd | Cap-Tons | 336.2 | 200000 | None | 55 | 0.0717 | 0 | 55 | 0.0717 | 0 | 55 | 0.0717 | 0 | 55 | 0.0717 | 0 | DEER:HVAC_Split-Package_AC | Annual | 1719 | 55.02 | 0.07174 | 0 | 55.02 | 0.07174 | 0 | NE-HVAC-airAC-SpltPkg-240to759kBtuh-10p8eer_MZDEER2017AnyMBTNewCZ16cPVVG | 164176 | NE-HVAC-airAC-SpltPkg-240to759kBtuh-10p8eer_SZDEER2017AnyMBTNewCZ16cDXGF | 164175 |  | 52.4 | 0.0674 | 0 | 65.5 | 0.0891 | 0 | 52.4 | 0.0674 | 0 | 65.5 | 0.0891 | 0 | 348 | 200000 | 289 | 200000
NE-HVAC-airAC-SpltPkg-240to759kBtuh-10p8eer | DEER2017 | D17 v2 |  | Any | MLI | 1975 | CZ01 | cDXGF | Cap-Tons | 91 | 100000 | None | 0.843 | 0.0126 | 0 | 0.843 | 0.0126 | 0 | 0.843 | 0.0126 | 0 | 0.843 | 0.0126 | 0 | DEER:HVAC_Split-Package_AC | Annual | 1719 | 0.843 | 0.0126 | 0 | 0.843 | 0.0126 | 0 | NE-HVAC-airAC-SpltPkg-240to759kBtuh-10p8eer_MZDEER2017AnyMLI1975CZ01cPVVG | #N/A | NE-HVAC-airAC-SpltPkg-240to759kBtuh-10p8eer_SZDEER2017AnyMLI1975CZ01cDXGF | 11665 |  | #N/A | #N/A | #N/A | 0.843 | 0.0126 | 0 | #N/A | #N/A | #N/A | 0.843 | 0.0126 | 0 | #N/A | #N/A | 91 | 100000
NE-HVAC-airAC-SpltPkg-240to759kBtuh-10p8eer | DEER2017 | D17 v2 |  | Any | MLI | 1975 | CZ02 | cDXGF | Cap-Tons | 157 | 100000 | None | 32.2 | 0.104 | 0 | 32.2 | 0.104 | 0 | 32.2 | 0.104 | 0 | 32.2 | 0.104 | 0 | DEER:HVAC_Split-Package_AC | Annual | 1719 | 32.2 | 0.104 | 0 | 32.2 | 0.104 | 0 | NE-HVAC-airAC-SpltPkg-240to759kBtuh-10p8eer_MZDEER2017AnyMLI1975CZ02cPVVG | #N/A | NE-HVAC-airAC-SpltPkg-240to759kBtuh-10p8eer_SZDEER2017AnyMLI1975CZ02cDXGF | 11666 |  | #N/A | #N/A | #N/A | 32.2 | 0.104 | 0 | #N/A | #N/A | #N/A | 32.2 | 0.104 | 0 | #N/A | #N/A | 157 | 100000
NE-HVAC-airAC-SpltPkg-240to759kBtuh-10p8eer | DEER2017 | D17 v2 |  | Any | MLI | 1975 | CZ03 | cDXGF | Cap-Tons | 122 | 100000 | None | 15 | 0.0663 | 0 | 15 | 0.0663 | 0 | 15 | 0.0663 | 0 | 15 | 0.0663 | 0 | DEER:HVAC_Split-Package_AC | Annual | 1719 | 15 | 0.0663 | 0 | 15 | 0.0663 | 0 | NE-HVAC-airAC-SpltPkg-240to759kBtuh-10p8eer_MZDEER2017AnyMLI1975CZ03cPVVG | #N/A | NE-HVAC-airAC-SpltPkg-240to759kBtuh-10p8eer_SZDEER2017AnyMLI1975CZ03cDXGF | 11667 |  | #N/A | #N/A | #N/A | 15 | 0.0663 | 0 | #N/A | #N/A | #N/A | 15 | 0.0663 | 0 | #N/A | #N/A | 122 | 100000
NE-HVAC-airAC-SpltPkg-240to759kBtuh-10p8eer | DEER2017 | D17 v2 |  | Any | MLI | 1975 | CZ04 | cDXGF | Cap-Tons | 140 | 100000 | None | 42.5 | 0.0992 | 0 | 42.5 | 0.0992 | 0 | 42.5 | 0.0992 | 0 | 42.5 | 0.0992 | 0 | DEER:HVAC_Split-Package_AC | Annual | 1719 | 42.5 | 0.0992 | 0 | 42.5 | 0.0992 | 0 | NE-HVAC-airAC-SpltPkg-240to759kBtuh-10p8eer_MZDEER2017AnyMLI1975CZ04cPVVG | #N/A | NE-HVAC-airAC-SpltPkg-240to759kBtuh-10p8eer_SZDEER2017AnyMLI1975CZ04cDXGF | 11668 |  | #N/A | #N/A | #N/A | 42.5 | 0.0992 | 0 | #N/A | #N/A | #N/A | 42.5 | 0.0992 | 0 | #N/A | #N/A | 140 | 100000
NE-HVAC-airAC-SpltPkg-240to759kBtuh-10p8eer | DEER2017 | D17 v2 |  | Any | MLI | 1975 | CZ05 | cDXGF | Cap-Tons | 117 | 100000 | None | 13.8 | 0.0356 | 0 | 13.8 | 0.0356 | 0 | 13.8 | 0.0356 | 0 | 13.8 | 0.0356 | 0 | DEER:HVAC_Split-Package_AC | Annual | 1719 | 13.8 | 0.0356 | 0 | 13.8 | 0.0356 | 0 | NE-HVAC-airAC-SpltPkg-240to759kBtuh-10p8eer_MZDEER2017AnyMLI1975CZ05cPVVG | #N/A | NE-HVAC-airAC-SpltPkg-240to759kBtuh-10p8eer_SZDEER2017AnyMLI1975CZ05cDXGF | 11669 |  | #N/A | #N/A | #N/A | 13.8 | 0.0356 | 0 | #N/A | #N/A | #N/A | 13.8 | 0.0356 | 0 | #N/A | #N/A | 117 | 100000
NE-HVAC-airAC-SpltPkg-240to759kBtuh-10p8eer | DEER2017 | D17 v2 |  | Any | MLI | 1975 | CZ06 | cDXGF | Cap-Tons | 146 | 100000 | None | 43.9 | 0.0844 | 0 | 43.9 | 0.0844 | 0 | 43.9 | 0.0844 | 0 | 43.9 | 0.0844 | 0 | DEER:HVAC_Split-Package_AC | Annual | 1719 | 43.9 | 0.0844 | 0 | 43.9 | 0.0844 | 0 | NE-HVAC-airAC-SpltPkg-240to759kBtuh-10p8eer_MZDEER2017AnyMLI1975CZ06cPVVG | #N/A | NE-HVAC-airAC-SpltPkg-240to759kBtuh-10p8eer_SZDEER2017AnyMLI1975CZ06cDXGF | 11670 |  | #N/A | #N/A | #N/A | 43.9 | 0.0844 | 0 | #N/A | #N/A | #N/A | 43.9 | 0.0844 | 0 | #N/A | #N/A | 146 | 100000
NE-HVAC-airAC-SpltPkg-240to759kBtuh-10p8eer | DEER2017 | D17 v2 |  | Any | MLI | 1975 | CZ07 | cDXGF | Cap-Tons | 134 | 100000 | None | 39.2 | 0.078 | 0 | 39.2 | 0.078 | 0 | 39.2 | 0.078 | 0 | 39.2 | 0.078 | 0 | DEER:HVAC_Split-Package_AC | Annual | 1719 | 39.2 | 0.078 | 0 | 39.2 | 0.078 | 0 | NE-HVAC-airAC-SpltPkg-240to759kBtuh-10p8eer_MZDEER2017AnyMLI1975CZ07cPVVG | #N/A | NE-HVAC-airAC-SpltPkg-240to759kBtuh-10p8eer_SZDEER2017AnyMLI1975CZ07cDXGF | 11671 |  | #N/A | #N/A | #N/A | 39.2 | 0.078 | 0 | #N/A | #N/A | #N/A | 39.2 | 0.078 | 0 | #N/A | #N/A | 134 | 100000
NE-HVAC-airAC-SpltPkg-240to759kBtuh-10p8eer | DEER2017 | D17 v2 |  | Any | MLI | 1975 | CZ08 | cDXGF | Cap-Tons | 143 | 100000 | None | 64.9 | 0.102 | 0 | 64.9 | 0.102 | 0 | 64.9 | 0.102 | 0 | 64.9 | 0.102 | 0 | DEER:HVAC_Split-Package_AC | Annual | 1719 | 64.9 | 0.102 | 0 | 64.9 | 0.102 | 0 | NE-HVAC-airAC-SpltPkg-240to759kBtuh-10p8eer_MZDEER2017AnyMLI1975CZ08cPVVG | #N/A | NE-HVAC-airAC-SpltPkg-240to759kBtuh-10p8eer_SZDEER2017AnyMLI1975CZ08cDXGF | 11672 |  | #N/A | #N/A | #N/A | 64.9 | 0.102 | 0 | #N/A | #N/A | #N/A | 64.9 | 0.102 | 0 | #N/A | #N/A | 143 | 100000
NE-HVAC-airAC-SpltPkg-240to759kBtuh-10p8eer | DEER2017 | D17 v2 |  | Any | MLI | 1975 | CZ09 | cDXGF | Cap-Tons | 194 | 100000 | None | 52 | 0.109 | 0 | 52 | 0.109 | 0 | 52 | 0.109 | 0 | 52 | 0.109 | 0 | DEER:HVAC_Split-Package_AC | Annual | 1719 | 52 | 0.109 | 0 | 52 | 0.109 | 0 | NE-HVAC-airAC-SpltPkg-240to759kBtuh-10p8eer_MZDEER2017AnyMLI1975CZ09cPVVG | #N/A | NE-HVAC-airAC-SpltPkg-240to759kBtuh-10p8eer_SZDEER2017AnyMLI1975CZ09cDXGF | 11673 |  | #N/A | #N/A | #N/A | 52 | 0.109 | 0 | #N/A | #N/A | #N/A | 52 | 0.109 | 0 | #N/A | #N/A | 194 | 100000
NE-HVAC-airAC-SpltPkg-240to759kBtuh-10p8eer | DEER2017 | D17 v2 |  | Any | MLI | 1975 | CZ10 | cDXGF | Cap-Tons | 191 | 100000 | None | 59.9 | 0.118 | 0 | 59.9 | 0.118 | 0 | 59.9 | 0.118 | 0 | 59.9 | 0.118 | 0 | DEER:HVAC_Split-Package_AC | Annual | 1719 | 59.9 | 0.118 | 0 | 59.9 | 0.118 | 0 | NE-HVAC-airAC-SpltPkg-240to759kBtuh-10p8eer_MZDEER2017AnyMLI1975CZ10cPVVG | #N/A | NE-HVAC-airAC-SpltPkg-240to759kBtuh-10p8eer_SZDEER2017AnyMLI1975CZ10cDXGF | 11674 |  | #N/A | #N/A | #N/A | 59.9 | 0.118 | 0 | #N/A | #N/A | #N/A | 59.9 | 0.118 | 0 | #N/A | #N/A | 191 | 100000
NE-HVAC-airAC-SpltPkg-240to759kBtuh-10p8eer | DEER2017 | D17 v2 |  | Any | MLI | 1975 | CZ11 | cDXGF | Cap-Tons | 195 | 100000 | None | 65.9 | 0.107 | 0 | 65.9 | 0.107 | 0 | 65.9 | 0.107 | 0 | 65.9 | 0.107 | 0 | DEER:HVAC_Split-Package_AC | Annual | 1719 | 65.9 | 0.107 | 0 | 65.9 | 0.107 | 0 | NE-HVAC-airAC-SpltPkg-240to759kBtuh-10p8eer_MZDEER2017AnyMLI1975CZ11cPVVG | #N/A | NE-HVAC-airAC-SpltPkg-240to759kBtuh-10p8eer_SZDEER2017AnyMLI1975CZ11cDXGF | 11675 |  | #N/A | #N/A | #N/A | 65.9 | 0.107 | 0 | #N/A | #N/A | #N/A | 65.9 | 0.107 | 0 | #N/A | #N/A | 195 | 100000
NE-HVAC-airAC-SpltPkg-240to759kBtuh-10p8eer | DEER2017 | D17 v2 |  | Any | MLI | 1975 | CZ12 | cDXGF | Cap-Tons | 186 | 100000 | None | 47.5 | 0.0945 | 0 | 47.5 | 0.0945 | 0 | 47.5 | 0.0945 | 0 | 47.5 | 0.0945 | 0 | DEER:HVAC_Split-Package_AC | Annual | 1719 | 47.5 | 0.0945 | 0 | 47.5 | 0.0945 | 0 | NE-HVAC-airAC-SpltPkg-240to759kBtuh-10p8eer_MZDEER2017AnyMLI1975CZ12cPVVG | #N/A | NE-HVAC-airAC-SpltPkg-240to759kBtuh-10p8eer_SZDEER2017AnyMLI1975CZ12cDXGF | 11676 |  | #N/A | #N/A | #N/A | 47.5 | 0.0945 | 0 | #N/A | #N/A | #N/A | 47.5 | 0.0945 | 0 | #N/A | #N/A | 186 | 100000
NE-HVAC-airAC-SpltPkg-240to759kBtuh-10p8eer | DEER2017 | D17 v2 |  | Any | MLI | 1975 | CZ13 | cDXGF | Cap-Tons | 186 | 100000 | None | 79.4 | 0.11 | 0 | 79.4 | 0.11 | 0 | 79.4 | 0.11 | 0 | 79.4 | 0.11 | 0 | DEER:HVAC_Split-Package_AC | Annual | 1719 | 79.4 | 0.11 | 0 | 79.4 | 0.11 | 0 | NE-HVAC-airAC-SpltPkg-240to759kBtuh-10p8eer_MZDEER2017AnyMLI1975CZ13cPVVG | #N/A | NE-HVAC-airAC-SpltPkg-240to759kBtuh-10p8eer_SZDEER2017AnyMLI1975CZ13cDXGF | 11677 |  | #N/A | #N/A | #N/A | 79.4 | 0.11 | 0 | #N/A | #N/A | #N/A | 79.4 | 0.11 | 0 | #N/A | #N/A | 186 | 100000
NE-HVAC-airAC-SpltPkg-240to759kBtuh-10p8eer | DEER2017 | D17 v2 |  | Any | MLI | 1975 | CZ14 | cDXGF | Cap-Tons | 180 | 100000 | None | 77.6 | 0.117 | 0 | 77.6 | 0.117 | 0 | 77.6 | 0.117 | 0 | 77.6 | 0.117 | 0 | DEER:HVAC_Split-Package_AC | Annual | 1719 | 77.6 | 0.117 | 0 | 77.6 | 0.117 | 0 | NE-HVAC-airAC-SpltPkg-240to759kBtuh-10p8eer_MZDEER2017AnyMLI1975CZ14cPVVG | #N/A | NE-HVAC-airAC-SpltPkg-240to759kBtuh-10p8eer_SZDEER2017AnyMLI1975CZ14cDXGF | 11678 |  | #N/A | #N/A | #N/A | 77.6 | 0.117 | 0 | #N/A | #N/A | #N/A | 77.6 | 0.117 | 0 | #N/A | #N/A | 180 | 100000
NE-HVAC-airAC-SpltPkg-240to759kBtuh-10p8eer | DEER2017 | D17 v2 |  | Any | MLI | 1975 | CZ15 | cDXGF | Cap-Tons | 244 | 100000 | None | 133 | 0.119 | 0 | 133 | 0.119 | 0 | 133 | 0.119 | 0 | 133 | 0.119 | 0 | DEER:HVAC_Split-Package_AC | Annual | 1719 | 133 | 0.119 | 0 | 133 | 0.119 | 0 | NE-HVAC-airAC-SpltPkg-240to759kBtuh-10p8eer_MZDEER2017AnyMLI1975CZ15cPVVG | #N/A | NE-HVAC-airAC-SpltPkg-240to759kBtuh-10p8eer_SZDEER2017AnyMLI1975CZ15cDXGF | 11679 |  | #N/A | #N/A | #N/A | 133 | 0.119 | 0 | #N/A | #N/A | #N/A | 133 | 0.119 | 0 | #N/A | #N/A | 244 | 100000
NE-HVAC-airAC-SpltPkg-240to759kBtuh-10p8eer | DEER2017 | D17 v2 |  | Any | MLI | 1975 | CZ16 | cDXGF | Cap-Tons | 137 | 100000 | None | 30.5 | 0.075 | 0 | 30.5 | 0.075 | 0 | 30.5 | 0.075 | 0 | 30.5 | 0.075 | 0 | DEER:HVAC_Split-Package_AC | Annual | 1719 | 30.5 | 0.075 | 0 | 30.5 | 0.075 | 0 | NE-HVAC-airAC-SpltPkg-240to759kBtuh-10p8eer_MZDEER2017AnyMLI1975CZ16cPVVG | #N/A | NE-HVAC-airAC-SpltPkg-240to759kBtuh-10p8eer_SZDEER2017AnyMLI1975CZ16cDXGF | 11680 |  | #N/A | #N/A | #N/A | 30.5 | 0.075 | 0 | #N/A | #N/A | #N/A | 30.5 | 0.075 | 0 | #N/A | #N/A | 137 | 100000
NE-HVAC-airAC-SpltPkg-240to759kBtuh-10p8eer | DEER2017 | D17 v2 |  | Any | MLI | 1985 | CZ01 | cDXGF | Cap-Tons | 96.8 | 100000 | None | 0.752 | 0.0126 | 0 | 0.752 | 0.0126 | 0 | 0.752 | 0.0126 | 0 | 0.752 | 0.0126 | 0 | DEER:HVAC_Split-Package_AC | Annual | 1719 | 0.752 | 0.0126 | 0 | 0.752 | 0.0126 | 0 | NE-HVAC-airAC-SpltPkg-240to759kBtuh-10p8eer_MZDEER2017AnyMLI1985CZ01cPVVG | #N/A | NE-HVAC-airAC-SpltPkg-240to759kBtuh-10p8eer_SZDEER2017AnyMLI1985CZ01cDXGF | 33025 |  | #N/A | #N/A | #N/A | 0.752 | 0.0126 | 0 | #N/A | #N/A | #N/A | 0.752 | 0.0126 | 0 | #N/A | #N/A | 96.8 | 100000
NE-HVAC-airAC-SpltPkg-240to759kBtuh-10p8eer | DEER2017 | D17 v2 |  | Any | MLI | 1985 | CZ02 | cDXGF | Cap-Tons | 156 | 100000 | None | 32.5 | 0.103 | 0 | 32.5 | 0.103 | 0 | 32.5 | 0.103 | 0 | 32.5 | 0.103 | 0 | DEER:HVAC_Split-Package_AC | Annual | 1719 | 32.5 | 0.103 | 0 | 32.5 | 0.103 | 0 | NE-HVAC-airAC-SpltPkg-240to759kBtuh-10p8eer_MZDEER2017AnyMLI1985CZ02cPVVG | #N/A | NE-HVAC-airAC-SpltPkg-240to759kBtuh-10p8eer_SZDEER2017AnyMLI1985CZ02cDXGF | 33026 |  | #N/A | #N/A | #N/A | 32.5 | 0.103 | 0 | #N/A | #N/A | #N/A | 32.5 | 0.103 | 0 | #N/A | #N/A | 156 | 100000
NE-HVAC-airAC-SpltPkg-240to759kBtuh-10p8eer | DEER2017 | D17 v2 |  | Any | MLI | 1985 | CZ03 | cDXGF | Cap-Tons | 122 | 100000 | None | 15.5 | 0.0662 | 0 | 15.5 | 0.0662 | 0 | 15.5 | 0.0662 | 0 | 15.5 | 0.0662 | 0 | DEER:HVAC_Split-Package_AC | Annual | 1719 | 15.5 | 0.0662 | 0 | 15.5 | 0.0662 | 0 | NE-HVAC-airAC-SpltPkg-240to759kBtuh-10p8eer_MZDEER2017AnyMLI1985CZ03cPVVG | #N/A | NE-HVAC-airAC-SpltPkg-240to759kBtuh-10p8eer_SZDEER2017AnyMLI1985CZ03cDXGF | 33027 |  | #N/A | #N/A | #N/A | 15.5 | 0.0662 | 0 | #N/A | #N/A | #N/A | 15.5 | 0.0662 | 0 | #N/A | #N/A | 122 | 100000
NE-HVAC-airAC-SpltPkg-240to759kBtuh-10p8eer | DEER2017 | D17 v2 |  | Any | MLI | 1985 | CZ04 | cDXGF | Cap-Tons | 150 | 100000 | None | 39.4 | 0.092 | 0 | 39.4 | 0.092 | 0 | 39.4 | 0.092 | 0 | 39.4 | 0.092 | 0 | DEER:HVAC_Split-Package_AC | Annual | 1719 | 39.4 | 0.092 | 0 | 39.4 | 0.092 | 0 | NE-HVAC-airAC-SpltPkg-240to759kBtuh-10p8eer_MZDEER2017AnyMLI1985CZ04cPVVG | #N/A | NE-HVAC-airAC-SpltPkg-240to759kBtuh-10p8eer_SZDEER2017AnyMLI1985CZ04cDXGF | 33028 |  | #N/A | #N/A | #N/A | 39.4 | 0.092 | 0 | #N/A | #N/A | #N/A | 39.4 | 0.092 | 0 | #N/A | #N/A | 150 | 100000
NE-HVAC-airAC-SpltPkg-240to759kBtuh-10p8eer | DEER2017 | D17 v2 |  | Any | MLI | 1985 | CZ05 | cDXGF | Cap-Tons | 117 | 100000 | None | 14.3 | 0.0363 | 0 | 14.3 | 0.0363 | 0 | 14.3 | 0.0363 | 0 | 14.3 | 0.0363 | 0 | DEER:HVAC_Split-Package_AC | Annual | 1719 | 14.3 | 0.0363 | 0 | 14.3 | 0.0363 | 0 | NE-HVAC-airAC-SpltPkg-240to759kBtuh-10p8eer_MZDEER2017AnyMLI1985CZ05cPVVG | #N/A | NE-HVAC-airAC-SpltPkg-240to759kBtuh-10p8eer_SZDEER2017AnyMLI1985CZ05cDXGF | 33029 |  | #N/A | #N/A | #N/A | 14.3 | 0.0363 | 0 | #N/A | #N/A | #N/A | 14.3 | 0.0363 | 0 | #N/A | #N/A | 117 | 100000
NE-HVAC-airAC-SpltPkg-240to759kBtuh-10p8eer | DEER2017 | D17 v2 |  | Any | MLI | 1985 | CZ06 | cDXGF | Cap-Tons | 145 | 100000 | None | 44.3 | 0.0833 | 0 | 44.3 | 0.0833 | 0 | 44.3 | 0.0833 | 0 | 44.3 | 0.0833 | 0 | DEER:HVAC_Split-Package_AC | Annual | 1719 | 44.3 | 0.0833 | 0 | 44.3 | 0.0833 | 0 | NE-HVAC-airAC-SpltPkg-240to759kBtuh-10p8eer_MZDEER2017AnyMLI1985CZ06cPVVG | #N/A | NE-HVAC-airAC-SpltPkg-240to759kBtuh-10p8eer_SZDEER2017AnyMLI1985CZ06cDXGF | 33030 |  | #N/A | #N/A | #N/A | 44.3 | 0.0833 | 0 | #N/A | #N/A | #N/A | 44.3 | 0.0833 | 0 | #N/A | #N/A | 145 | 100000
NE-HVAC-airAC-SpltPkg-240to759kBtuh-10p8eer | DEER2017 | D17 v2 |  | Any | MLI | 1985 | CZ07 | cDXGF | Cap-Tons | 134 | 100000 | None | 39.4 | 0.077 | 0 | 39.4 | 0.077 | 0 | 39.4 | 0.077 | 0 | 39.4 | 0.077 | 0 | DEER:HVAC_Split-Package_AC | Annual | 1719 | 39.4 | 0.077 | 0 | 39.4 | 0.077 | 0 | NE-HVAC-airAC-SpltPkg-240to759kBtuh-10p8eer_MZDEER2017AnyMLI1985CZ07cPVVG | #N/A | NE-HVAC-airAC-SpltPkg-240to759kBtuh-10p8eer_SZDEER2017AnyMLI1985CZ07cDXGF | 33031 |  | #N/A | #N/A | #N/A | 39.4 | 0.077 | 0 | #N/A | #N/A | #N/A | 39.4 | 0.077 | 0 | #N/A | #N/A | 134 | 100000
NE-HVAC-airAC-SpltPkg-240to759kBtuh-10p8eer | DEER2017 | D17 v2 |  | Any | MLI | 1985 | CZ08 | cDXGF | Cap-Tons | 143 | 100000 | None | 64.9 | 0.101 | 0 | 64.9 | 0.101 | 0 | 64.9 | 0.101 | 0 | 64.9 | 0.101 | 0 | DEER:HVAC_Split-Package_AC | Annual | 1719 | 64.9 | 0.101 | 0 | 64.9 | 0.101 | 0 | NE-HVAC-airAC-SpltPkg-240to759kBtuh-10p8eer_MZDEER2017AnyMLI1985CZ08cPVVG | #N/A | NE-HVAC-airAC-SpltPkg-240to759kBtuh-10p8eer_SZDEER2017AnyMLI1985CZ08cDXGF | 33032 |  | #N/A | #N/A | #N/A | 64.9 | 0.101 | 0 | #N/A | #N/A | #N/A | 64.9 | 0.101 | 0 | #N/A | #N/A | 143 | 100000
NE-HVAC-airAC-SpltPkg-240to759kBtuh-10p8eer | DEER2017 | D17 v2 |  | Any | MLI | 1985 | CZ09 | cDXGF | Cap-Tons | 192 | 100000 | None | 52.3 | 0.109 | 0 | 52.3 | 0.109 | 0 | 52.3 | 0.109 | 0 | 52.3 | 0.109 | 0 | DEER:HVAC_Split-Package_AC | Annual | 1719 | 52.3 | 0.109 | 0 | 52.3 | 0.109 | 0 | NE-HVAC-airAC-SpltPkg-240to759kBtuh-10p8eer_MZDEER2017AnyMLI1985CZ09cPVVG | #N/A | NE-HVAC-airAC-SpltPkg-240to759kBtuh-10p8eer_SZDEER2017AnyMLI1985CZ09cDXGF | 33033 |  | #N/A | #N/A | #N/A | 52.3 | 0.109 | 0 | #N/A | #N/A | #N/A | 52.3 | 0.109 | 0 | #N/A | #N/A | 192 | 100000
NE-HVAC-airAC-SpltPkg-240to759kBtuh-10p8eer | DEER2017 | D17 v2 |  | Any | MLI | 1985 | CZ10 | cDXGF | Cap-Tons | 188 | 100000 | None | 60.7 | 0.118 | 0 | 60.7 | 0.118 | 0 | 60.7 | 0.118 | 0 | 60.7 | 0.118 | 0 | DEER:HVAC_Split-Package_AC | Annual | 1719 | 60.7 | 0.118 | 0 | 60.7 | 0.118 | 0 | NE-HVAC-airAC-SpltPkg-240to759kBtuh-10p8eer_MZDEER2017AnyMLI1985CZ10cPVVG | #N/A | NE-HVAC-airAC-SpltPkg-240to759kBtuh-10p8eer_SZDEER2017AnyMLI1985CZ10cDXGF | 33034 |  | #N/A | #N/A | #N/A | 60.7 | 0.118 | 0 | #N/A | #N/A | #N/A | 60.7 | 0.118 | 0 | #N/A | #N/A | 188 | 100000
NE-HVAC-airAC-SpltPkg-240to759kBtuh-10p8eer | DEER2017 | D17 v2 |  | Any | MLI | 1985 | CZ11 | cDXGF | Cap-Tons | 191 | 100000 | None | 66.8 | 0.108 | 0 | 66.8 | 0.108 | 0 | 66.8 | 0.108 | 0 | 66.8 | 0.108 | 0 | DEER:HVAC_Split-Package_AC | Annual | 1719 | 66.8 | 0.108 | 0 | 66.8 | 0.108 | 0 | NE-HVAC-airAC-SpltPkg-240to759kBtuh-10p8eer_MZDEER2017AnyMLI1985CZ11cPVVG | #N/A | NE-HVAC-airAC-SpltPkg-240to759kBtuh-10p8eer_SZDEER2017AnyMLI1985CZ11cDXGF | 33035 |  | #N/A | #N/A | #N/A | 66.8 | 0.108 | 0 | #N/A | #N/A | #N/A | 66.8 | 0.108 | 0 | #N/A | #N/A | 191 | 100000
NE-HVAC-airAC-SpltPkg-240to759kBtuh-10p8eer | DEER2017 | D17 v2 |  | Any | MLI | 1985 | CZ12 | cDXGF | Cap-Tons | 184 | 100000 | None | 48 | 0.0963 | 0 | 48 | 0.0963 | 0 | 48 | 0.0963 | 0 | 48 | 0.0963 | 0 | DEER:HVAC_Split-Package_AC | Annual | 1719 | 48 | 0.0963 | 0 | 48 | 0.0963 | 0 | NE-HVAC-airAC-SpltPkg-240to759kBtuh-10p8eer_MZDEER2017AnyMLI1985CZ12cPVVG | #N/A | NE-HVAC-airAC-SpltPkg-240to759kBtuh-10p8eer_SZDEER2017AnyMLI1985CZ12cDXGF | 33036 |  | #N/A | #N/A | #N/A | 48 | 0.0963 | 0 | #N/A | #N/A | #N/A | 48 | 0.0963 | 0 | #N/A | #N/A | 184 | 100000
NE-HVAC-airAC-SpltPkg-240to759kBtuh-10p8eer | DEER2017 | D17 v2 |  | Any | MLI | 1985 | CZ13 | cDXGF | Cap-Tons | 182 | 100000 | None | 80.3 | 0.11 | 0 | 80.3 | 0.11 | 0 | 80.3 | 0.11 | 0 | 80.3 | 0.11 | 0 | DEER:HVAC_Split-Package_AC | Annual | 1719 | 80.3 | 0.11 | 0 | 80.3 | 0.11 | 0 | NE-HVAC-airAC-SpltPkg-240to759kBtuh-10p8eer_MZDEER2017AnyMLI1985CZ13cPVVG | #N/A | NE-HVAC-airAC-SpltPkg-240to759kBtuh-10p8eer_SZDEER2017AnyMLI1985CZ13cDXGF | 33037 |  | #N/A | #N/A | #N/A | 80.3 | 0.11 | 0 | #N/A | #N/A | #N/A | 80.3 | 0.11 | 0 | #N/A | #N/A | 182 | 100000
NE-HVAC-airAC-SpltPkg-240to759kBtuh-10p8eer | DEER2017 | D17 v2 |  | Any | MLI | 1985 | CZ14 | cDXGF | Cap-Tons | 177 | 100000 | None | 78.3 | 0.117 | 0 | 78.3 | 0.117 | 0 | 78.3 | 0.117 | 0 | 78.3 | 0.117 | 0 | DEER:HVAC_Split-Package_AC | Annual | 1719 | 78.3 | 0.117 | 0 | 78.3 | 0.117 | 0 | NE-HVAC-airAC-SpltPkg-240to759kBtuh-10p8eer_MZDEER2017AnyMLI1985CZ14cPVVG | #N/A | NE-HVAC-airAC-SpltPkg-240to759kBtuh-10p8eer_SZDEER2017AnyMLI1985CZ14cDXGF | 33038 |  | #N/A | #N/A | #N/A | 78.3 | 0.117 | 0 | #N/A | #N/A | #N/A | 78.3 | 0.117 | 0 | #N/A | #N/A | 177 | 100000
NE-HVAC-airAC-SpltPkg-240to759kBtuh-10p8eer | DEER2017 | D17 v2 |  | Any | MLI | 1985 | CZ15 | cDXGF | Cap-Tons | 239 | 100000 | None | 134 | 0.12 | 0 | 134 | 0.12 | 0 | 134 | 0.12 | 0 | 134 | 0.12 | 0 | DEER:HVAC_Split-Package_AC | Annual | 1719 | 134 | 0.12 | 0 | 134 | 0.12 | 0 | NE-HVAC-airAC-SpltPkg-240to759kBtuh-10p8eer_MZDEER2017AnyMLI1985CZ15cPVVG | #N/A | NE-HVAC-airAC-SpltPkg-240to759kBtuh-10p8eer_SZDEER2017AnyMLI1985CZ15cDXGF | 33039 |  | #N/A | #N/A | #N/A | 134 | 0.12 | 0 | #N/A | #N/A | #N/A | 134 | 0.12 | 0 | #N/A | #N/A | 239 | 100000
NE-HVAC-airAC-SpltPkg-240to759kBtuh-10p8eer | DEER2017 | D17 v2 |  | Any | MLI | 1985 | CZ16 | cDXGF | Cap-Tons | 136 | 100000 | None | 30.8 | 0.0748 | 0 | 30.8 | 0.0748 | 0 | 30.8 | 0.0748 | 0 | 30.8 | 0.0748 | 0 | DEER:HVAC_Split-Package_AC | Annual | 1719 | 30.8 | 0.0748 | 0 | 30.8 | 0.0748 | 0 | NE-HVAC-airAC-SpltPkg-240to759kBtuh-10p8eer_MZDEER2017AnyMLI1985CZ16cPVVG | #N/A | NE-HVAC-airAC-SpltPkg-240to759kBtuh-10p8eer_SZDEER2017AnyMLI1985CZ16cDXGF | 33040 |  | #N/A | #N/A | #N/A | 30.8 | 0.0748 | 0 | #N/A | #N/A | #N/A | 30.8 | 0.0748 | 0 | #N/A | #N/A | 136 | 100000
NE-HVAC-airAC-SpltPkg-240to759kBtuh-10p8eer | DEER2017 | D17 v2 |  | Any | MLI | 1996 | CZ01 | cDXGF | Cap-Tons | 103 | 100000 | None | 0.137 | 0.00783 | 0 | 0.137 | 0.00783 | 0 | 0.137 | 0.00783 | 0 | 0.137 | 0.00783 | 0 | DEER:HVAC_Split-Package_AC | Annual | 1719 | 0.137 | 0.00783 | 0 | 0.137 | 0.00783 | 0 | NE-HVAC-airAC-SpltPkg-240to759kBtuh-10p8eer_MZDEER2017AnyMLI1996CZ01cPVVG | #N/A | NE-HVAC-airAC-SpltPkg-240to759kBtuh-10p8eer_SZDEER2017AnyMLI1996CZ01cDXGF | 54385 |  | #N/A | #N/A | #N/A | 0.137 | 0.00783 | 0 | #N/A | #N/A | #N/A | 0.137 | 0.00783 | 0 | #N/A | #N/A | 103 | 100000
NE-HVAC-airAC-SpltPkg-240to759kBtuh-10p8eer | DEER2017 | D17 v2 |  | Any | MLI | 1996 | CZ02 | cDXGF | Cap-Tons | 142 | 100000 | None | 28.1 | 0.0974 | 0 | 28.1 | 0.0974 | 0 | 28.1 | 0.0974 | 0 | 28.1 | 0.0974 | 0 | DEER:HVAC_Split-Package_AC | Annual | 1719 | 28.1 | 0.0974 | 0 | 28.1 | 0.0974 | 0 | NE-HVAC-airAC-SpltPkg-240to759kBtuh-10p8eer_MZDEER2017AnyMLI1996CZ02cPVVG | #N/A | NE-HVAC-airAC-SpltPkg-240to759kBtuh-10p8eer_SZDEER2017AnyMLI1996CZ02cDXGF | 54386 |  | #N/A | #N/A | #N/A | 28.1 | 0.0974 | 0 | #N/A | #N/A | #N/A | 28.1 | 0.0974 | 0 | #N/A | #N/A | 142 | 100000
NE-HVAC-airAC-SpltPkg-240to759kBtuh-10p8eer | DEER2017 | D17 v2 |  | Any | MLI | 1996 | CZ03 | cDXGF | Cap-Tons | 120 | 100000 | None | 9.62 | 0.0484 | 0 | 9.62 | 0.0484 | 0 | 9.62 | 0.0484 | 0 | 9.62 | 0.0484 | 0 | DEER:HVAC_Split-Package_AC | Annual | 1719 | 9.62 | 0.0484 | 0 | 9.62 | 0.0484 | 0 | NE-HVAC-airAC-SpltPkg-240to759kBtuh-10p8eer_MZDEER2017AnyMLI1996CZ03cPVVG | #N/A | NE-HVAC-airAC-SpltPkg-240to759kBtuh-10p8eer_SZDEER2017AnyMLI1996CZ03cDXGF | 54387 |  | #N/A | #N/A | #N/A | 9.62 | 0.0484 | 0 | #N/A | #N/A | #N/A | 9.62 | 0.0484 | 0 | #N/A | #N/A | 120 | 100000
NE-HVAC-airAC-SpltPkg-240to759kBtuh-10p8eer | DEER2017 | D17 v2 |  | Any | MLI | 1996 | CZ04 | cDXGF | Cap-Tons | 139 | 100000 | None | 33.5 | 0.0848 | 0 | 33.5 | 0.0848 | 0 | 33.5 | 0.0848 | 0 | 33.5 | 0.0848 | 0 | DEER:HVAC_Split-Package_AC | Annual | 1719 | 33.5 | 0.0848 | 0 | 33.5 | 0.0848 | 0 | NE-HVAC-airAC-SpltPkg-240to759kBtuh-10p8eer_MZDEER2017AnyMLI1996CZ04cPVVG | #N/A | NE-HVAC-airAC-SpltPkg-240to759kBtuh-10p8eer_SZDEER2017AnyMLI1996CZ04cDXGF | 54388 |  | #N/A | #N/A | #N/A | 33.5 | 0.0848 | 0 | #N/A | #N/A | #N/A | 33.5 | 0.0848 | 0 | #N/A | #N/A | 139 | 100000
NE-HVAC-airAC-SpltPkg-240to759kBtuh-10p8eer | DEER2017 | D17 v2 |  | Any | MLI | 1996 | CZ05 | cDXGF | Cap-Tons | 123 | 100000 | None | 7.47 | 0.0277 | 0 | 7.47 | 0.0277 | 0 | 7.47 | 0.0277 | 0 | 7.47 | 0.0277 | 0 | DEER:HVAC_Split-Package_AC | Annual | 1719 | 7.47 | 0.0277 | 0 | 7.47 | 0.0277 | 0 | NE-HVAC-airAC-SpltPkg-240to759kBtuh-10p8eer_MZDEER2017AnyMLI1996CZ05cPVVG | #N/A | NE-HVAC-airAC-SpltPkg-240to759kBtuh-10p8eer_SZDEER2017AnyMLI1996CZ05cDXGF | 54389 |  | #N/A | #N/A | #N/A | 7.47 | 0.0277 | 0 | #N/A | #N/A | #N/A | 7.47 | 0.0277 | 0 | #N/A | #N/A | 123 | 100000
NE-HVAC-airAC-SpltPkg-240to759kBtuh-10p8eer | DEER2017 | D17 v2 |  | Any | MLI | 1996 | CZ06 | cDXGF | Cap-Tons | 133 | 100000 | None | 35.9 | 0.0787 | 0 | 35.9 | 0.0787 | 0 | 35.9 | 0.0787 | 0 | 35.9 | 0.0787 | 0 | DEER:HVAC_Split-Package_AC | Annual | 1719 | 35.9 | 0.0787 | 0 | 35.9 | 0.0787 | 0 | NE-HVAC-airAC-SpltPkg-240to759kBtuh-10p8eer_MZDEER2017AnyMLI1996CZ06cPVVG | #N/A | NE-HVAC-airAC-SpltPkg-240to759kBtuh-10p8eer_SZDEER2017AnyMLI1996CZ06cDXGF | 54390 |  | #N/A | #N/A | #N/A | 35.9 | 0.0787 | 0 | #N/A | #N/A | #N/A | 35.9 | 0.0787 | 0 | #N/A | #N/A | 133 | 100000
NE-HVAC-airAC-SpltPkg-240to759kBtuh-10p8eer | DEER2017 | D17 v2 |  | Any | MLI | 1996 | CZ07 | cDXGF | Cap-Tons | 129 | 100000 | None | 27.5 | 0.0666 | 0 | 27.5 | 0.0666 | 0 | 27.5 | 0.0666 | 0 | 27.5 | 0.0666 | 0 | DEER:HVAC_Split-Package_AC | Annual | 1719 | 27.5 | 0.0666 | 0 | 27.5 | 0.0666 | 0 | NE-HVAC-airAC-SpltPkg-240to759kBtuh-10p8eer_MZDEER2017AnyMLI1996CZ07cPVVG | #N/A | NE-HVAC-airAC-SpltPkg-240to759kBtuh-10p8eer_SZDEER2017AnyMLI1996CZ07cDXGF | 54391 |  | #N/A | #N/A | #N/A | 27.5 | 0.0666 | 0 | #N/A | #N/A | #N/A | 27.5 | 0.0666 | 0 | #N/A | #N/A | 129 | 100000
NE-HVAC-airAC-SpltPkg-240to759kBtuh-10p8eer | DEER2017 | D17 v2 |  | Any | MLI | 1996 | CZ08 | cDXGF | Cap-Tons | 131 | 100000 | None | 55.3 | 0.0979 | 0 | 55.3 | 0.0979 | 0 | 55.3 | 0.0979 | 0 | 55.3 | 0.0979 | 0 | DEER:HVAC_Split-Package_AC | Annual | 1719 | 55.3 | 0.0979 | 0 | 55.3 | 0.0979 | 0 | NE-HVAC-airAC-SpltPkg-240to759kBtuh-10p8eer_MZDEER2017AnyMLI1996CZ08cPVVG | #N/A | NE-HVAC-airAC-SpltPkg-240to759kBtuh-10p8eer_SZDEER2017AnyMLI1996CZ08cDXGF | 54392 |  | #N/A | #N/A | #N/A | 55.3 | 0.0979 | 0 | #N/A | #N/A | #N/A | 55.3 | 0.0979 | 0 | #N/A | #N/A | 131 | 100000
NE-HVAC-airAC-SpltPkg-240to759kBtuh-10p8eer | DEER2017 | D17 v2 |  | Any | MLI | 1996 | CZ09 | cDXGF | Cap-Tons | 181 | 100000 | None | 46.3 | 0.106 | 0 | 46.3 | 0.106 | 0 | 46.3 | 0.106 | 0 | 46.3 | 0.106 | 0 | DEER:HVAC_Split-Package_AC | Annual | 1719 | 46.3 | 0.106 | 0 | 46.3 | 0.106 | 0 | NE-HVAC-airAC-SpltPkg-240to759kBtuh-10p8eer_MZDEER2017AnyMLI1996CZ09cPVVG | #N/A | NE-HVAC-airAC-SpltPkg-240to759kBtuh-10p8eer_SZDEER2017AnyMLI1996CZ09cDXGF | 54393 |  | #N/A | #N/A | #N/A | 46.3 | 0.106 | 0 | #N/A | #N/A | #N/A | 46.3 | 0.106 | 0 | #N/A | #N/A | 181 | 100000
NE-HVAC-airAC-SpltPkg-240to759kBtuh-10p8eer | DEER2017 | D17 v2 |  | Any | MLI | 1996 | CZ10 | cDXGF | Cap-Tons | 173 | 100000 | None | 55.3 | 0.116 | 0 | 55.3 | 0.116 | 0 | 55.3 | 0.116 | 0 | 55.3 | 0.116 | 0 | DEER:HVAC_Split-Package_AC | Annual | 1719 | 55.3 | 0.116 | 0 | 55.3 | 0.116 | 0 | NE-HVAC-airAC-SpltPkg-240to759kBtuh-10p8eer_MZDEER2017AnyMLI1996CZ10cPVVG | #N/A | NE-HVAC-airAC-SpltPkg-240to759kBtuh-10p8eer_SZDEER2017AnyMLI1996CZ10cDXGF | 54394 |  | #N/A | #N/A | #N/A | 55.3 | 0.116 | 0 | #N/A | #N/A | #N/A | 55.3 | 0.116 | 0 | #N/A | #N/A | 173 | 100000
NE-HVAC-airAC-SpltPkg-240to759kBtuh-10p8eer | DEER2017 | D17 v2 |  | Any | MLI | 1996 | CZ11 | cDXGF | Cap-Tons | 172 | 100000 | None | 63.5 | 0.104 | 0 | 63.5 | 0.104 | 0 | 63.5 | 0.104 | 0 | 63.5 | 0.104 | 0 | DEER:HVAC_Split-Package_AC | Annual | 1719 | 63.5 | 0.104 | 0 | 63.5 | 0.104 | 0 | NE-HVAC-airAC-SpltPkg-240to759kBtuh-10p8eer_MZDEER2017AnyMLI1996CZ11cPVVG | #N/A | NE-HVAC-airAC-SpltPkg-240to759kBtuh-10p8eer_SZDEER2017AnyMLI1996CZ11cDXGF | 54395 |  | #N/A | #N/A | #N/A | 63.5 | 0.104 | 0 | #N/A | #N/A | #N/A | 63.5 | 0.104 | 0 | #N/A | #N/A | 172 | 100000
NE-HVAC-airAC-SpltPkg-240to759kBtuh-10p8eer | DEER2017 | D17 v2 |  | Any | MLI | 1996 | CZ12 | cDXGF | Cap-Tons | 167 | 100000 | None | 44 | 0.0921 | 0 | 44 | 0.0921 | 0 | 44 | 0.0921 | 0 | 44 | 0.0921 | 0 | DEER:HVAC_Split-Package_AC | Annual | 1719 | 44 | 0.0921 | 0 | 44 | 0.0921 | 0 | NE-HVAC-airAC-SpltPkg-240to759kBtuh-10p8eer_MZDEER2017AnyMLI1996CZ12cPVVG | #N/A | NE-HVAC-airAC-SpltPkg-240to759kBtuh-10p8eer_SZDEER2017AnyMLI1996CZ12cDXGF | 54396 |  | #N/A | #N/A | #N/A | 44 | 0.0921 | 0 | #N/A | #N/A | #N/A | 44 | 0.0921 | 0 | #N/A | #N/A | 167 | 100000
NE-HVAC-airAC-SpltPkg-240to759kBtuh-10p8eer | DEER2017 | D17 v2 |  | Any | MLI | 1996 | CZ13 | cDXGF | Cap-Tons | 164 | 100000 | None | 76.1 | 0.108 | 0 | 76.1 | 0.108 | 0 | 76.1 | 0.108 | 0 | 76.1 | 0.108 | 0 | DEER:HVAC_Split-Package_AC | Annual | 1719 | 76.1 | 0.108 | 0 | 76.1 | 0.108 | 0 | NE-HVAC-airAC-SpltPkg-240to759kBtuh-10p8eer_MZDEER2017AnyMLI1996CZ13cPVVG | #N/A | NE-HVAC-airAC-SpltPkg-240to759kBtuh-10p8eer_SZDEER2017AnyMLI1996CZ13cDXGF | 54397 |  | #N/A | #N/A | #N/A | 76.1 | 0.108 | 0 | #N/A | #N/A | #N/A | 76.1 | 0.108 | 0 | #N/A | #N/A | 164 | 100000
NE-HVAC-airAC-SpltPkg-240to759kBtuh-10p8eer | DEER2017 | D17 v2 |  | Any | MLI | 1996 | CZ14 | cDXGF | Cap-Tons | 160 | 100000 | None | 73.6 | 0.115 | 0 | 73.6 | 0.115 | 0 | 73.6 | 0.115 | 0 | 73.6 | 0.115 | 0 | DEER:HVAC_Split-Package_AC | Annual | 1719 | 73.6 | 0.115 | 0 | 73.6 | 0.115 | 0 | NE-HVAC-airAC-SpltPkg-240to759kBtuh-10p8eer_MZDEER2017AnyMLI1996CZ14cPVVG | #N/A | NE-HVAC-airAC-SpltPkg-240to759kBtuh-10p8eer_SZDEER2017AnyMLI1996CZ14cDXGF | 54398 |  | #N/A | #N/A | #N/A | 73.6 | 0.115 | 0 | #N/A | #N/A | #N/A | 73.6 | 0.115 | 0 | #N/A | #N/A | 160 | 100000
NE-HVAC-airAC-SpltPkg-240to759kBtuh-10p8eer | DEER2017 | D17 v2 |  | Any | MLI | 1996 | CZ15 | cDXGF | Cap-Tons | 217 | 100000 | None | 130 | 0.12 | 0 | 130 | 0.12 | 0 | 130 | 0.12 | 0 | 130 | 0.12 | 0 | DEER:HVAC_Split-Package_AC | Annual | 1719 | 130 | 0.12 | 0 | 130 | 0.12 | 0 | NE-HVAC-airAC-SpltPkg-240to759kBtuh-10p8eer_MZDEER2017AnyMLI1996CZ15cPVVG | #N/A | NE-HVAC-airAC-SpltPkg-240to759kBtuh-10p8eer_SZDEER2017AnyMLI1996CZ15cDXGF | 54399 |  | #N/A | #N/A | #N/A | 130 | 0.12 | 0 | #N/A | #N/A | #N/A | 130 | 0.12 | 0 | #N/A | #N/A | 217 | 100000
NE-HVAC-airAC-SpltPkg-240to759kBtuh-10p8eer | DEER2017 | D17 v2 |  | Any | MLI | 1996 | CZ16 | cDXGF | Cap-Tons | 121 | 100000 | None | 26.6 | 0.0708 | 0 | 26.6 | 0.0708 | 0 | 26.6 | 0.0708 | 0 | 26.6 | 0.0708 | 0 | DEER:HVAC_Split-Package_AC | Annual | 1719 | 26.6 | 0.0708 | 0 | 26.6 | 0.0708 | 0 | NE-HVAC-airAC-SpltPkg-240to759kBtuh-10p8eer_MZDEER2017AnyMLI1996CZ16cPVVG | #N/A | NE-HVAC-airAC-SpltPkg-240to759kBtuh-10p8eer_SZDEER2017AnyMLI1996CZ16cDXGF | 54400 |  | #N/A | #N/A | #N/A | 26.6 | 0.0708 | 0 | #N/A | #N/A | #N/A | 26.6 | 0.0708 | 0 | #N/A | #N/A | 121 | 100000
NE-HVAC-airAC-SpltPkg-240to759kBtuh-10p8eer | DEER2017 | D17 v2 |  | Any | MLI | 2003 | CZ01 | cDXGF | Cap-Tons | 103 | 100000 | None | 0.122 | 0.00744 | 0 | 0.122 | 0.00744 | 0 | 0.122 | 0.00744 | 0 | 0.122 | 0.00744 | 0 | DEER:HVAC_Split-Package_AC | Annual | 1719 | 0.122 | 0.00744 | 0 | 0.122 | 0.00744 | 0 | NE-HVAC-airAC-SpltPkg-240to759kBtuh-10p8eer_MZDEER2017AnyMLI2003CZ01cPVVG | #N/A | NE-HVAC-airAC-SpltPkg-240to759kBtuh-10p8eer_SZDEER2017AnyMLI2003CZ01cDXGF | 75745 |  | #N/A | #N/A | #N/A | 0.122 | 0.00744 | 0 | #N/A | #N/A | #N/A | 0.122 | 0.00744 | 0 | #N/A | #N/A | 103 | 100000
NE-HVAC-airAC-SpltPkg-240to759kBtuh-10p8eer | DEER2017 | D17 v2 |  | Any | MLI | 2003 | CZ02 | cDXGF | Cap-Tons | 142 | 100000 | None | 27.4 | 0.0962 | 0 | 27.4 | 0.0962 | 0 | 27.4 | 0.0962 | 0 | 27.4 | 0.0962 | 0 | DEER:HVAC_Split-Package_AC | Annual | 1719 | 27.4 | 0.0962 | 0 | 27.4 | 0.0962 | 0 | NE-HVAC-airAC-SpltPkg-240to759kBtuh-10p8eer_MZDEER2017AnyMLI2003CZ02cPVVG | #N/A | NE-HVAC-airAC-SpltPkg-240to759kBtuh-10p8eer_SZDEER2017AnyMLI2003CZ02cDXGF | 75746 |  | #N/A | #N/A | #N/A | 27.4 | 0.0962 | 0 | #N/A | #N/A | #N/A | 27.4 | 0.0962 | 0 | #N/A | #N/A | 142 | 100000
NE-HVAC-airAC-SpltPkg-240to759kBtuh-10p8eer | DEER2017 | D17 v2 |  | Any | MLI | 2003 | CZ03 | cDXGF | Cap-Tons | 120 | 100000 | None | 9.28 | 0.0461 | 0 | 9.28 | 0.0461 | 0 | 9.28 | 0.0461 | 0 | 9.28 | 0.0461 | 0 | DEER:HVAC_Split-Package_AC | Annual | 1719 | 9.28 | 0.0461 | 0 | 9.28 | 0.0461 | 0 | NE-HVAC-airAC-SpltPkg-240to759kBtuh-10p8eer_MZDEER2017AnyMLI2003CZ03cPVVG | #N/A | NE-HVAC-airAC-SpltPkg-240to759kBtuh-10p8eer_SZDEER2017AnyMLI2003CZ03cDXGF | 75747 |  | #N/A | #N/A | #N/A | 9.28 | 0.0461 | 0 | #N/A | #N/A | #N/A | 9.28 | 0.0461 | 0 | #N/A | #N/A | 120 | 100000
NE-HVAC-airAC-SpltPkg-240to759kBtuh-10p8eer | DEER2017 | D17 v2 |  | Any | MLI | 2003 | CZ04 | cDXGF | Cap-Tons | 139 | 100000 | None | 32.9 | 0.0838 | 0 | 32.9 | 0.0838 | 0 | 32.9 | 0.0838 | 0 | 32.9 | 0.0838 | 0 | DEER:HVAC_Split-Package_AC | Annual | 1719 | 32.9 | 0.0838 | 0 | 32.9 | 0.0838 | 0 | NE-HVAC-airAC-SpltPkg-240to759kBtuh-10p8eer_MZDEER2017AnyMLI2003CZ04cPVVG | #N/A | NE-HVAC-airAC-SpltPkg-240to759kBtuh-10p8eer_SZDEER2017AnyMLI2003CZ04cDXGF | 75748 |  | #N/A | #N/A | #N/A | 32.9 | 0.0838 | 0 | #N/A | #N/A | #N/A | 32.9 | 0.0838 | 0 | #N/A | #N/A | 139 | 100000
NE-HVAC-airAC-SpltPkg-240to759kBtuh-10p8eer | DEER2017 | D17 v2 |  | Any | MLI | 2003 | CZ05 | cDXGF | Cap-Tons | 123 | 100000 | None | 7.13 | 0.027 | 0 | 7.13 | 0.027 | 0 | 7.13 | 0.027 | 0 | 7.13 | 0.027 | 0 | DEER:HVAC_Split-Package_AC | Annual | 1719 | 7.13 | 0.027 | 0 | 7.13 | 0.027 | 0 | NE-HVAC-airAC-SpltPkg-240to759kBtuh-10p8eer_MZDEER2017AnyMLI2003CZ05cPVVG | #N/A | NE-HVAC-airAC-SpltPkg-240to759kBtuh-10p8eer_SZDEER2017AnyMLI2003CZ05cDXGF | 75749 |  | #N/A | #N/A | #N/A | 7.13 | 0.027 | 0 | #N/A | #N/A | #N/A | 7.13 | 0.027 | 0 | #N/A | #N/A | 123 | 100000
NE-HVAC-airAC-SpltPkg-240to759kBtuh-10p8eer | DEER2017 | D17 v2 |  | Any | MLI | 2003 | CZ06 | cDXGF | Cap-Tons | 133 | 100000 | None | 35.4 | 0.0781 | 0 | 35.4 | 0.0781 | 0 | 35.4 | 0.0781 | 0 | 35.4 | 0.0781 | 0 | DEER:HVAC_Split-Package_AC | Annual | 1719 | 35.4 | 0.0781 | 0 | 35.4 | 0.0781 | 0 | NE-HVAC-airAC-SpltPkg-240to759kBtuh-10p8eer_MZDEER2017AnyMLI2003CZ06cPVVG | #N/A | NE-HVAC-airAC-SpltPkg-240to759kBtuh-10p8eer_SZDEER2017AnyMLI2003CZ06cDXGF | 75750 |  | #N/A | #N/A | #N/A | 35.4 | 0.0781 | 0 | #N/A | #N/A | #N/A | 35.4 | 0.0781 | 0 | #N/A | #N/A | 133 | 100000
NE-HVAC-airAC-SpltPkg-240to759kBtuh-10p8eer | DEER2017 | D17 v2 |  | Any | MLI | 2003 | CZ07 | cDXGF | Cap-Tons | 129 | 100000 | None | 26.7 | 0.0659 | 0 | 26.7 | 0.0659 | 0 | 26.7 | 0.0659 | 0 | 26.7 | 0.0659 | 0 | DEER:HVAC_Split-Package_AC | Annual | 1719 | 26.7 | 0.0659 | 0 | 26.7 | 0.0659 | 0 | NE-HVAC-airAC-SpltPkg-240to759kBtuh-10p8eer_MZDEER2017AnyMLI2003CZ07cPVVG | #N/A | NE-HVAC-airAC-SpltPkg-240to759kBtuh-10p8eer_SZDEER2017AnyMLI2003CZ07cDXGF | 75751 |  | #N/A | #N/A | #N/A | 26.7 | 0.0659 | 0 | #N/A | #N/A | #N/A | 26.7 | 0.0659 | 0 | #N/A | #N/A | 129 | 100000
NE-HVAC-airAC-SpltPkg-240to759kBtuh-10p8eer | DEER2017 | D17 v2 |  | Any | MLI | 2003 | CZ08 | cDXGF | Cap-Tons | 130 | 100000 | None | 54.9 | 0.0978 | 0 | 54.9 | 0.0978 | 0 | 54.9 | 0.0978 | 0 | 54.9 | 0.0978 | 0 | DEER:HVAC_Split-Package_AC | Annual | 1719 | 54.9 | 0.0978 | 0 | 54.9 | 0.0978 | 0 | NE-HVAC-airAC-SpltPkg-240to759kBtuh-10p8eer_MZDEER2017AnyMLI2003CZ08cPVVG | #N/A | NE-HVAC-airAC-SpltPkg-240to759kBtuh-10p8eer_SZDEER2017AnyMLI2003CZ08cDXGF | 75752 |  | #N/A | #N/A | #N/A | 54.9 | 0.0978 | 0 | #N/A | #N/A | #N/A | 54.9 | 0.0978 | 0 | #N/A | #N/A | 130 | 100000
NE-HVAC-airAC-SpltPkg-240to759kBtuh-10p8eer | DEER2017 | D17 v2 |  | Any | MLI | 2003 | CZ09 | cDXGF | Cap-Tons | 176 | 100000 | None | 46.6 | 0.105 | 0 | 46.6 | 0.105 | 0 | 46.6 | 0.105 | 0 | 46.6 | 0.105 | 0 | DEER:HVAC_Split-Package_AC | Annual | 1719 | 46.6 | 0.105 | 0 | 46.6 | 0.105 | 0 | NE-HVAC-airAC-SpltPkg-240to759kBtuh-10p8eer_MZDEER2017AnyMLI2003CZ09cPVVG | #N/A | NE-HVAC-airAC-SpltPkg-240to759kBtuh-10p8eer_SZDEER2017AnyMLI2003CZ09cDXGF | 75753 |  | #N/A | #N/A | #N/A | 46.6 | 0.105 | 0 | #N/A | #N/A | #N/A | 46.6 | 0.105 | 0 | #N/A | #N/A | 176 | 100000
NE-HVAC-airAC-SpltPkg-240to759kBtuh-10p8eer | DEER2017 | D17 v2 |  | Any | MLI | 2003 | CZ10 | cDXGF | Cap-Tons | 170 | 100000 | None | 55.1 | 0.115 | 0 | 55.1 | 0.115 | 0 | 55.1 | 0.115 | 0 | 55.1 | 0.115 | 0 | DEER:HVAC_Split-Package_AC | Annual | 1719 | 55.1 | 0.115 | 0 | 55.1 | 0.115 | 0 | NE-HVAC-airAC-SpltPkg-240to759kBtuh-10p8eer_MZDEER2017AnyMLI2003CZ10cPVVG | #N/A | NE-HVAC-airAC-SpltPkg-240to759kBtuh-10p8eer_SZDEER2017AnyMLI2003CZ10cDXGF | 75754 |  | #N/A | #N/A | #N/A | 55.1 | 0.115 | 0 | #N/A | #N/A | #N/A | 55.1 | 0.115 | 0 | #N/A | #N/A | 170 | 100000
NE-HVAC-airAC-SpltPkg-240to759kBtuh-10p8eer | DEER2017 | D17 v2 |  | Any | MLI | 2003 | CZ11 | cDXGF | Cap-Tons | 170 | 100000 | None | 63.4 | 0.104 | 0 | 63.4 | 0.104 | 0 | 63.4 | 0.104 | 0 | 63.4 | 0.104 | 0 | DEER:HVAC_Split-Package_AC | Annual | 1719 | 63.4 | 0.104 | 0 | 63.4 | 0.104 | 0 | NE-HVAC-airAC-SpltPkg-240to759kBtuh-10p8eer_MZDEER2017AnyMLI2003CZ11cPVVG | #N/A | NE-HVAC-airAC-SpltPkg-240to759kBtuh-10p8eer_SZDEER2017AnyMLI2003CZ11cDXGF | 75755 |  | #N/A | #N/A | #N/A | 63.4 | 0.104 | 0 | #N/A | #N/A | #N/A | 63.4 | 0.104 | 0 | #N/A | #N/A | 170 | 100000
NE-HVAC-airAC-SpltPkg-240to759kBtuh-10p8eer | DEER2017 | D17 v2 |  | Any | MLI | 2003 | CZ12 | cDXGF | Cap-Tons | 165 | 100000 | None | 43.9 | 0.092 | 0 | 43.9 | 0.092 | 0 | 43.9 | 0.092 | 0 | 43.9 | 0.092 | 0 | DEER:HVAC_Split-Package_AC | Annual | 1719 | 43.9 | 0.092 | 0 | 43.9 | 0.092 | 0 | NE-HVAC-airAC-SpltPkg-240to759kBtuh-10p8eer_MZDEER2017AnyMLI2003CZ12cPVVG | #N/A | NE-HVAC-airAC-SpltPkg-240to759kBtuh-10p8eer_SZDEER2017AnyMLI2003CZ12cDXGF | 75756 |  | #N/A | #N/A | #N/A | 43.9 | 0.092 | 0 | #N/A | #N/A | #N/A | 43.9 | 0.092 | 0 | #N/A | #N/A | 165 | 100000
NE-HVAC-airAC-SpltPkg-240to759kBtuh-10p8eer | DEER2017 | D17 v2 |  | Any | MLI | 2003 | CZ13 | cDXGF | Cap-Tons | 163 | 100000 | None | 75.9 | 0.108 | 0 | 75.9 | 0.108 | 0 | 75.9 | 0.108 | 0 | 75.9 | 0.108 | 0 | DEER:HVAC_Split-Package_AC | Annual | 1719 | 75.9 | 0.108 | 0 | 75.9 | 0.108 | 0 | NE-HVAC-airAC-SpltPkg-240to759kBtuh-10p8eer_MZDEER2017AnyMLI2003CZ13cPVVG | #N/A | NE-HVAC-airAC-SpltPkg-240to759kBtuh-10p8eer_SZDEER2017AnyMLI2003CZ13cDXGF | 75757 |  | #N/A | #N/A | #N/A | 75.9 | 0.108 | 0 | #N/A | #N/A | #N/A | 75.9 | 0.108 | 0 | #N/A | #N/A | 163 | 100000
NE-HVAC-airAC-SpltPkg-240to759kBtuh-10p8eer | DEER2017 | D17 v2 |  | Any | MLI | 2003 | CZ14 | cDXGF | Cap-Tons | 158 | 100000 | None | 73.4 | 0.115 | 0 | 73.4 | 0.115 | 0 | 73.4 | 0.115 | 0 | 73.4 | 0.115 | 0 | DEER:HVAC_Split-Package_AC | Annual | 1719 | 73.4 | 0.115 | 0 | 73.4 | 0.115 | 0 | NE-HVAC-airAC-SpltPkg-240to759kBtuh-10p8eer_MZDEER2017AnyMLI2003CZ14cPVVG | #N/A | NE-HVAC-airAC-SpltPkg-240to759kBtuh-10p8eer_SZDEER2017AnyMLI2003CZ14cDXGF | 75758 |  | #N/A | #N/A | #N/A | 73.4 | 0.115 | 0 | #N/A | #N/A | #N/A | 73.4 | 0.115 | 0 | #N/A | #N/A | 158 | 100000
NE-HVAC-airAC-SpltPkg-240to759kBtuh-10p8eer | DEER2017 | D17 v2 |  | Any | MLI | 2003 | CZ15 | cDXGF | Cap-Tons | 215 | 100000 | None | 130 | 0.12 | 0 | 130 | 0.12 | 0 | 130 | 0.12 | 0 | 130 | 0.12 | 0 | DEER:HVAC_Split-Package_AC | Annual | 1719 | 130 | 0.12 | 0 | 130 | 0.12 | 0 | NE-HVAC-airAC-SpltPkg-240to759kBtuh-10p8eer_MZDEER2017AnyMLI2003CZ15cPVVG | #N/A | NE-HVAC-airAC-SpltPkg-240to759kBtuh-10p8eer_SZDEER2017AnyMLI2003CZ15cDXGF | 75759 |  | #N/A | #N/A | #N/A | 130 | 0.12 | 0 | #N/A | #N/A | #N/A | 130 | 0.12 | 0 | #N/A | #N/A | 215 | 100000
NE-HVAC-airAC-SpltPkg-240to759kBtuh-10p8eer | DEER2017 | D17 v2 |  | Any | MLI | 2003 | CZ16 | cDXGF | Cap-Tons | 121 | 100000 | None | 26.2 | 0.0702 | 0 | 26.2 | 0.0702 | 0 | 26.2 | 0.0702 | 0 | 26.2 | 0.0702 | 0 | DEER:HVAC_Split-Package_AC | Annual | 1719 | 26.2 | 0.0702 | 0 | 26.2 | 0.0702 | 0 | NE-HVAC-airAC-SpltPkg-240to759kBtuh-10p8eer_MZDEER2017AnyMLI2003CZ16cPVVG | #N/A | NE-HVAC-airAC-SpltPkg-240to759kBtuh-10p8eer_SZDEER2017AnyMLI2003CZ16cDXGF | 75760 |  | #N/A | #N/A | #N/A | 26.2 | 0.0702 | 0 | #N/A | #N/A | #N/A | 26.2 | 0.0702 | 0 | #N/A | #N/A | 121 | 100000
NE-HVAC-airAC-SpltPkg-240to759kBtuh-10p8eer | DEER2017 | D17 v2 |  | Any | MLI | 2007 | CZ01 | cDXGF | Cap-Tons | 103 | 100000 | None | 0.082 | 0.00604 | 0 | 0.082 | 0.00604 | 0 | 0.082 | 0.00604 | 0 | 0.082 | 0.00604 | 0 | DEER:HVAC_Split-Package_AC | Annual | 1719 | 0.082 | 0.00604 | 0 | 0.082 | 0.00604 | 0 | NE-HVAC-airAC-SpltPkg-240to759kBtuh-10p8eer_MZDEER2017AnyMLI2007CZ01cPVVG | #N/A | NE-HVAC-airAC-SpltPkg-240to759kBtuh-10p8eer_SZDEER2017AnyMLI2007CZ01cDXGF | 97105 |  | #N/A | #N/A | #N/A | 0.082 | 0.00604 | 0 | #N/A | #N/A | #N/A | 0.082 | 0.00604 | 0 | #N/A | #N/A | 103 | 100000
NE-HVAC-airAC-SpltPkg-240to759kBtuh-10p8eer | DEER2017 | D17 v2 |  | Any | MLI | 2007 | CZ02 | cDXGF | Cap-Tons | 142 | 100000 | None | 25.8 | 0.0922 | 0 | 25.8 | 0.0922 | 0 | 25.8 | 0.0922 | 0 | 25.8 | 0.0922 | 0 | DEER:HVAC_Split-Package_AC | Annual | 1719 | 25.8 | 0.0922 | 0 | 25.8 | 0.0922 | 0 | NE-HVAC-airAC-SpltPkg-240to759kBtuh-10p8eer_MZDEER2017AnyMLI2007CZ02cPVVG | #N/A | NE-HVAC-airAC-SpltPkg-240to759kBtuh-10p8eer_SZDEER2017AnyMLI2007CZ02cDXGF | 97106 |  | #N/A | #N/A | #N/A | 25.8 | 0.0922 | 0 | #N/A | #N/A | #N/A | 25.8 | 0.0922 | 0 | #N/A | #N/A | 142 | 100000
NE-HVAC-airAC-SpltPkg-240to759kBtuh-10p8eer | DEER2017 | D17 v2 |  | Any | MLI | 2007 | CZ03 | cDXGF | Cap-Tons | 120 | 100000 | None | 8.12 | 0.044 | 0 | 8.12 | 0.044 | 0 | 8.12 | 0.044 | 0 | 8.12 | 0.044 | 0 | DEER:HVAC_Split-Package_AC | Annual | 1719 | 8.12 | 0.044 | 0 | 8.12 | 0.044 | 0 | NE-HVAC-airAC-SpltPkg-240to759kBtuh-10p8eer_MZDEER2017AnyMLI2007CZ03cPVVG | #N/A | NE-HVAC-airAC-SpltPkg-240to759kBtuh-10p8eer_SZDEER2017AnyMLI2007CZ03cDXGF | 97107 |  | #N/A | #N/A | #N/A | 8.12 | 0.044 | 0 | #N/A | #N/A | #N/A | 8.12 | 0.044 | 0 | #N/A | #N/A | 120 | 100000
NE-HVAC-airAC-SpltPkg-240to759kBtuh-10p8eer | DEER2017 | D17 v2 |  | Any | MLI | 2007 | CZ04 | cDXGF | Cap-Tons | 139 | 100000 | None | 30.9 | 0.0808 | 0 | 30.9 | 0.0808 | 0 | 30.9 | 0.0808 | 0 | 30.9 | 0.0808 | 0 | DEER:HVAC_Split-Package_AC | Annual | 1719 | 30.9 | 0.0808 | 0 | 30.9 | 0.0808 | 0 | NE-HVAC-airAC-SpltPkg-240to759kBtuh-10p8eer_MZDEER2017AnyMLI2007CZ04cPVVG | #N/A | NE-HVAC-airAC-SpltPkg-240to759kBtuh-10p8eer_SZDEER2017AnyMLI2007CZ04cDXGF | 97108 |  | #N/A | #N/A | #N/A | 30.9 | 0.0808 | 0 | #N/A | #N/A | #N/A | 30.9 | 0.0808 | 0 | #N/A | #N/A | 139 | 100000
NE-HVAC-airAC-SpltPkg-240to759kBtuh-10p8eer | DEER2017 | D17 v2 |  | Any | MLI | 2007 | CZ05 | cDXGF | Cap-Tons | 123 | 100000 | None | 5.94 | 0.025 | 0 | 5.94 | 0.025 | 0 | 5.94 | 0.025 | 0 | 5.94 | 0.025 | 0 | DEER:HVAC_Split-Package_AC | Annual | 1719 | 5.94 | 0.025 | 0 | 5.94 | 0.025 | 0 | NE-HVAC-airAC-SpltPkg-240to759kBtuh-10p8eer_MZDEER2017AnyMLI2007CZ05cPVVG | #N/A | NE-HVAC-airAC-SpltPkg-240to759kBtuh-10p8eer_SZDEER2017AnyMLI2007CZ05cDXGF | 97109 |  | #N/A | #N/A | #N/A | 5.94 | 0.025 | 0 | #N/A | #N/A | #N/A | 5.94 | 0.025 | 0 | #N/A | #N/A | 123 | 100000
NE-HVAC-airAC-SpltPkg-240to759kBtuh-10p8eer | DEER2017 | D17 v2 |  | Any | MLI | 2007 | CZ06 | cDXGF | Cap-Tons | 133 | 100000 | None | 32.9 | 0.074 | 0 | 32.9 | 0.074 | 0 | 32.9 | 0.074 | 0 | 32.9 | 0.074 | 0 | DEER:HVAC_Split-Package_AC | Annual | 1719 | 32.9 | 0.074 | 0 | 32.9 | 0.074 | 0 | NE-HVAC-airAC-SpltPkg-240to759kBtuh-10p8eer_MZDEER2017AnyMLI2007CZ06cPVVG | #N/A | NE-HVAC-airAC-SpltPkg-240to759kBtuh-10p8eer_SZDEER2017AnyMLI2007CZ06cDXGF | 97110 |  | #N/A | #N/A | #N/A | 32.9 | 0.074 | 0 | #N/A | #N/A | #N/A | 32.9 | 0.074 | 0 | #N/A | #N/A | 133 | 100000
NE-HVAC-airAC-SpltPkg-240to759kBtuh-10p8eer | DEER2017 | D17 v2 |  | Any | MLI | 2007 | CZ07 | cDXGF | Cap-Tons | 129 | 100000 | None | 24.2 | 0.0607 | 0 | 24.2 | 0.0607 | 0 | 24.2 | 0.0607 | 0 | 24.2 | 0.0607 | 0 | DEER:HVAC_Split-Package_AC | Annual | 1719 | 24.2 | 0.0607 | 0 | 24.2 | 0.0607 | 0 | NE-HVAC-airAC-SpltPkg-240to759kBtuh-10p8eer_MZDEER2017AnyMLI2007CZ07cPVVG | #N/A | NE-HVAC-airAC-SpltPkg-240to759kBtuh-10p8eer_SZDEER2017AnyMLI2007CZ07cDXGF | 97111 |  | #N/A | #N/A | #N/A | 24.2 | 0.0607 | 0 | #N/A | #N/A | #N/A | 24.2 | 0.0607 | 0 | #N/A | #N/A | 129 | 100000
NE-HVAC-airAC-SpltPkg-240to759kBtuh-10p8eer | DEER2017 | D17 v2 |  | Any | MLI | 2007 | CZ08 | cDXGF | Cap-Tons | 129 | 100000 | None | 51.7 | 0.0961 | 0 | 51.7 | 0.0961 | 0 | 51.7 | 0.0961 | 0 | 51.7 | 0.0961 | 0 | DEER:HVAC_Split-Package_AC | Annual | 1719 | 51.7 | 0.0961 | 0 | 51.7 | 0.0961 | 0 | NE-HVAC-airAC-SpltPkg-240to759kBtuh-10p8eer_MZDEER2017AnyMLI2007CZ08cPVVG | #N/A | NE-HVAC-airAC-SpltPkg-240to759kBtuh-10p8eer_SZDEER2017AnyMLI2007CZ08cDXGF | 97112 |  | #N/A | #N/A | #N/A | 51.7 | 0.0961 | 0 | #N/A | #N/A | #N/A | 51.7 | 0.0961 | 0 | #N/A | #N/A | 129 | 100000
NE-HVAC-airAC-SpltPkg-240to759kBtuh-10p8eer | DEER2017 | D17 v2 |  | Any | MLI | 2007 | CZ09 | cDXGF | Cap-Tons | 172 | 100000 | None | 45.5 | 0.105 | 0 | 45.5 | 0.105 | 0 | 45.5 | 0.105 | 0 | 45.5 | 0.105 | 0 | DEER:HVAC_Split-Package_AC | Annual | 1719 | 45.5 | 0.105 | 0 | 45.5 | 0.105 | 0 | NE-HVAC-airAC-SpltPkg-240to759kBtuh-10p8eer_MZDEER2017AnyMLI2007CZ09cPVVG | #N/A | NE-HVAC-airAC-SpltPkg-240to759kBtuh-10p8eer_SZDEER2017AnyMLI2007CZ09cDXGF | 97113 |  | #N/A | #N/A | #N/A | 45.5 | 0.105 | 0 | #N/A | #N/A | #N/A | 45.5 | 0.105 | 0 | #N/A | #N/A | 172 | 100000
NE-HVAC-airAC-SpltPkg-240to759kBtuh-10p8eer | DEER2017 | D17 v2 |  | Any | MLI | 2007 | CZ10 | cDXGF | Cap-Tons | 165 | 100000 | None | 53.9 | 0.115 | 0 | 53.9 | 0.115 | 0 | 53.9 | 0.115 | 0 | 53.9 | 0.115 | 0 | DEER:HVAC_Split-Package_AC | Annual | 1719 | 53.9 | 0.115 | 0 | 53.9 | 0.115 | 0 | NE-HVAC-airAC-SpltPkg-240to759kBtuh-10p8eer_MZDEER2017AnyMLI2007CZ10cPVVG | #N/A | NE-HVAC-airAC-SpltPkg-240to759kBtuh-10p8eer_SZDEER2017AnyMLI2007CZ10cDXGF | 97114 |  | #N/A | #N/A | #N/A | 53.9 | 0.115 | 0 | #N/A | #N/A | #N/A | 53.9 | 0.115 | 0 | #N/A | #N/A | 165 | 100000
NE-HVAC-airAC-SpltPkg-240to759kBtuh-10p8eer | DEER2017 | D17 v2 |  | Any | MLI | 2007 | CZ11 | cDXGF | Cap-Tons | 166 | 100000 | None | 62.8 | 0.104 | 0 | 62.8 | 0.104 | 0 | 62.8 | 0.104 | 0 | 62.8 | 0.104 | 0 | DEER:HVAC_Split-Package_AC | Annual | 1719 | 62.8 | 0.104 | 0 | 62.8 | 0.104 | 0 | NE-HVAC-airAC-SpltPkg-240to759kBtuh-10p8eer_MZDEER2017AnyMLI2007CZ11cPVVG | #N/A | NE-HVAC-airAC-SpltPkg-240to759kBtuh-10p8eer_SZDEER2017AnyMLI2007CZ11cDXGF | 97115 |  | #N/A | #N/A | #N/A | 62.8 | 0.104 | 0 | #N/A | #N/A | #N/A | 62.8 | 0.104 | 0 | #N/A | #N/A | 166 | 100000
NE-HVAC-airAC-SpltPkg-240to759kBtuh-10p8eer | DEER2017 | D17 v2 |  | Any | MLI | 2007 | CZ12 | cDXGF | Cap-Tons | 161 | 100000 | None | 43.1 | 0.0917 | 0 | 43.1 | 0.0917 | 0 | 43.1 | 0.0917 | 0 | 43.1 | 0.0917 | 0 | DEER:HVAC_Split-Package_AC | Annual | 1719 | 43.1 | 0.0917 | 0 | 43.1 | 0.0917 | 0 | NE-HVAC-airAC-SpltPkg-240to759kBtuh-10p8eer_MZDEER2017AnyMLI2007CZ12cPVVG | #N/A | NE-HVAC-airAC-SpltPkg-240to759kBtuh-10p8eer_SZDEER2017AnyMLI2007CZ12cDXGF | 97116 |  | #N/A | #N/A | #N/A | 43.1 | 0.0917 | 0 | #N/A | #N/A | #N/A | 43.1 | 0.0917 | 0 | #N/A | #N/A | 161 | 100000
NE-HVAC-airAC-SpltPkg-240to759kBtuh-10p8eer | DEER2017 | D17 v2 |  | Any | MLI | 2007 | CZ13 | cDXGF | Cap-Tons | 159 | 100000 | None | 75.2 | 0.108 | 0 | 75.2 | 0.108 | 0 | 75.2 | 0.108 | 0 | 75.2 | 0.108 | 0 | DEER:HVAC_Split-Package_AC | Annual | 1719 | 75.2 | 0.108 | 0 | 75.2 | 0.108 | 0 | NE-HVAC-airAC-SpltPkg-240to759kBtuh-10p8eer_MZDEER2017AnyMLI2007CZ13cPVVG | #N/A | NE-HVAC-airAC-SpltPkg-240to759kBtuh-10p8eer_SZDEER2017AnyMLI2007CZ13cDXGF | 97117 |  | #N/A | #N/A | #N/A | 75.2 | 0.108 | 0 | #N/A | #N/A | #N/A | 75.2 | 0.108 | 0 | #N/A | #N/A | 159 | 100000
NE-HVAC-airAC-SpltPkg-240to759kBtuh-10p8eer | DEER2017 | D17 v2 |  | Any | MLI | 2007 | CZ14 | cDXGF | Cap-Tons | 154 | 100000 | None | 72.6 | 0.115 | 0 | 72.6 | 0.115 | 0 | 72.6 | 0.115 | 0 | 72.6 | 0.115 | 0 | DEER:HVAC_Split-Package_AC | Annual | 1719 | 72.6 | 0.115 | 0 | 72.6 | 0.115 | 0 | NE-HVAC-airAC-SpltPkg-240to759kBtuh-10p8eer_MZDEER2017AnyMLI2007CZ14cPVVG | #N/A | NE-HVAC-airAC-SpltPkg-240to759kBtuh-10p8eer_SZDEER2017AnyMLI2007CZ14cDXGF | 97118 |  | #N/A | #N/A | #N/A | 72.6 | 0.115 | 0 | #N/A | #N/A | #N/A | 72.6 | 0.115 | 0 | #N/A | #N/A | 154 | 100000
NE-HVAC-airAC-SpltPkg-240to759kBtuh-10p8eer | DEER2017 | D17 v2 |  | Any | MLI | 2007 | CZ15 | cDXGF | Cap-Tons | 210 | 100000 | None | 129 | 0.12 | 0 | 129 | 0.12 | 0 | 129 | 0.12 | 0 | 129 | 0.12 | 0 | DEER:HVAC_Split-Package_AC | Annual | 1719 | 129 | 0.12 | 0 | 129 | 0.12 | 0 | NE-HVAC-airAC-SpltPkg-240to759kBtuh-10p8eer_MZDEER2017AnyMLI2007CZ15cPVVG | #N/A | NE-HVAC-airAC-SpltPkg-240to759kBtuh-10p8eer_SZDEER2017AnyMLI2007CZ15cDXGF | 97119 |  | #N/A | #N/A | #N/A | 129 | 0.12 | 0 | #N/A | #N/A | #N/A | 129 | 0.12 | 0 | #N/A | #N/A | 210 | 100000
NE-HVAC-airAC-SpltPkg-240to759kBtuh-10p8eer | DEER2017 | D17 v2 |  | Any | MLI | 2007 | CZ16 | cDXGF | Cap-Tons | 121 | 100000 | None | 24.3 | 0.0662 | 0 | 24.3 | 0.0662 | 0 | 24.3 | 0.0662 | 0 | 24.3 | 0.0662 | 0 | DEER:HVAC_Split-Package_AC | Annual | 1719 | 24.3 | 0.0662 | 0 | 24.3 | 0.0662 | 0 | NE-HVAC-airAC-SpltPkg-240to759kBtuh-10p8eer_MZDEER2017AnyMLI2007CZ16cPVVG | #N/A | NE-HVAC-airAC-SpltPkg-240to759kBtuh-10p8eer_SZDEER2017AnyMLI2007CZ16cDXGF | 97120 |  | #N/A | #N/A | #N/A | 24.3 | 0.0662 | 0 | #N/A | #N/A | #N/A | 24.3 | 0.0662 | 0 | #N/A | #N/A | 121 | 100000
NE-HVAC-airAC-SpltPkg-240to759kBtuh-10p8eer | DEER2017 | D17 v2 |  | Any | MLI | 2011 | CZ01 | cDXGF | Cap-Tons | 102 | 100000 | None | 366 | 0.141 | -10.4 | 0.0734 | 0.00558 | 0 | 366 | 0.141 | -10.4 | 0.0734 | 0.00558 | 0 | DEER:HVAC_Split-Package_AC | Annual | 1719 | 366 | 0.141 | -10.4 | 0.0734 | 0.00558 | 0 | NE-HVAC-airAC-SpltPkg-240to759kBtuh-10p8eer_MZDEER2017AnyMLI2011CZ01cPVVG | #N/A | NE-HVAC-airAC-SpltPkg-240to759kBtuh-10p8eer_SZDEER2017AnyMLI2011CZ01cDXGF | 118465 |  | #N/A | #N/A | #N/A | 366 | 0.141 | -10.4 | #N/A | #N/A | #N/A | 0.0734 | 0.00558 | 0 | #N/A | #N/A | 102 | 100000
NE-HVAC-airAC-SpltPkg-240to759kBtuh-10p8eer | DEER2017 | D17 v2 |  | Any | MLI | 2011 | CZ02 | cDXGF | Cap-Tons | 141 | 100000 | None | 416 | 0.249 | -5.56 | 24.8 | 0.0896 | 0 | 416 | 0.249 | -5.56 | 24.8 | 0.0896 | 0 | DEER:HVAC_Split-Package_AC | Annual | 1719 | 416 | 0.249 | -5.56 | 24.8 | 0.0896 | 0 | NE-HVAC-airAC-SpltPkg-240to759kBtuh-10p8eer_MZDEER2017AnyMLI2011CZ02cPVVG | #N/A | NE-HVAC-airAC-SpltPkg-240to759kBtuh-10p8eer_SZDEER2017AnyMLI2011CZ02cDXGF | 118466 |  | #N/A | #N/A | #N/A | 416 | 0.249 | -5.56 | #N/A | #N/A | #N/A | 24.8 | 0.0896 | 0 | #N/A | #N/A | 141 | 100000
NE-HVAC-airAC-SpltPkg-240to759kBtuh-10p8eer | DEER2017 | D17 v2 |  | Any | MLI | 2011 | CZ03 | cDXGF | Cap-Tons | 120 | 100000 | None | 395 | 0.21 | -5.73 | 7.66 | 0.0428 | 0 | 395 | 0.21 | -5.73 | 7.66 | 0.0428 | 0 | DEER:HVAC_Split-Package_AC | Annual | 1719 | 395 | 0.21 | -5.73 | 7.66 | 0.0428 | 0 | NE-HVAC-airAC-SpltPkg-240to759kBtuh-10p8eer_MZDEER2017AnyMLI2011CZ03cPVVG | #N/A | NE-HVAC-airAC-SpltPkg-240to759kBtuh-10p8eer_SZDEER2017AnyMLI2011CZ03cDXGF | 118467 |  | #N/A | #N/A | #N/A | 395 | 0.21 | -5.73 | #N/A | #N/A | #N/A | 7.66 | 0.0428 | 0 | #N/A | #N/A | 120 | 100000
NE-HVAC-airAC-SpltPkg-240to759kBtuh-10p8eer | DEER2017 | D17 v2 |  | Any | MLI | 2011 | CZ04 | cDXGF | Cap-Tons | 138 | 100000 | None | 444 | 0.257 | -4.65 | 29.8 | 0.0773 | 0 | 444 | 0.257 | -4.65 | 29.8 | 0.0773 | 0 | DEER:HVAC_Split-Package_AC | Annual | 1719 | 444 | 0.257 | -4.65 | 29.8 | 0.0773 | 0 | NE-HVAC-airAC-SpltPkg-240to759kBtuh-10p8eer_MZDEER2017AnyMLI2011CZ04cPVVG | #N/A | NE-HVAC-airAC-SpltPkg-240to759kBtuh-10p8eer_SZDEER2017AnyMLI2011CZ04cDXGF | 118468 |  | #N/A | #N/A | #N/A | 444 | 0.257 | -4.65 | #N/A | #N/A | #N/A | 29.8 | 0.0773 | 0 | #N/A | #N/A | 138 | 100000
NE-HVAC-airAC-SpltPkg-240to759kBtuh-10p8eer | DEER2017 | D17 v2 |  | Any | MLI | 2011 | CZ05 | cDXGF | Cap-Tons | 123 | 100000 | None | 398 | 0.174 | -5.79 | 5.26 | 0.0238 | 0 | 398 | 0.174 | -5.79 | 5.26 | 0.0238 | 0 | DEER:HVAC_Split-Package_AC | Annual | 1719 | 398 | 0.174 | -5.79 | 5.26 | 0.0238 | 0 | NE-HVAC-airAC-SpltPkg-240to759kBtuh-10p8eer_MZDEER2017AnyMLI2011CZ05cPVVG | #N/A | NE-HVAC-airAC-SpltPkg-240to759kBtuh-10p8eer_SZDEER2017AnyMLI2011CZ05cDXGF | 118469 |  | #N/A | #N/A | #N/A | 398 | 0.174 | -5.79 | #N/A | #N/A | #N/A | 5.26 | 0.0238 | 0 | #N/A | #N/A | 123 | 100000
NE-HVAC-airAC-SpltPkg-240to759kBtuh-10p8eer | DEER2017 | D17 v2 |  | Any | MLI | 2011 | CZ06 | cDXGF | Cap-Tons | 132 | 100000 | None | 434 | 0.249 | -2.94 | 31.4 | 0.069 | 0 | 434 | 0.249 | -2.94 | 31.4 | 0.069 | 0 | DEER:HVAC_Split-Package_AC | Annual | 1719 | 434 | 0.249 | -2.94 | 31.4 | 0.069 | 0 | NE-HVAC-airAC-SpltPkg-240to759kBtuh-10p8eer_MZDEER2017AnyMLI2011CZ06cPVVG | #N/A | NE-HVAC-airAC-SpltPkg-240to759kBtuh-10p8eer_SZDEER2017AnyMLI2011CZ06cDXGF | 118470 |  | #N/A | #N/A | #N/A | 434 | 0.249 | -2.94 | #N/A | #N/A | #N/A | 31.4 | 0.069 | 0 | #N/A | #N/A | 132 | 100000
NE-HVAC-airAC-SpltPkg-240to759kBtuh-10p8eer | DEER2017 | D17 v2 |  | Any | MLI | 2011 | CZ07 | cDXGF | Cap-Tons | 128 | 100000 | None | 400 | 0.247 | -1.89 | 22.9 | 0.0548 | 0 | 400 | 0.247 | -1.89 | 22.9 | 0.0548 | 0 | DEER:HVAC_Split-Package_AC | Annual | 1719 | 400 | 0.247 | -1.89 | 22.9 | 0.0548 | 0 | NE-HVAC-airAC-SpltPkg-240to759kBtuh-10p8eer_MZDEER2017AnyMLI2011CZ07cPVVG | #N/A | NE-HVAC-airAC-SpltPkg-240to759kBtuh-10p8eer_SZDEER2017AnyMLI2011CZ07cDXGF | 118471 |  | #N/A | #N/A | #N/A | 400 | 0.247 | -1.89 | #N/A | #N/A | #N/A | 22.9 | 0.0548 | 0 | #N/A | #N/A | 128 | 100000
NE-HVAC-airAC-SpltPkg-240to759kBtuh-10p8eer | DEER2017 | D17 v2 |  | Any | MLI | 2011 | CZ08 | cDXGF | Cap-Tons | 128 | 100000 | None | 453 | 0.201 | -2.35 | 49.4 | 0.0937 | 0 | 453 | 0.201 | -2.35 | 49.4 | 0.0937 | 0 | DEER:HVAC_Split-Package_AC | Annual | 1719 | 453 | 0.201 | -2.35 | 49.4 | 0.0937 | 0 | NE-HVAC-airAC-SpltPkg-240to759kBtuh-10p8eer_MZDEER2017AnyMLI2011CZ08cPVVG | #N/A | NE-HVAC-airAC-SpltPkg-240to759kBtuh-10p8eer_SZDEER2017AnyMLI2011CZ08cDXGF | 118472 |  | #N/A | #N/A | #N/A | 453 | 0.201 | -2.35 | #N/A | #N/A | #N/A | 49.4 | 0.0937 | 0 | #N/A | #N/A | 128 | 100000
NE-HVAC-airAC-SpltPkg-240to759kBtuh-10p8eer | DEER2017 | D17 v2 |  | Any | MLI | 2011 | CZ09 | cDXGF | Cap-Tons | 166 | 100000 | None | 471 | 0.228 | -2.39 | 45.2 | 0.104 | 0 | 471 | 0.228 | -2.39 | 45.2 | 0.104 | 0 | DEER:HVAC_Split-Package_AC | Annual | 1719 | 471 | 0.228 | -2.39 | 45.2 | 0.104 | 0 | NE-HVAC-airAC-SpltPkg-240to759kBtuh-10p8eer_MZDEER2017AnyMLI2011CZ09cPVVG | #N/A | NE-HVAC-airAC-SpltPkg-240to759kBtuh-10p8eer_SZDEER2017AnyMLI2011CZ09cDXGF | 118473 |  | #N/A | #N/A | #N/A | 471 | 0.228 | -2.39 | #N/A | #N/A | #N/A | 45.2 | 0.104 | 0 | #N/A | #N/A | 166 | 100000
NE-HVAC-airAC-SpltPkg-240to759kBtuh-10p8eer | DEER2017 | D17 v2 |  | Any | MLI | 2011 | CZ10 | cDXGF | Cap-Tons | 160 | 100000 | None | 485 | 0.226 | -2.66 | 53.7 | 0.115 | 0 | 485 | 0.226 | -2.66 | 53.7 | 0.115 | 0 | DEER:HVAC_Split-Package_AC | Annual | 1719 | 485 | 0.226 | -2.66 | 53.7 | 0.115 | 0 | NE-HVAC-airAC-SpltPkg-240to759kBtuh-10p8eer_MZDEER2017AnyMLI2011CZ10cPVVG | #N/A | NE-HVAC-airAC-SpltPkg-240to759kBtuh-10p8eer_SZDEER2017AnyMLI2011CZ10cDXGF | 118474 |  | #N/A | #N/A | #N/A | 485 | 0.226 | -2.66 | #N/A | #N/A | #N/A | 53.7 | 0.115 | 0 | #N/A | #N/A | 160 | 100000
NE-HVAC-airAC-SpltPkg-240to759kBtuh-10p8eer | DEER2017 | D17 v2 |  | Any | MLI | 2011 | CZ11 | cDXGF | Cap-Tons | 157 | 100000 | None | 472 | 0.241 | -4.46 | 61.3 | 0.1 | 0 | 472 | 0.241 | -4.46 | 61.3 | 0.1 | 0 | DEER:HVAC_Split-Package_AC | Annual | 1719 | 472 | 0.241 | -4.46 | 61.3 | 0.1 | 0 | NE-HVAC-airAC-SpltPkg-240to759kBtuh-10p8eer_MZDEER2017AnyMLI2011CZ11cPVVG | #N/A | NE-HVAC-airAC-SpltPkg-240to759kBtuh-10p8eer_SZDEER2017AnyMLI2011CZ11cDXGF | 118475 |  | #N/A | #N/A | #N/A | 472 | 0.241 | -4.46 | #N/A | #N/A | #N/A | 61.3 | 0.1 | 0 | #N/A | #N/A | 157 | 100000
NE-HVAC-airAC-SpltPkg-240to759kBtuh-10p8eer | DEER2017 | D17 v2 |  | Any | MLI | 2011 | CZ12 | cDXGF | Cap-Tons | 160 | 100000 | None | 461 | 0.245 | -4.91 | 41.6 | 0.089 | 0 | 461 | 0.245 | -4.91 | 41.6 | 0.089 | 0 | DEER:HVAC_Split-Package_AC | Annual | 1719 | 461 | 0.245 | -4.91 | 41.6 | 0.089 | 0 | NE-HVAC-airAC-SpltPkg-240to759kBtuh-10p8eer_MZDEER2017AnyMLI2011CZ12cPVVG | #N/A | NE-HVAC-airAC-SpltPkg-240to759kBtuh-10p8eer_SZDEER2017AnyMLI2011CZ12cDXGF | 118476 |  | #N/A | #N/A | #N/A | 461 | 0.245 | -4.91 | #N/A | #N/A | #N/A | 41.6 | 0.089 | 0 | #N/A | #N/A | 160 | 100000
NE-HVAC-airAC-SpltPkg-240to759kBtuh-10p8eer | DEER2017 | D17 v2 |  | Any | MLI | 2011 | CZ13 | cDXGF | Cap-Tons | 151 | 100000 | None | 471 | 0.219 | -4.21 | 74 | 0.106 | 0 | 471 | 0.219 | -4.21 | 74 | 0.106 | 0 | DEER:HVAC_Split-Package_AC | Annual | 1719 | 471 | 0.219 | -4.21 | 74 | 0.106 | 0 | NE-HVAC-airAC-SpltPkg-240to759kBtuh-10p8eer_MZDEER2017AnyMLI2011CZ13cPVVG | #N/A | NE-HVAC-airAC-SpltPkg-240to759kBtuh-10p8eer_SZDEER2017AnyMLI2011CZ13cDXGF | 118477 |  | #N/A | #N/A | #N/A | 471 | 0.219 | -4.21 | #N/A | #N/A | #N/A | 74 | 0.106 | 0 | #N/A | #N/A | 151 | 100000
NE-HVAC-airAC-SpltPkg-240to759kBtuh-10p8eer | DEER2017 | D17 v2 |  | Any | MLI | 2011 | CZ14 | cDXGF | Cap-Tons | 148 | 100000 | None | 484 | 0.217 | -4.54 | 70.4 | 0.11 | 0 | 484 | 0.217 | -4.54 | 70.4 | 0.11 | 0 | DEER:HVAC_Split-Package_AC | Annual | 1719 | 484 | 0.217 | -4.54 | 70.4 | 0.11 | 0 | NE-HVAC-airAC-SpltPkg-240to759kBtuh-10p8eer_MZDEER2017AnyMLI2011CZ14cPVVG | #N/A | NE-HVAC-airAC-SpltPkg-240to759kBtuh-10p8eer_SZDEER2017AnyMLI2011CZ14cDXGF | 118478 |  | #N/A | #N/A | #N/A | 484 | 0.217 | -4.54 | #N/A | #N/A | #N/A | 70.4 | 0.11 | 0 | #N/A | #N/A | 148 | 100000
NE-HVAC-airAC-SpltPkg-240to759kBtuh-10p8eer | DEER2017 | D17 v2 |  | Any | MLI | 2011 | CZ15 | cDXGF | Cap-Tons | 190 | 100000 | None | 570 | 0.226 | -0.459 | 128 | 0.119 | 0 | 570 | 0.226 | -0.459 | 128 | 0.119 | 0 | DEER:HVAC_Split-Package_AC | Annual | 1719 | 570 | 0.226 | -0.459 | 128 | 0.119 | 0 | NE-HVAC-airAC-SpltPkg-240to759kBtuh-10p8eer_MZDEER2017AnyMLI2011CZ15cPVVG | #N/A | NE-HVAC-airAC-SpltPkg-240to759kBtuh-10p8eer_SZDEER2017AnyMLI2011CZ15cDXGF | 118479 |  | #N/A | #N/A | #N/A | 570 | 0.226 | -0.459 | #N/A | #N/A | #N/A | 128 | 0.119 | 0 | #N/A | #N/A | 190 | 100000
NE-HVAC-airAC-SpltPkg-240to759kBtuh-10p8eer | DEER2017 | D17 v2 |  | Any | MLI | 2011 | CZ16 | cDXGF | Cap-Tons | 120 | 100000 | None | 362 | 0.22 | -7.77 | 24 | 0.0588 | 0 | 362 | 0.22 | -7.77 | 24 | 0.0588 | 0 | DEER:HVAC_Split-Package_AC | Annual | 1719 | 362 | 0.22 | -7.77 | 24 | 0.0588 | 0 | NE-HVAC-airAC-SpltPkg-240to759kBtuh-10p8eer_MZDEER2017AnyMLI2011CZ16cPVVG | #N/A | NE-HVAC-airAC-SpltPkg-240to759kBtuh-10p8eer_SZDEER2017AnyMLI2011CZ16cDXGF | 118480 |  | #N/A | #N/A | #N/A | 362 | 0.22 | -7.77 | #N/A | #N/A | #N/A | 24 | 0.0588 | 0 | #N/A | #N/A | 120 | 100000
NE-HVAC-airAC-SpltPkg-240to759kBtuh-10p8eer | DEER2017 | D17 v2 |  | Any | MLI | 2014 | CZ01 | cDXGF | Cap-Tons | 102 | 100000 | None | 0.0673 | 0.00535 | 0 | 0.0673 | 0.00535 | 0 | 0.0673 | 0.00535 | 0 | 0.0673 | 0.00535 | 0 | DEER:HVAC_Split-Package_AC | Annual | 1719 | 0.0673 | 0.00535 | 0 | 0.0673 | 0.00535 | 0 | NE-HVAC-airAC-SpltPkg-240to759kBtuh-10p8eer_MZDEER2017AnyMLI2014CZ01cPVVG | #N/A | NE-HVAC-airAC-SpltPkg-240to759kBtuh-10p8eer_SZDEER2017AnyMLI2014CZ01cDXGF | 139825 |  | #N/A | #N/A | #N/A | 0.0673 | 0.00535 | 0 | #N/A | #N/A | #N/A | 0.0673 | 0.00535 | 0 | #N/A | #N/A | 102 | 100000
NE-HVAC-airAC-SpltPkg-240to759kBtuh-10p8eer | DEER2017 | D17 v2 |  | Any | MLI | 2014 | CZ02 | cDXGF | Cap-Tons | 141 | 100000 | None | 24.7 | 0.0888 | 0 | 24.7 | 0.0888 | 0 | 24.7 | 0.0888 | 0 | 24.7 | 0.0888 | 0 | DEER:HVAC_Split-Package_AC | Annual | 1719 | 24.7 | 0.0888 | 0 | 24.7 | 0.0888 | 0 | NE-HVAC-airAC-SpltPkg-240to759kBtuh-10p8eer_MZDEER2017AnyMLI2014CZ02cPVVG | #N/A | NE-HVAC-airAC-SpltPkg-240to759kBtuh-10p8eer_SZDEER2017AnyMLI2014CZ02cDXGF | 139826 |  | #N/A | #N/A | #N/A | 24.7 | 0.0888 | 0 | #N/A | #N/A | #N/A | 24.7 | 0.0888 | 0 | #N/A | #N/A | 141 | 100000
NE-HVAC-airAC-SpltPkg-240to759kBtuh-10p8eer | DEER2017 | D17 v2 |  | Any | MLI | 2014 | CZ03 | cDXGF | Cap-Tons | 120 | 100000 | None | 7.41 | 0.0422 | 0 | 7.41 | 0.0422 | 0 | 7.41 | 0.0422 | 0 | 7.41 | 0.0422 | 0 | DEER:HVAC_Split-Package_AC | Annual | 1719 | 7.41 | 0.0422 | 0 | 7.41 | 0.0422 | 0 | NE-HVAC-airAC-SpltPkg-240to759kBtuh-10p8eer_MZDEER2017AnyMLI2014CZ03cPVVG | #N/A | NE-HVAC-airAC-SpltPkg-240to759kBtuh-10p8eer_SZDEER2017AnyMLI2014CZ03cDXGF | 139827 |  | #N/A | #N/A | #N/A | 7.41 | 0.0422 | 0 | #N/A | #N/A | #N/A | 7.41 | 0.0422 | 0 | #N/A | #N/A | 120 | 100000
NE-HVAC-airAC-SpltPkg-240to759kBtuh-10p8eer | DEER2017 | D17 v2 |  | Any | MLI | 2014 | CZ04 | cDXGF | Cap-Tons | 138 | 100000 | None | 28 | 0.0766 | 0 | 28 | 0.0766 | 0 | 28 | 0.0766 | 0 | 28 | 0.0766 | 0 | DEER:HVAC_Split-Package_AC | Annual | 1719 | 28 | 0.0766 | 0 | 28 | 0.0766 | 0 | NE-HVAC-airAC-SpltPkg-240to759kBtuh-10p8eer_MZDEER2017AnyMLI2014CZ04cPVVG | #N/A | NE-HVAC-airAC-SpltPkg-240to759kBtuh-10p8eer_SZDEER2017AnyMLI2014CZ04cDXGF | 139828 |  | #N/A | #N/A | #N/A | 28 | 0.0766 | 0 | #N/A | #N/A | #N/A | 28 | 0.0766 | 0 | #N/A | #N/A | 138 | 100000
NE-HVAC-airAC-SpltPkg-240to759kBtuh-10p8eer | DEER2017 | D17 v2 |  | Any | MLI | 2014 | CZ05 | cDXGF | Cap-Tons | 123 | 100000 | None | 5.03 | 0.0232 | 0 | 5.03 | 0.0232 | 0 | 5.03 | 0.0232 | 0 | 5.03 | 0.0232 | 0 | DEER:HVAC_Split-Package_AC | Annual | 1719 | 5.03 | 0.0232 | 0 | 5.03 | 0.0232 | 0 | NE-HVAC-airAC-SpltPkg-240to759kBtuh-10p8eer_MZDEER2017AnyMLI2014CZ05cPVVG | #N/A | NE-HVAC-airAC-SpltPkg-240to759kBtuh-10p8eer_SZDEER2017AnyMLI2014CZ05cDXGF | 139829 |  | #N/A | #N/A | #N/A | 5.03 | 0.0232 | 0 | #N/A | #N/A | #N/A | 5.03 | 0.0232 | 0 | #N/A | #N/A | 123 | 100000
NE-HVAC-airAC-SpltPkg-240to759kBtuh-10p8eer | DEER2017 | D17 v2 |  | Any | MLI | 2014 | CZ06 | cDXGF | Cap-Tons | 132 | 100000 | None | 30.4 | 0.0684 | 0 | 30.4 | 0.0684 | 0 | 30.4 | 0.0684 | 0 | 30.4 | 0.0684 | 0 | DEER:HVAC_Split-Package_AC | Annual | 1719 | 30.4 | 0.0684 | 0 | 30.4 | 0.0684 | 0 | NE-HVAC-airAC-SpltPkg-240to759kBtuh-10p8eer_MZDEER2017AnyMLI2014CZ06cPVVG | #N/A | NE-HVAC-airAC-SpltPkg-240to759kBtuh-10p8eer_SZDEER2017AnyMLI2014CZ06cDXGF | 139830 |  | #N/A | #N/A | #N/A | 30.4 | 0.0684 | 0 | #N/A | #N/A | #N/A | 30.4 | 0.0684 | 0 | #N/A | #N/A | 132 | 100000
NE-HVAC-airAC-SpltPkg-240to759kBtuh-10p8eer | DEER2017 | D17 v2 |  | Any | MLI | 2014 | CZ07 | cDXGF | Cap-Tons | 128 | 100000 | None | 23.1 | 0.0543 | 0 | 23.1 | 0.0543 | 0 | 23.1 | 0.0543 | 0 | 23.1 | 0.0543 | 0 | DEER:HVAC_Split-Package_AC | Annual | 1719 | 23.1 | 0.0543 | 0 | 23.1 | 0.0543 | 0 | NE-HVAC-airAC-SpltPkg-240to759kBtuh-10p8eer_MZDEER2017AnyMLI2014CZ07cPVVG | #N/A | NE-HVAC-airAC-SpltPkg-240to759kBtuh-10p8eer_SZDEER2017AnyMLI2014CZ07cDXGF | 139831 |  | #N/A | #N/A | #N/A | 23.1 | 0.0543 | 0 | #N/A | #N/A | #N/A | 23.1 | 0.0543 | 0 | #N/A | #N/A | 128 | 100000
NE-HVAC-airAC-SpltPkg-240to759kBtuh-10p8eer | DEER2017 | D17 v2 |  | Any | MLI | 2014 | CZ08 | cDXGF | Cap-Tons | 128 | 100000 | None | 48.1 | 0.093 | 0 | 48.1 | 0.093 | 0 | 48.1 | 0.093 | 0 | 48.1 | 0.093 | 0 | DEER:HVAC_Split-Package_AC | Annual | 1719 | 48.1 | 0.093 | 0 | 48.1 | 0.093 | 0 | NE-HVAC-airAC-SpltPkg-240to759kBtuh-10p8eer_MZDEER2017AnyMLI2014CZ08cPVVG | #N/A | NE-HVAC-airAC-SpltPkg-240to759kBtuh-10p8eer_SZDEER2017AnyMLI2014CZ08cDXGF | 139832 |  | #N/A | #N/A | #N/A | 48.1 | 0.093 | 0 | #N/A | #N/A | #N/A | 48.1 | 0.093 | 0 | #N/A | #N/A | 128 | 100000
NE-HVAC-airAC-SpltPkg-240to759kBtuh-10p8eer | DEER2017 | D17 v2 |  | Any | MLI | 2014 | CZ09 | cDXGF | Cap-Tons | 166 | 100000 | None | 44.1 | 0.103 | 0 | 44.1 | 0.103 | 0 | 44.1 | 0.103 | 0 | 44.1 | 0.103 | 0 | DEER:HVAC_Split-Package_AC | Annual | 1719 | 44.1 | 0.103 | 0 | 44.1 | 0.103 | 0 | NE-HVAC-airAC-SpltPkg-240to759kBtuh-10p8eer_MZDEER2017AnyMLI2014CZ09cPVVG | #N/A | NE-HVAC-airAC-SpltPkg-240to759kBtuh-10p8eer_SZDEER2017AnyMLI2014CZ09cDXGF | 139833 |  | #N/A | #N/A | #N/A | 44.1 | 0.103 | 0 | #N/A | #N/A | #N/A | 44.1 | 0.103 | 0 | #N/A | #N/A | 166 | 100000
NE-HVAC-airAC-SpltPkg-240to759kBtuh-10p8eer | DEER2017 | D17 v2 |  | Any | MLI | 2014 | CZ10 | cDXGF | Cap-Tons | 160 | 100000 | None | 52.3 | 0.115 | 0 | 52.3 | 0.115 | 0 | 52.3 | 0.115 | 0 | 52.3 | 0.115 | 0 | DEER:HVAC_Split-Package_AC | Annual | 1719 | 52.3 | 0.115 | 0 | 52.3 | 0.115 | 0 | NE-HVAC-airAC-SpltPkg-240to759kBtuh-10p8eer_MZDEER2017AnyMLI2014CZ10cPVVG | #N/A | NE-HVAC-airAC-SpltPkg-240to759kBtuh-10p8eer_SZDEER2017AnyMLI2014CZ10cDXGF | 139834 |  | #N/A | #N/A | #N/A | 52.3 | 0.115 | 0 | #N/A | #N/A | #N/A | 52.3 | 0.115 | 0 | #N/A | #N/A | 160 | 100000
NE-HVAC-airAC-SpltPkg-240to759kBtuh-10p8eer | DEER2017 | D17 v2 |  | Any | MLI | 2014 | CZ11 | cDXGF | Cap-Tons | 157 | 100000 | None | 60.5 | 0.0982 | 0 | 60.5 | 0.0982 | 0 | 60.5 | 0.0982 | 0 | 60.5 | 0.0982 | 0 | DEER:HVAC_Split-Package_AC | Annual | 1719 | 60.5 | 0.0982 | 0 | 60.5 | 0.0982 | 0 | NE-HVAC-airAC-SpltPkg-240to759kBtuh-10p8eer_MZDEER2017AnyMLI2014CZ11cPVVG | #N/A | NE-HVAC-airAC-SpltPkg-240to759kBtuh-10p8eer_SZDEER2017AnyMLI2014CZ11cDXGF | 139835 |  | #N/A | #N/A | #N/A | 60.5 | 0.0982 | 0 | #N/A | #N/A | #N/A | 60.5 | 0.0982 | 0 | #N/A | #N/A | 157 | 100000
NE-HVAC-airAC-SpltPkg-240to759kBtuh-10p8eer | DEER2017 | D17 v2 |  | Any | MLI | 2014 | CZ12 | cDXGF | Cap-Tons | 160 | 100000 | None | 40.1 | 0.0882 | 0 | 40.1 | 0.0882 | 0 | 40.1 | 0.0882 | 0 | 40.1 | 0.0882 | 0 | DEER:HVAC_Split-Package_AC | Annual | 1719 | 40.1 | 0.0882 | 0 | 40.1 | 0.0882 | 0 | NE-HVAC-airAC-SpltPkg-240to759kBtuh-10p8eer_MZDEER2017AnyMLI2014CZ12cPVVG | #N/A | NE-HVAC-airAC-SpltPkg-240to759kBtuh-10p8eer_SZDEER2017AnyMLI2014CZ12cDXGF | 139836 |  | #N/A | #N/A | #N/A | 40.1 | 0.0882 | 0 | #N/A | #N/A | #N/A | 40.1 | 0.0882 | 0 | #N/A | #N/A | 160 | 100000
NE-HVAC-airAC-SpltPkg-240to759kBtuh-10p8eer | DEER2017 | D17 v2 |  | Any | MLI | 2014 | CZ13 | cDXGF | Cap-Tons | 151 | 100000 | None | 73.2 | 0.106 | 0 | 73.2 | 0.106 | 0 | 73.2 | 0.106 | 0 | 73.2 | 0.106 | 0 | DEER:HVAC_Split-Package_AC | Annual | 1719 | 73.2 | 0.106 | 0 | 73.2 | 0.106 | 0 | NE-HVAC-airAC-SpltPkg-240to759kBtuh-10p8eer_MZDEER2017AnyMLI2014CZ13cPVVG | #N/A | NE-HVAC-airAC-SpltPkg-240to759kBtuh-10p8eer_SZDEER2017AnyMLI2014CZ13cDXGF | 139837 |  | #N/A | #N/A | #N/A | 73.2 | 0.106 | 0 | #N/A | #N/A | #N/A | 73.2 | 0.106 | 0 | #N/A | #N/A | 151 | 100000
NE-HVAC-airAC-SpltPkg-240to759kBtuh-10p8eer | DEER2017 | D17 v2 |  | Any | MLI | 2014 | CZ14 | cDXGF | Cap-Tons | 148 | 100000 | None | 69.6 | 0.11 | 0 | 69.6 | 0.11 | 0 | 69.6 | 0.11 | 0 | 69.6 | 0.11 | 0 | DEER:HVAC_Split-Package_AC | Annual | 1719 | 69.6 | 0.11 | 0 | 69.6 | 0.11 | 0 | NE-HVAC-airAC-SpltPkg-240to759kBtuh-10p8eer_MZDEER2017AnyMLI2014CZ14cPVVG | #N/A | NE-HVAC-airAC-SpltPkg-240to759kBtuh-10p8eer_SZDEER2017AnyMLI2014CZ14cDXGF | 139838 |  | #N/A | #N/A | #N/A | 69.6 | 0.11 | 0 | #N/A | #N/A | #N/A | 69.6 | 0.11 | 0 | #N/A | #N/A | 148 | 100000
NE-HVAC-airAC-SpltPkg-240to759kBtuh-10p8eer | DEER2017 | D17 v2 |  | Any | MLI | 2014 | CZ15 | cDXGF | Cap-Tons | 190 | 100000 | None | 128 | 0.119 | 0 | 128 | 0.119 | 0 | 128 | 0.119 | 0 | 128 | 0.119 | 0 | DEER:HVAC_Split-Package_AC | Annual | 1719 | 128 | 0.119 | 0 | 128 | 0.119 | 0 | NE-HVAC-airAC-SpltPkg-240to759kBtuh-10p8eer_MZDEER2017AnyMLI2014CZ15cPVVG | #N/A | NE-HVAC-airAC-SpltPkg-240to759kBtuh-10p8eer_SZDEER2017AnyMLI2014CZ15cDXGF | 139839 |  | #N/A | #N/A | #N/A | 128 | 0.119 | 0 | #N/A | #N/A | #N/A | 128 | 0.119 | 0 | #N/A | #N/A | 190 | 100000
NE-HVAC-airAC-SpltPkg-240to759kBtuh-10p8eer | DEER2017 | D17 v2 |  | Any | MLI | 2014 | CZ16 | cDXGF | Cap-Tons | 120 | 100000 | None | 23.6 | 0.0582 | 0 | 23.6 | 0.0582 | 0 | 23.6 | 0.0582 | 0 | 23.6 | 0.0582 | 0 | DEER:HVAC_Split-Package_AC | Annual | 1719 | 23.6 | 0.0582 | 0 | 23.6 | 0.0582 | 0 | NE-HVAC-airAC-SpltPkg-240to759kBtuh-10p8eer_MZDEER2017AnyMLI2014CZ16cPVVG | #N/A | NE-HVAC-airAC-SpltPkg-240to759kBtuh-10p8eer_SZDEER2017AnyMLI2014CZ16cDXGF | 139840 |  | #N/A | #N/A | #N/A | 23.6 | 0.0582 | 0 | #N/A | #N/A | #N/A | 23.6 | 0.0582 | 0 | #N/A | #N/A | 120 | 100000
NE-HVAC-airAC-SpltPkg-240to759kBtuh-10p8eer | DEER2017 | D17 v2 |  | Any | MLI | New | CZ01 | cDXGF | Cap-Tons | 102 | 100000 | None | 0.0673 | 0.00535 | 0 | 0.0673 | 0.00535 | 0 | 0.0673 | 0.00535 | 0 | 0.0673 | 0.00535 | 0 | DEER:HVAC_Split-Package_AC | Annual | 1719 | 0.0673 | 0.00535 | 0 | 0.0673 | 0.00535 | 0 | NE-HVAC-airAC-SpltPkg-240to759kBtuh-10p8eer_MZDEER2017AnyMLINewCZ01cPVVG | #N/A | NE-HVAC-airAC-SpltPkg-240to759kBtuh-10p8eer_SZDEER2017AnyMLINewCZ01cDXGF | 164177 |  | #N/A | #N/A | #N/A | 0.0673 | 0.00535 | 0 | #N/A | #N/A | #N/A | 0.0673 | 0.00535 | 0 | #N/A | #N/A | 102 | 100000
NE-HVAC-airAC-SpltPkg-240to759kBtuh-10p8eer | DEER2017 | D17 v2 |  | Any | MLI | New | CZ02 | cDXGF | Cap-Tons | 141 | 100000 | None | 24.7 | 0.0888 | 0 | 24.7 | 0.0888 | 0 | 24.7 | 0.0888 | 0 | 24.7 | 0.0888 | 0 | DEER:HVAC_Split-Package_AC | Annual | 1719 | 24.7 | 0.0888 | 0 | 24.7 | 0.0888 | 0 | NE-HVAC-airAC-SpltPkg-240to759kBtuh-10p8eer_MZDEER2017AnyMLINewCZ02cPVVG | #N/A | NE-HVAC-airAC-SpltPkg-240to759kBtuh-10p8eer_SZDEER2017AnyMLINewCZ02cDXGF | 164178 |  | #N/A | #N/A | #N/A | 24.7 | 0.0888 | 0 | #N/A | #N/A | #N/A | 24.7 | 0.0888 | 0 | #N/A | #N/A | 141 | 100000
NE-HVAC-airAC-SpltPkg-240to759kBtuh-10p8eer | DEER2017 | D17 v2 |  | Any | MLI | New | CZ03 | cDXGF | Cap-Tons | 120 | 100000 | None | 7.41 | 0.0422 | 0 | 7.41 | 0.0422 | 0 | 7.41 | 0.0422 | 0 | 7.41 | 0.0422 | 0 | DEER:HVAC_Split-Package_AC | Annual | 1719 | 7.41 | 0.0422 | 0 | 7.41 | 0.0422 | 0 | NE-HVAC-airAC-SpltPkg-240to759kBtuh-10p8eer_MZDEER2017AnyMLINewCZ03cPVVG | #N/A | NE-HVAC-airAC-SpltPkg-240to759kBtuh-10p8eer_SZDEER2017AnyMLINewCZ03cDXGF | 164179 |  | #N/A | #N/A | #N/A | 7.41 | 0.0422 | 0 | #N/A | #N/A | #N/A | 7.41 | 0.0422 | 0 | #N/A | #N/A | 120 | 100000
NE-HVAC-airAC-SpltPkg-240to759kBtuh-10p8eer | DEER2017 | D17 v2 |  | Any | MLI | New | CZ04 | cDXGF | Cap-Tons | 138 | 100000 | None | 28 | 0.0766 | 0 | 28 | 0.0766 | 0 | 28 | 0.0766 | 0 | 28 | 0.0766 | 0 | DEER:HVAC_Split-Package_AC | Annual | 1719 | 28 | 0.0766 | 0 | 28 | 0.0766 | 0 | NE-HVAC-airAC-SpltPkg-240to759kBtuh-10p8eer_MZDEER2017AnyMLINewCZ04cPVVG | #N/A | NE-HVAC-airAC-SpltPkg-240to759kBtuh-10p8eer_SZDEER2017AnyMLINewCZ04cDXGF | 164180 |  | #N/A | #N/A | #N/A | 28 | 0.0766 | 0 | #N/A | #N/A | #N/A | 28 | 0.0766 | 0 | #N/A | #N/A | 138 | 100000
NE-HVAC-airAC-SpltPkg-240to759kBtuh-10p8eer | DEER2017 | D17 v2 |  | Any | MLI | New | CZ05 | cDXGF | Cap-Tons | 123 | 100000 | None | 5.03 | 0.0232 | 0 | 5.03 | 0.0232 | 0 | 5.03 | 0.0232 | 0 | 5.03 | 0.0232 | 0 | DEER:HVAC_Split-Package_AC | Annual | 1719 | 5.03 | 0.0232 | 0 | 5.03 | 0.0232 | 0 | NE-HVAC-airAC-SpltPkg-240to759kBtuh-10p8eer_MZDEER2017AnyMLINewCZ05cPVVG | #N/A | NE-HVAC-airAC-SpltPkg-240to759kBtuh-10p8eer_SZDEER2017AnyMLINewCZ05cDXGF | 164181 |  | #N/A | #N/A | #N/A | 5.03 | 0.0232 | 0 | #N/A | #N/A | #N/A | 5.03 | 0.0232 | 0 | #N/A | #N/A | 123 | 100000
NE-HVAC-airAC-SpltPkg-240to759kBtuh-10p8eer | DEER2017 | D17 v2 |  | Any | MLI | New | CZ06 | cDXGF | Cap-Tons | 132 | 100000 | None | 30.4 | 0.0684 | 0 | 30.4 | 0.0684 | 0 | 30.4 | 0.0684 | 0 | 30.4 | 0.0684 | 0 | DEER:HVAC_Split-Package_AC | Annual | 1719 | 30.4 | 0.0684 | 0 | 30.4 | 0.0684 | 0 | NE-HVAC-airAC-SpltPkg-240to759kBtuh-10p8eer_MZDEER2017AnyMLINewCZ06cPVVG | #N/A | NE-HVAC-airAC-SpltPkg-240to759kBtuh-10p8eer_SZDEER2017AnyMLINewCZ06cDXGF | 164182 |  | #N/A | #N/A | #N/A | 30.4 | 0.0684 | 0 | #N/A | #N/A | #N/A | 30.4 | 0.0684 | 0 | #N/A | #N/A | 132 | 100000
NE-HVAC-airAC-SpltPkg-240to759kBtuh-10p8eer | DEER2017 | D17 v2 |  | Any | MLI | New | CZ07 | cDXGF | Cap-Tons | 128 | 100000 | None | 23.1 | 0.0543 | 0 | 23.1 | 0.0543 | 0 | 23.1 | 0.0543 | 0 | 23.1 | 0.0543 | 0 | DEER:HVAC_Split-Package_AC | Annual | 1719 | 23.1 | 0.0543 | 0 | 23.1 | 0.0543 | 0 | NE-HVAC-airAC-SpltPkg-240to759kBtuh-10p8eer_MZDEER2017AnyMLINewCZ07cPVVG | #N/A | NE-HVAC-airAC-SpltPkg-240to759kBtuh-10p8eer_SZDEER2017AnyMLINewCZ07cDXGF | 164183 |  | #N/A | #N/A | #N/A | 23.1 | 0.0543 | 0 | #N/A | #N/A | #N/A | 23.1 | 0.0543 | 0 | #N/A | #N/A | 128 | 100000
NE-HVAC-airAC-SpltPkg-240to759kBtuh-10p8eer | DEER2017 | D17 v2 |  | Any | MLI | New | CZ08 | cDXGF | Cap-Tons | 128 | 100000 | None | 48.1 | 0.093 | 0 | 48.1 | 0.093 | 0 | 48.1 | 0.093 | 0 | 48.1 | 0.093 | 0 | DEER:HVAC_Split-Package_AC | Annual | 1719 | 48.1 | 0.093 | 0 | 48.1 | 0.093 | 0 | NE-HVAC-airAC-SpltPkg-240to759kBtuh-10p8eer_MZDEER2017AnyMLINewCZ08cPVVG | #N/A | NE-HVAC-airAC-SpltPkg-240to759kBtuh-10p8eer_SZDEER2017AnyMLINewCZ08cDXGF | 164184 |  | #N/A | #N/A | #N/A | 48.1 | 0.093 | 0 | #N/A | #N/A | #N/A | 48.1 | 0.093 | 0 | #N/A | #N/A | 128 | 100000
NE-HVAC-airAC-SpltPkg-240to759kBtuh-10p8eer | DEER2017 | D17 v2 |  | Any | MLI | New | CZ09 | cDXGF | Cap-Tons | 166 | 100000 | None | 44.1 | 0.103 | 0 | 44.1 | 0.103 | 0 | 44.1 | 0.103 | 0 | 44.1 | 0.103 | 0 | DEER:HVAC_Split-Package_AC | Annual | 1719 | 44.1 | 0.103 | 0 | 44.1 | 0.103 | 0 | NE-HVAC-airAC-SpltPkg-240to759kBtuh-10p8eer_MZDEER2017AnyMLINewCZ09cPVVG | #N/A | NE-HVAC-airAC-SpltPkg-240to759kBtuh-10p8eer_SZDEER2017AnyMLINewCZ09cDXGF | 164185 |  | #N/A | #N/A | #N/A | 44.1 | 0.103 | 0 | #N/A | #N/A | #N/A | 44.1 | 0.103 | 0 | #N/A | #N/A | 166 | 100000
NE-HVAC-airAC-SpltPkg-240to759kBtuh-10p8eer | DEER2017 | D17 v2 |  | Any | MLI | New | CZ10 | cDXGF | Cap-Tons | 160 | 100000 | None | 52.3 | 0.115 | 0 | 52.3 | 0.115 | 0 | 52.3 | 0.115 | 0 | 52.3 | 0.115 | 0 | DEER:HVAC_Split-Package_AC | Annual | 1719 | 52.3 | 0.115 | 0 | 52.3 | 0.115 | 0 | NE-HVAC-airAC-SpltPkg-240to759kBtuh-10p8eer_MZDEER2017AnyMLINewCZ10cPVVG | #N/A | NE-HVAC-airAC-SpltPkg-240to759kBtuh-10p8eer_SZDEER2017AnyMLINewCZ10cDXGF | 164186 |  | #N/A | #N/A | #N/A | 52.3 | 0.115 | 0 | #N/A | #N/A | #N/A | 52.3 | 0.115 | 0 | #N/A | #N/A | 160 | 100000
NE-HVAC-airAC-SpltPkg-240to759kBtuh-10p8eer | DEER2017 | D17 v2 |  | Any | MLI | New | CZ11 | cDXGF | Cap-Tons | 157 | 100000 | None | 60.5 | 0.0982 | 0 | 60.5 | 0.0982 | 0 | 60.5 | 0.0982 | 0 | 60.5 | 0.0982 | 0 | DEER:HVAC_Split-Package_AC | Annual | 1719 | 60.5 | 0.0982 | 0 | 60.5 | 0.0982 | 0 | NE-HVAC-airAC-SpltPkg-240to759kBtuh-10p8eer_MZDEER2017AnyMLINewCZ11cPVVG | #N/A | NE-HVAC-airAC-SpltPkg-240to759kBtuh-10p8eer_SZDEER2017AnyMLINewCZ11cDXGF | 164187 |  | #N/A | #N/A | #N/A | 60.5 | 0.0982 | 0 | #N/A | #N/A | #N/A | 60.5 | 0.0982 | 0 | #N/A | #N/A | 157 | 100000
NE-HVAC-airAC-SpltPkg-240to759kBtuh-10p8eer | DEER2017 | D17 v2 |  | Any | MLI | New | CZ12 | cDXGF | Cap-Tons | 160 | 100000 | None | 40.1 | 0.0882 | 0 | 40.1 | 0.0882 | 0 | 40.1 | 0.0882 | 0 | 40.1 | 0.0882 | 0 | DEER:HVAC_Split-Package_AC | Annual | 1719 | 40.1 | 0.0882 | 0 | 40.1 | 0.0882 | 0 | NE-HVAC-airAC-SpltPkg-240to759kBtuh-10p8eer_MZDEER2017AnyMLINewCZ12cPVVG | #N/A | NE-HVAC-airAC-SpltPkg-240to759kBtuh-10p8eer_SZDEER2017AnyMLINewCZ12cDXGF | 164188 |  | #N/A | #N/A | #N/A | 40.1 | 0.0882 | 0 | #N/A | #N/A | #N/A | 40.1 | 0.0882 | 0 | #N/A | #N/A | 160 | 100000
NE-HVAC-airAC-SpltPkg-240to759kBtuh-10p8eer | DEER2017 | D17 v2 |  | Any | MLI | New | CZ13 | cDXGF | Cap-Tons | 151 | 100000 | None | 73.2 | 0.106 | 0 | 73.2 | 0.106 | 0 | 73.2 | 0.106 | 0 | 73.2 | 0.106 | 0 | DEER:HVAC_Split-Package_AC | Annual | 1719 | 73.2 | 0.106 | 0 | 73.2 | 0.106 | 0 | NE-HVAC-airAC-SpltPkg-240to759kBtuh-10p8eer_MZDEER2017AnyMLINewCZ13cPVVG | #N/A | NE-HVAC-airAC-SpltPkg-240to759kBtuh-10p8eer_SZDEER2017AnyMLINewCZ13cDXGF | 164189 |  | #N/A | #N/A | #N/A | 73.2 | 0.106 | 0 | #N/A | #N/A | #N/A | 73.2 | 0.106 | 0 | #N/A | #N/A | 151 | 100000
NE-HVAC-airAC-SpltPkg-240to759kBtuh-10p8eer | DEER2017 | D17 v2 |  | Any | MLI | New | CZ14 | cDXGF | Cap-Tons | 148 | 100000 | None | 69.6 | 0.11 | 0 | 69.6 | 0.11 | 0 | 69.6 | 0.11 | 0 | 69.6 | 0.11 | 0 | DEER:HVAC_Split-Package_AC | Annual | 1719 | 69.6 | 0.11 | 0 | 69.6 | 0.11 | 0 | NE-HVAC-airAC-SpltPkg-240to759kBtuh-10p8eer_MZDEER2017AnyMLINewCZ14cPVVG | #N/A | NE-HVAC-airAC-SpltPkg-240to759kBtuh-10p8eer_SZDEER2017AnyMLINewCZ14cDXGF | 164190 |  | #N/A | #N/A | #N/A | 69.6 | 0.11 | 0 | #N/A | #N/A | #N/A | 69.6 | 0.11 | 0 | #N/A | #N/A | 148 | 100000
NE-HVAC-airAC-SpltPkg-240to759kBtuh-10p8eer | DEER2017 | D17 v2 |  | Any | MLI | New | CZ15 | cDXGF | Cap-Tons | 190 | 100000 | None | 128 | 0.119 | 0 | 128 | 0.119 | 0 | 128 | 0.119 | 0 | 128 | 0.119 | 0 | DEER:HVAC_Split-Package_AC | Annual | 1719 | 128 | 0.119 | 0 | 128 | 0.119 | 0 | NE-HVAC-airAC-SpltPkg-240to759kBtuh-10p8eer_MZDEER2017AnyMLINewCZ15cPVVG | #N/A | NE-HVAC-airAC-SpltPkg-240to759kBtuh-10p8eer_SZDEER2017AnyMLINewCZ15cDXGF | 164191 |  | #N/A | #N/A | #N/A | 128 | 0.119 | 0 | #N/A | #N/A | #N/A | 128 | 0.119 | 0 | #N/A | #N/A | 190 | 100000
NE-HVAC-airAC-SpltPkg-240to759kBtuh-10p8eer | DEER2017 | D17 v2 |  | Any | MLI | New | CZ16 | cDXGF | Cap-Tons | 120 | 100000 | None | 23.6 | 0.0582 | 0 | 23.6 | 0.0582 | 0 | 23.6 | 0.0582 | 0 | 23.6 | 0.0582 | 0 | DEER:HVAC_Split-Package_AC | Annual | 1719 | 23.6 | 0.0582 | 0 | 23.6 | 0.0582 | 0 | NE-HVAC-airAC-SpltPkg-240to759kBtuh-10p8eer_MZDEER2017AnyMLINewCZ16cPVVG | #N/A | NE-HVAC-airAC-SpltPkg-240to759kBtuh-10p8eer_SZDEER2017AnyMLINewCZ16cDXGF | 164192 |  | #N/A | #N/A | #N/A | 23.6 | 0.0582 | 0 | #N/A | #N/A | #N/A | 23.6 | 0.0582 | 0 | #N/A | #N/A | 120 | 100000
NE-HVAC-airAC-SpltPkg-240to759kBtuh-10p8eer | DEER2017 | D17 v2 |  | Any | Nrs | 1975 | CZ01 | cWtd | Cap-Tons | 456.4 | 116000 | None | 26.1 | 0.0205 | 0 | 26.1 | 0.0205 | 0 | 26.1 | 0.0205 | 0 | 26.1 | 0.0205 | 0 | DEER:HVAC_Split-Package_AC | Annual | 1719 | 26.13 | 0.02048 | 0 | 26.13 | 0.02048 | 0 | NE-HVAC-airAC-SpltPkg-240to759kBtuh-10p8eer_MZDEER2017AnyNrs1975CZ01cPVVG | 11682 | NE-HVAC-airAC-SpltPkg-240to759kBtuh-10p8eer_SZDEER2017AnyNrs1975CZ01cDXGF | 11681 |  | 32.5 | 0.023 | 0 | 0.65 | 0.0104 | 0 | 32.5 | 0.023 | 0 | 0.65 | 0.0104 | 0 | 474 | 115000 | 386 | 120000
NE-HVAC-airAC-SpltPkg-240to759kBtuh-10p8eer | DEER2017 | D17 v2 |  | Any | Nrs | 1975 | CZ02 | cWtd | Cap-Tons | 640.8 | 116000 | None | 75.3 | 0.054 | 0 | 75.3 | 0.054 | 0 | 75.3 | 0.054 | 0 | 75.3 | 0.054 | 0 | DEER:HVAC_Split-Package_AC | Annual | 1719 | 75.32 | 0.054 | 0 | 75.32 | 0.054 | 0 | NE-HVAC-airAC-SpltPkg-240to759kBtuh-10p8eer_MZDEER2017AnyNrs1975CZ02cPVVG | 11684 | NE-HVAC-airAC-SpltPkg-240to759kBtuh-10p8eer_SZDEER2017AnyNrs1975CZ02cDXGF | 11683 |  | 85.5 | 0.0524 | 0 | 34.6 | 0.0604 | 0 | 85.5 | 0.0524 | 0 | 34.6 | 0.0604 | 0 | 659 | 115000 | 568 | 120000
NE-HVAC-airAC-SpltPkg-240to759kBtuh-10p8eer | DEER2017 | D17 v2 |  | Any | Nrs | 1975 | CZ03 | cWtd | Cap-Tons | 533.2 | 116000 | None | 71.2 | 0.0365 | 0 | 71.2 | 0.0365 | 0 | 71.2 | 0.0365 | 0 | 71.2 | 0.0365 | 0 | DEER:HVAC_Split-Package_AC | Annual | 1719 | 71.2 | 0.03646 | 0 | 71.2 | 0.03646 | 0 | NE-HVAC-airAC-SpltPkg-240to759kBtuh-10p8eer_MZDEER2017AnyNrs1975CZ03cPVVG | 11686 | NE-HVAC-airAC-SpltPkg-240to759kBtuh-10p8eer_SZDEER2017AnyNrs1975CZ03cDXGF | 11685 |  | 86.1 | 0.0358 | 0 | 11.6 | 0.0391 | 0 | 86.1 | 0.0358 | 0 | 11.6 | 0.0391 | 0 | 551 | 115000 | 462 | 120000
NE-HVAC-airAC-SpltPkg-240to759kBtuh-10p8eer | DEER2017 | D17 v2 |  | Any | Nrs | 1975 | CZ04 | cWtd | Cap-Tons | 592.6 | 116000 | None | 96 | 0.0496 | 0 | 96 | 0.0496 | 0 | 96 | 0.0496 | 0 | 96 | 0.0496 | 0 | DEER:HVAC_Split-Package_AC | Annual | 1719 | 95.96 | 0.04962 | 0 | 95.96 | 0.04962 | 0 | NE-HVAC-airAC-SpltPkg-240to759kBtuh-10p8eer_MZDEER2017AnyNrs1975CZ04cPVVG | 11688 | NE-HVAC-airAC-SpltPkg-240to759kBtuh-10p8eer_SZDEER2017AnyNrs1975CZ04cDXGF | 11687 |  | 109 | 0.0485 | 0 | 43.8 | 0.0541 | 0 | 109 | 0.0485 | 0 | 43.8 | 0.0541 | 0 | 612 | 115000 | 515 | 120000
NE-HVAC-airAC-SpltPkg-240to759kBtuh-10p8eer | DEER2017 | D17 v2 |  | Any | Nrs | 1975 | CZ05 | cWtd | Cap-Tons | 488.2 | 116000 | None | 60.2 | 0.0305 | 0 | 60.2 | 0.0305 | 0 | 60.2 | 0.0305 | 0 | 60.2 | 0.0305 | 0 | DEER:HVAC_Split-Package_AC | Annual | 1719 | 60.18 | 0.03048 | 0 | 60.18 | 0.03048 | 0 | NE-HVAC-airAC-SpltPkg-240to759kBtuh-10p8eer_MZDEER2017AnyNrs1975CZ05cPVVG | 11690 | NE-HVAC-airAC-SpltPkg-240to759kBtuh-10p8eer_SZDEER2017AnyNrs1975CZ05cDXGF | 11689 |  | 72.1 | 0.0307 | 0 | 12.5 | 0.0296 | 0 | 72.1 | 0.0307 | 0 | 12.5 | 0.0296 | 0 | 503 | 115000 | 429 | 120000
NE-HVAC-airAC-SpltPkg-240to759kBtuh-10p8eer | DEER2017 | D17 v2 |  | Any | Nrs | 1975 | CZ06 | cWtd | Cap-Tons | 602.6 | 116000 | None | 116 | 0.0394 | 0 | 116 | 0.0394 | 0 | 116 | 0.0394 | 0 | 116 | 0.0394 | 0 | DEER:HVAC_Split-Package_AC | Annual | 1719 | 116.04 | 0.03944 | 0 | 116.04 | 0.03944 | 0 | NE-HVAC-airAC-SpltPkg-240to759kBtuh-10p8eer_MZDEER2017AnyNrs1975CZ06cPVVG | 11692 | NE-HVAC-airAC-SpltPkg-240to759kBtuh-10p8eer_SZDEER2017AnyNrs1975CZ06cDXGF | 11691 |  | 136 | 0.0391 | 0 | 36.2 | 0.0408 | 0 | 136 | 0.0391 | 0 | 36.2 | 0.0408 | 0 | 617 | 115000 | 545 | 120000
NE-HVAC-airAC-SpltPkg-240to759kBtuh-10p8eer | DEER2017 | D17 v2 |  | Any | Nrs | 1975 | CZ07 | cWtd | Cap-Tons | 550.6 | 116000 | None | 129 | 0.0376 | 0 | 129 | 0.0376 | 0 | 129 | 0.0376 | 0 | 129 | 0.0376 | 0 | DEER:HVAC_Split-Package_AC | Annual | 1719 | 129.24 | 0.0376 | 0 | 129.24 | 0.0376 | 0 | NE-HVAC-airAC-SpltPkg-240to759kBtuh-10p8eer_MZDEER2017AnyNrs1975CZ07cPVVG | 11694 | NE-HVAC-airAC-SpltPkg-240to759kBtuh-10p8eer_SZDEER2017AnyNrs1975CZ07cDXGF | 11693 |  | 155 | 0.037 | 0 | 26.2 | 0.04 | 0 | 155 | 0.037 | 0 | 26.2 | 0.04 | 0 | 570 | 115000 | 473 | 120000
NE-HVAC-airAC-SpltPkg-240to759kBtuh-10p8eer | DEER2017 | D17 v2 |  | Any | Nrs | 1975 | CZ08 | cWtd | Cap-Tons | 595.4 | 116000 | None | 132 | 0.0486 | 0 | 132 | 0.0486 | 0 | 132 | 0.0486 | 0 | 132 | 0.0486 | 0 | DEER:HVAC_Split-Package_AC | Annual | 1719 | 131.86 | 0.04858 | 0 | 131.86 | 0.04858 | 0 | NE-HVAC-airAC-SpltPkg-240to759kBtuh-10p8eer_MZDEER2017AnyNrs1975CZ08cPVVG | 11696 | NE-HVAC-airAC-SpltPkg-240to759kBtuh-10p8eer_SZDEER2017AnyNrs1975CZ08cDXGF | 11695 |  | 151 | 0.0469 | 0 | 55.3 | 0.0553 | 0 | 151 | 0.0469 | 0 | 55.3 | 0.0553 | 0 | 615 | 115000 | 517 | 120000
NE-HVAC-airAC-SpltPkg-240to759kBtuh-10p8eer | DEER2017 | D17 v2 |  | Any | Nrs | 1975 | CZ09 | cWtd | Cap-Tons | 724 | 116000 | None | 126 | 0.0596 | 0 | 126 | 0.0596 | 0 | 126 | 0.0596 | 0 | 126 | 0.0596 | 0 | DEER:HVAC_Split-Package_AC | Annual | 1719 | 125.94 | 0.05964 | 0 | 125.94 | 0.05964 | 0 | NE-HVAC-airAC-SpltPkg-240to759kBtuh-10p8eer_MZDEER2017AnyNrs1975CZ09cPVVG | 11698 | NE-HVAC-airAC-SpltPkg-240to759kBtuh-10p8eer_SZDEER2017AnyNrs1975CZ09cDXGF | 11697 |  | 143 | 0.0579 | 0 | 57.7 | 0.0666 | 0 | 143 | 0.0579 | 0 | 57.7 | 0.0666 | 0 | 742 | 115000 | 652 | 120000
NE-HVAC-airAC-SpltPkg-240to759kBtuh-10p8eer | DEER2017 | D17 v2 |  | Any | Nrs | 1975 | CZ10 | cWtd | Cap-Tons | 702.8 | 116000 | None | 126 | 0.0641 | 0 | 126 | 0.0641 | 0 | 126 | 0.0641 | 0 | 126 | 0.0641 | 0 | DEER:HVAC_Split-Package_AC | Annual | 1719 | 126.42 | 0.06408 | 0 | 126.42 | 0.06408 | 0 | NE-HVAC-airAC-SpltPkg-240to759kBtuh-10p8eer_MZDEER2017AnyNrs1975CZ10cPVVG | 11700 | NE-HVAC-airAC-SpltPkg-240to759kBtuh-10p8eer_SZDEER2017AnyNrs1975CZ10cDXGF | 11699 |  | 141 | 0.0614 | 0 | 68.1 | 0.0748 | 0 | 141 | 0.0614 | 0 | 68.1 | 0.0748 | 0 | 721 | 115000 | 630 | 120000
NE-HVAC-airAC-SpltPkg-240to759kBtuh-10p8eer | DEER2017 | D17 v2 |  | Any | Nrs | 1975 | CZ11 | cWtd | Cap-Tons | 709.6 | 116000 | None | 122 | 0.0569 | 0 | 122 | 0.0569 | 0 | 122 | 0.0569 | 0 | 122 | 0.0569 | 0 | DEER:HVAC_Split-Package_AC | Annual | 1719 | 121.5 | 0.05694 | 0 | 121.5 | 0.05694 | 0 | NE-HVAC-airAC-SpltPkg-240to759kBtuh-10p8eer_MZDEER2017AnyNrs1975CZ11cPVVG | 11702 | NE-HVAC-airAC-SpltPkg-240to759kBtuh-10p8eer_SZDEER2017AnyNrs1975CZ11cDXGF | 11701 |  | 133 | 0.0558 | 0 | 75.5 | 0.0615 | 0 | 133 | 0.0558 | 0 | 75.5 | 0.0615 | 0 | 725 | 115000 | 648 | 120000
NE-HVAC-airAC-SpltPkg-240to759kBtuh-10p8eer | DEER2017 | D17 v2 |  | Any | Nrs | 1975 | CZ12 | cWtd | Cap-Tons | 710.6 | 116000 | None | 102 | 0.0536 | 0 | 102 | 0.0536 | 0 | 102 | 0.0536 | 0 | 102 | 0.0536 | 0 | DEER:HVAC_Split-Package_AC | Annual | 1719 | 102.44 | 0.05362 | 0 | 102.44 | 0.05362 | 0 | NE-HVAC-airAC-SpltPkg-240to759kBtuh-10p8eer_MZDEER2017AnyNrs1975CZ12cPVVG | 11704 | NE-HVAC-airAC-SpltPkg-240to759kBtuh-10p8eer_SZDEER2017AnyNrs1975CZ12cDXGF | 11703 |  | 114 | 0.052 | 0 | 56.2 | 0.0601 | 0 | 114 | 0.052 | 0 | 56.2 | 0.0601 | 0 | 728 | 115000 | 641 | 120000
NE-HVAC-airAC-SpltPkg-240to759kBtuh-10p8eer | DEER2017 | D17 v2 |  | Any | Nrs | 1975 | CZ13 | cWtd | Cap-Tons | 724.8 | 116000 | None | 125 | 0.0541 | 0 | 125 | 0.0541 | 0 | 125 | 0.0541 | 0 | 125 | 0.0541 | 0 | DEER:HVAC_Split-Package_AC | Annual | 1719 | 124.5 | 0.05414 | 0 | 124.5 | 0.05414 | 0 | NE-HVAC-airAC-SpltPkg-240to759kBtuh-10p8eer_MZDEER2017AnyNrs1975CZ13cPVVG | 11706 | NE-HVAC-airAC-SpltPkg-240to759kBtuh-10p8eer_SZDEER2017AnyNrs1975CZ13cDXGF | 11705 |  | 136 | 0.0523 | 0 | 78.5 | 0.0615 | 0 | 136 | 0.0523 | 0 | 78.5 | 0.0615 | 0 | 743 | 115000 | 652 | 120000
NE-HVAC-airAC-SpltPkg-240to759kBtuh-10p8eer | DEER2017 | D17 v2 |  | Any | Nrs | 1975 | CZ14 | cWtd | Cap-Tons | 647.6 | 116000 | None | 125 | 0.0607 | 0 | 125 | 0.0607 | 0 | 125 | 0.0607 | 0 | 125 | 0.0607 | 0 | DEER:HVAC_Split-Package_AC | Annual | 1719 | 125.42 | 0.06074 | 0 | 125.42 | 0.06074 | 0 | NE-HVAC-airAC-SpltPkg-240to759kBtuh-10p8eer_MZDEER2017AnyNrs1975CZ14cPVVG | 11708 | NE-HVAC-airAC-SpltPkg-240to759kBtuh-10p8eer_SZDEER2017AnyNrs1975CZ14cDXGF | 11707 |  | 135 | 0.0581 | 0 | 87.1 | 0.0713 | 0 | 135 | 0.0581 | 0 | 87.1 | 0.0713 | 0 | 669 | 115000 | 562 | 120000
NE-HVAC-airAC-SpltPkg-240to759kBtuh-10p8eer | DEER2017 | D17 v2 |  | Any | Nrs | 1975 | CZ15 | cWtd | Cap-Tons | 767.6 | 116000 | None | 207 | 0.0622 | 0 | 207 | 0.0622 | 0 | 207 | 0.0622 | 0 | 207 | 0.0622 | 0 | DEER:HVAC_Split-Package_AC | Annual | 1719 | 207.2 | 0.06216 | 0 | 207.2 | 0.06216 | 0 | NE-HVAC-airAC-SpltPkg-240to759kBtuh-10p8eer_MZDEER2017AnyNrs1975CZ15cPVVG | 11710 | NE-HVAC-airAC-SpltPkg-240to759kBtuh-10p8eer_SZDEER2017AnyNrs1975CZ15cDXGF | 11709 |  | 219 | 0.0598 | 0 | 160 | 0.0716 | 0 | 219 | 0.0598 | 0 | 160 | 0.0716 | 0 | 789 | 115000 | 682 | 120000
NE-HVAC-airAC-SpltPkg-240to759kBtuh-10p8eer | DEER2017 | D17 v2 |  | Any | Nrs | 1975 | CZ16 | cWtd | Cap-Tons | 540.6 | 116000 | None | 63.5 | 0.0364 | 0 | 63.5 | 0.0364 | 0 | 63.5 | 0.0364 | 0 | 63.5 | 0.0364 | 0 | DEER:HVAC_Split-Package_AC | Annual | 1719 | 63.46 | 0.0364 | 0 | 63.46 | 0.0364 | 0 | NE-HVAC-airAC-SpltPkg-240to759kBtuh-10p8eer_MZDEER2017AnyNrs1975CZ16cPVVG | 11712 | NE-HVAC-airAC-SpltPkg-240to759kBtuh-10p8eer_SZDEER2017AnyNrs1975CZ16cDXGF | 11711 |  | 72.3 | 0.0355 | 0 | 28.1 | 0.04 | 0 | 72.3 | 0.0355 | 0 | 28.1 | 0.04 | 0 | 562 | 115000 | 455 | 120000
NE-HVAC-airAC-SpltPkg-240to759kBtuh-10p8eer | DEER2017 | D17 v2 |  | Any | Nrs | 1985 | CZ01 | cWtd | Cap-Tons | 425.4 | 116000 | None | 24 | 0.0215 | 0 | 24 | 0.0215 | 0 | 24 | 0.0215 | 0 | 24 | 0.0215 | 0 | DEER:HVAC_Split-Package_AC | Annual | 1719 | 24.043 | 0.02146 | 0 | 24.043 | 0.02146 | 0 | NE-HVAC-airAC-SpltPkg-240to759kBtuh-10p8eer_MZDEER2017AnyNrs1985CZ01cPVVG | 33042 | NE-HVAC-airAC-SpltPkg-240to759kBtuh-10p8eer_SZDEER2017AnyNrs1985CZ01cDXGF | 33041 |  | 29.9 | 0.0243 | 0 | 0.615 | 0.0101 | 0 | 29.9 | 0.0243 | 0 | 0.615 | 0.0101 | 0 | 435 | 115000 | 387 | 120000
NE-HVAC-airAC-SpltPkg-240to759kBtuh-10p8eer | DEER2017 | D17 v2 |  | Any | Nrs | 1985 | CZ02 | cWtd | Cap-Tons | 603.4 | 116000 | None | 65.1 | 0.0571 | 0 | 65.1 | 0.0571 | 0 | 65.1 | 0.0571 | 0 | 65.1 | 0.0571 | 0 | DEER:HVAC_Split-Package_AC | Annual | 1719 | 65.14 | 0.0571 | 0 | 65.14 | 0.0571 | 0 | NE-HVAC-airAC-SpltPkg-240to759kBtuh-10p8eer_MZDEER2017AnyNrs1985CZ02cPVVG | 33044 | NE-HVAC-airAC-SpltPkg-240to759kBtuh-10p8eer_SZDEER2017AnyNrs1985CZ02cDXGF | 33043 |  | 73.1 | 0.0571 | 0 | 33.3 | 0.0571 | 0 | 73.1 | 0.0571 | 0 | 33.3 | 0.0571 | 0 | 612 | 115000 | 569 | 120000
NE-HVAC-airAC-SpltPkg-240to759kBtuh-10p8eer | DEER2017 | D17 v2 |  | Any | Nrs | 1985 | CZ03 | cWtd | Cap-Tons | 503.2 | 116000 | None | 52.3 | 0.0398 | 0 | 52.3 | 0.0398 | 0 | 52.3 | 0.0398 | 0 | 52.3 | 0.0398 | 0 | DEER:HVAC_Split-Package_AC | Annual | 1719 | 52.28 | 0.03982 | 0 | 52.28 | 0.03982 | 0 | NE-HVAC-airAC-SpltPkg-240to759kBtuh-10p8eer_MZDEER2017AnyNrs1985CZ03cPVVG | 33046 | NE-HVAC-airAC-SpltPkg-240to759kBtuh-10p8eer_SZDEER2017AnyNrs1985CZ03cDXGF | 33045 |  | 62.6 | 0.0403 | 0 | 11 | 0.0379 | 0 | 62.6 | 0.0403 | 0 | 11 | 0.0379 | 0 | 513 | 115000 | 464 | 120000
NE-HVAC-airAC-SpltPkg-240to759kBtuh-10p8eer | DEER2017 | D17 v2 |  | Any | Nrs | 1985 | CZ04 | cWtd | Cap-Tons | 556 | 116000 | None | 84.3 | 0.0539 | 0 | 84.3 | 0.0539 | 0 | 84.3 | 0.0539 | 0 | 84.3 | 0.0539 | 0 | DEER:HVAC_Split-Package_AC | Annual | 1719 | 84.32 | 0.05386 | 0 | 84.32 | 0.05386 | 0 | NE-HVAC-airAC-SpltPkg-240to759kBtuh-10p8eer_MZDEER2017AnyNrs1985CZ04cPVVG | 33048 | NE-HVAC-airAC-SpltPkg-240to759kBtuh-10p8eer_SZDEER2017AnyNrs1985CZ04cDXGF | 33047 |  | 94.8 | 0.0544 | 0 | 42.4 | 0.0517 | 0 | 94.8 | 0.0544 | 0 | 42.4 | 0.0517 | 0 | 566 | 115000 | 516 | 120000
NE-HVAC-airAC-SpltPkg-240to759kBtuh-10p8eer | DEER2017 | D17 v2 |  | Any | Nrs | 1985 | CZ05 | cWtd | Cap-Tons | 457 | 116000 | None | 51.3 | 0.033 | 0 | 51.3 | 0.033 | 0 | 51.3 | 0.033 | 0 | 51.3 | 0.033 | 0 | DEER:HVAC_Split-Package_AC | Annual | 1719 | 51.34 | 0.03304 | 0 | 51.34 | 0.03304 | 0 | NE-HVAC-airAC-SpltPkg-240to759kBtuh-10p8eer_MZDEER2017AnyNrs1985CZ05cPVVG | 33050 | NE-HVAC-airAC-SpltPkg-240to759kBtuh-10p8eer_SZDEER2017AnyNrs1985CZ05cDXGF | 33049 |  | 61.2 | 0.0341 | 0 | 11.9 | 0.0288 | 0 | 61.2 | 0.0341 | 0 | 11.9 | 0.0288 | 0 | 464 | 115000 | 429 | 120000
NE-HVAC-airAC-SpltPkg-240to759kBtuh-10p8eer | DEER2017 | D17 v2 |  | Any | Nrs | 1985 | CZ06 | cWtd | Cap-Tons | 533.4 | 116000 | None | 104 | 0.0437 | 0 | 104 | 0.0437 | 0 | 104 | 0.0437 | 0 | 104 | 0.0437 | 0 | DEER:HVAC_Split-Package_AC | Annual | 1719 | 104.28 | 0.04368 | 0 | 104.28 | 0.04368 | 0 | NE-HVAC-airAC-SpltPkg-240to759kBtuh-10p8eer_MZDEER2017AnyNrs1985CZ06cPVVG | 33052 | NE-HVAC-airAC-SpltPkg-240to759kBtuh-10p8eer_SZDEER2017AnyNrs1985CZ06cDXGF | 33051 |  | 121 | 0.0442 | 0 | 37.4 | 0.0416 | 0 | 121 | 0.0442 | 0 | 37.4 | 0.0416 | 0 | 540 | 115000 | 507 | 120000
NE-HVAC-airAC-SpltPkg-240to759kBtuh-10p8eer | DEER2017 | D17 v2 |  | Any | Nrs | 1985 | CZ07 | cWtd | Cap-Tons | 517.8 | 116000 | None | 107 | 0.0396 | 0 | 107 | 0.0396 | 0 | 107 | 0.0396 | 0 | 107 | 0.0396 | 0 | DEER:HVAC_Split-Package_AC | Annual | 1719 | 106.56 | 0.03958 | 0 | 106.56 | 0.03958 | 0 | NE-HVAC-airAC-SpltPkg-240to759kBtuh-10p8eer_MZDEER2017AnyNrs1985CZ07cPVVG | 33054 | NE-HVAC-airAC-SpltPkg-240to759kBtuh-10p8eer_SZDEER2017AnyNrs1985CZ07cDXGF | 33053 |  | 127 | 0.0398 | 0 | 24.8 | 0.0387 | 0 | 127 | 0.0398 | 0 | 24.8 | 0.0387 | 0 | 529 | 115000 | 473 | 120000
NE-HVAC-airAC-SpltPkg-240to759kBtuh-10p8eer | DEER2017 | D17 v2 |  | Any | Nrs | 1985 | CZ08 | cWtd | Cap-Tons | 559.6 | 116000 | None | 116 | 0.0519 | 0 | 116 | 0.0519 | 0 | 116 | 0.0519 | 0 | 116 | 0.0519 | 0 | DEER:HVAC_Split-Package_AC | Annual | 1719 | 116.26 | 0.05192 | 0 | 116.26 | 0.05192 | 0 | NE-HVAC-airAC-SpltPkg-240to759kBtuh-10p8eer_MZDEER2017AnyNrs1985CZ08cPVVG | 33056 | NE-HVAC-airAC-SpltPkg-240to759kBtuh-10p8eer_SZDEER2017AnyNrs1985CZ08cDXGF | 33055 |  | 132 | 0.0518 | 0 | 53.3 | 0.0524 | 0 | 132 | 0.0518 | 0 | 53.3 | 0.0524 | 0 | 570 | 115000 | 518 | 120000
NE-HVAC-airAC-SpltPkg-240to759kBtuh-10p8eer | DEER2017 | D17 v2 |  | Any | Nrs | 1985 | CZ09 | cWtd | Cap-Tons | 682 | 116000 | None | 112 | 0.0619 | 0 | 112 | 0.0619 | 0 | 112 | 0.0619 | 0 | 112 | 0.0619 | 0 | DEER:HVAC_Split-Package_AC | Annual | 1719 | 112.02 | 0.06192 | 0 | 112.02 | 0.06192 | 0 | NE-HVAC-airAC-SpltPkg-240to759kBtuh-10p8eer_MZDEER2017AnyNrs1985CZ09cPVVG | 33058 | NE-HVAC-airAC-SpltPkg-240to759kBtuh-10p8eer_SZDEER2017AnyNrs1985CZ09cDXGF | 33057 |  | 126 | 0.0616 | 0 | 56.1 | 0.0632 | 0 | 126 | 0.0616 | 0 | 56.1 | 0.0632 | 0 | 690 | 115000 | 650 | 120000
NE-HVAC-airAC-SpltPkg-240to759kBtuh-10p8eer | DEER2017 | D17 v2 |  | Any | Nrs | 1985 | CZ10 | cWtd | Cap-Tons | 660.8 | 116000 | None | 115 | 0.0684 | 0 | 115 | 0.0684 | 0 | 115 | 0.0684 | 0 | 115 | 0.0684 | 0 | DEER:HVAC_Split-Package_AC | Annual | 1719 | 114.88 | 0.06838 | 0 | 114.88 | 0.06838 | 0 | NE-HVAC-airAC-SpltPkg-240to759kBtuh-10p8eer_MZDEER2017AnyNrs1985CZ10cPVVG | 33060 | NE-HVAC-airAC-SpltPkg-240to759kBtuh-10p8eer_SZDEER2017AnyNrs1985CZ10cDXGF | 33059 |  | 127 | 0.0674 | 0 | 66.4 | 0.0723 | 0 | 127 | 0.0674 | 0 | 66.4 | 0.0723 | 0 | 669 | 115000 | 628 | 120000
NE-HVAC-airAC-SpltPkg-240to759kBtuh-10p8eer | DEER2017 | D17 v2 |  | Any | Nrs | 1985 | CZ11 | cWtd | Cap-Tons | 664.6 | 116000 | None | 112 | 0.0572 | 0 | 112 | 0.0572 | 0 | 112 | 0.0572 | 0 | 112 | 0.0572 | 0 | DEER:HVAC_Split-Package_AC | Annual | 1719 | 111.58 | 0.05722 | 0 | 111.58 | 0.05722 | 0 | NE-HVAC-airAC-SpltPkg-240to759kBtuh-10p8eer_MZDEER2017AnyNrs1985CZ11cPVVG | 33062 | NE-HVAC-airAC-SpltPkg-240to759kBtuh-10p8eer_SZDEER2017AnyNrs1985CZ11cDXGF | 33061 |  | 121 | 0.0572 | 0 | 73.9 | 0.0573 | 0 | 121 | 0.0572 | 0 | 73.9 | 0.0573 | 0 | 670 | 115000 | 643 | 120000
NE-HVAC-airAC-SpltPkg-240to759kBtuh-10p8eer | DEER2017 | D17 v2 |  | Any | Nrs | 1985 | CZ12 | cWtd | Cap-Tons | 668.6 | 116000 | None | 91.8 | 0.0563 | 0 | 91.8 | 0.0563 | 0 | 91.8 | 0.0563 | 0 | 91.8 | 0.0563 | 0 | DEER:HVAC_Split-Package_AC | Annual | 1719 | 91.76 | 0.05628 | 0 | 91.76 | 0.05628 | 0 | NE-HVAC-airAC-SpltPkg-240to759kBtuh-10p8eer_MZDEER2017AnyNrs1985CZ12cPVVG | 33064 | NE-HVAC-airAC-SpltPkg-240to759kBtuh-10p8eer_SZDEER2017AnyNrs1985CZ12cDXGF | 33063 |  | 101 | 0.0559 | 0 | 54.8 | 0.0578 | 0 | 101 | 0.0559 | 0 | 54.8 | 0.0578 | 0 | 676 | 115000 | 639 | 120000
NE-HVAC-airAC-SpltPkg-240to759kBtuh-10p8eer | DEER2017 | D17 v2 |  | Any | Nrs | 1985 | CZ13 | cWtd | Cap-Tons | 682.8 | 116000 | None | 115 | 0.0565 | 0 | 115 | 0.0565 | 0 | 115 | 0.0565 | 0 | 115 | 0.0565 | 0 | DEER:HVAC_Split-Package_AC | Annual | 1719 | 115.28 | 0.05652 | 0 | 115.28 | 0.05652 | 0 | NE-HVAC-airAC-SpltPkg-240to759kBtuh-10p8eer_MZDEER2017AnyNrs1985CZ13cPVVG | 33066 | NE-HVAC-airAC-SpltPkg-240to759kBtuh-10p8eer_SZDEER2017AnyNrs1985CZ13cDXGF | 33065 |  | 125 | 0.056 | 0 | 76.4 | 0.0586 | 0 | 125 | 0.056 | 0 | 76.4 | 0.0586 | 0 | 691 | 115000 | 650 | 120000
NE-HVAC-airAC-SpltPkg-240to759kBtuh-10p8eer | DEER2017 | D17 v2 |  | Any | Nrs | 1985 | CZ14 | cWtd | Cap-Tons | 594.2 | 116000 | None | 117 | 0.064 | 0 | 117 | 0.064 | 0 | 117 | 0.064 | 0 | 117 | 0.064 | 0 | DEER:HVAC_Split-Package_AC | Annual | 1719 | 116.76 | 0.06404 | 0 | 116.76 | 0.06404 | 0 | NE-HVAC-airAC-SpltPkg-240to759kBtuh-10p8eer_MZDEER2017AnyNrs1985CZ14cPVVG | 33068 | NE-HVAC-airAC-SpltPkg-240to759kBtuh-10p8eer_SZDEER2017AnyNrs1985CZ14cDXGF | 33067 |  | 125 | 0.064 | 0 | 83.8 | 0.0642 | 0 | 125 | 0.064 | 0 | 83.8 | 0.0642 | 0 | 604 | 115000 | 555 | 120000
NE-HVAC-airAC-SpltPkg-240to759kBtuh-10p8eer | DEER2017 | D17 v2 |  | Any | Nrs | 1985 | CZ15 | cWtd | Cap-Tons | 703 | 116000 | None | 195 | 0.064 | 0 | 195 | 0.064 | 0 | 195 | 0.064 | 0 | 195 | 0.064 | 0 | DEER:HVAC_Split-Package_AC | Annual | 1719 | 194.8 | 0.06398 | 0 | 194.8 | 0.06398 | 0 | NE-HVAC-airAC-SpltPkg-240to759kBtuh-10p8eer_MZDEER2017AnyNrs1985CZ15cPVVG | 33070 | NE-HVAC-airAC-SpltPkg-240to759kBtuh-10p8eer_SZDEER2017AnyNrs1985CZ15cDXGF | 33069 |  | 205 | 0.0638 | 0 | 154 | 0.0647 | 0 | 205 | 0.0638 | 0 | 154 | 0.0647 | 0 | 712 | 115000 | 667 | 120000
NE-HVAC-airAC-SpltPkg-240to759kBtuh-10p8eer | DEER2017 | D17 v2 |  | Any | Nrs | 1985 | CZ16 | cWtd | Cap-Tons | 499.4 | 116000 | None | 57.8 | 0.0384 | 0 | 57.8 | 0.0384 | 0 | 57.8 | 0.0384 | 0 | 57.8 | 0.0384 | 0 | DEER:HVAC_Split-Package_AC | Annual | 1719 | 57.84 | 0.03844 | 0 | 57.84 | 0.03844 | 0 | NE-HVAC-airAC-SpltPkg-240to759kBtuh-10p8eer_MZDEER2017AnyNrs1985CZ16cPVVG | 33072 | NE-HVAC-airAC-SpltPkg-240to759kBtuh-10p8eer_SZDEER2017AnyNrs1985CZ16cDXGF | 33071 |  | 65.6 | 0.0385 | 0 | 26.8 | 0.0382 | 0 | 65.6 | 0.0385 | 0 | 26.8 | 0.0382 | 0 | 511 | 115000 | 453 | 120000
NE-HVAC-airAC-SpltPkg-240to759kBtuh-10p8eer | DEER2017 | D17 v2 |  | Any | Nrs | 1996 | CZ01 | cWtd | Cap-Tons | 395.6 | 116000 | None | 27.9 | 0.0204 | 0 | 27.9 | 0.0204 | 0 | 27.9 | 0.0204 | 0 | 27.9 | 0.0204 | 0 | DEER:HVAC_Split-Package_AC | Annual | 1719 | 27.9366 | 0.020394 | 0 | 27.9366 | 0.020394 | 0 | NE-HVAC-airAC-SpltPkg-240to759kBtuh-10p8eer_MZDEER2017AnyNrs1996CZ01cPVVG | 54402 | NE-HVAC-airAC-SpltPkg-240to759kBtuh-10p8eer_SZDEER2017AnyNrs1996CZ01cDXGF | 54401 |  | 34.8 | 0.0233 | 0 | 0.483 | 0.00877 | 0 | 34.8 | 0.0233 | 0 | 0.483 | 0.00877 | 0 | 398 | 115000 | 386 | 120000
NE-HVAC-airAC-SpltPkg-240to759kBtuh-10p8eer | DEER2017 | D17 v2 |  | Any | Nrs | 1996 | CZ02 | cWtd | Cap-Tons | 561.6 | 116000 | None | 68.9 | 0.0549 | 0 | 68.9 | 0.0549 | 0 | 68.9 | 0.0549 | 0 | 68.9 | 0.0549 | 0 | DEER:HVAC_Split-Package_AC | Annual | 1719 | 68.88 | 0.05492 | 0 | 68.88 | 0.05492 | 0 | NE-HVAC-airAC-SpltPkg-240to759kBtuh-10p8eer_MZDEER2017AnyNrs1996CZ02cPVVG | 54404 | NE-HVAC-airAC-SpltPkg-240to759kBtuh-10p8eer_SZDEER2017AnyNrs1996CZ02cDXGF | 54403 |  | 78.5 | 0.0555 | 0 | 30.4 | 0.0526 | 0 | 78.5 | 0.0555 | 0 | 30.4 | 0.0526 | 0 | 561 | 115000 | 564 | 120000
NE-HVAC-airAC-SpltPkg-240to759kBtuh-10p8eer | DEER2017 | D17 v2 |  | Any | Nrs | 1996 | CZ03 | cWtd | Cap-Tons | 469.8 | 116000 | None | 56.5 | 0.038 | 0 | 56.5 | 0.038 | 0 | 56.5 | 0.038 | 0 | 56.5 | 0.038 | 0 | DEER:HVAC_Split-Package_AC | Annual | 1719 | 56.458 | 0.03802 | 0 | 56.458 | 0.03802 | 0 | NE-HVAC-airAC-SpltPkg-240to759kBtuh-10p8eer_MZDEER2017AnyNrs1996CZ03cPVVG | 54406 | NE-HVAC-airAC-SpltPkg-240to759kBtuh-10p8eer_SZDEER2017AnyNrs1996CZ03cDXGF | 54405 |  | 68.2 | 0.0387 | 0 | 9.49 | 0.0353 | 0 | 68.2 | 0.0387 | 0 | 9.49 | 0.0353 | 0 | 472 | 115000 | 461 | 120000
NE-HVAC-airAC-SpltPkg-240to759kBtuh-10p8eer | DEER2017 | D17 v2 |  | Any | Nrs | 1996 | CZ04 | cWtd | Cap-Tons | 515.6 | 116000 | None | 89.3 | 0.052 | 0 | 89.3 | 0.052 | 0 | 89.3 | 0.052 | 0 | 89.3 | 0.052 | 0 | DEER:HVAC_Split-Package_AC | Annual | 1719 | 89.34 | 0.05204 | 0 | 89.34 | 0.05204 | 0 | NE-HVAC-airAC-SpltPkg-240to759kBtuh-10p8eer_MZDEER2017AnyNrs1996CZ04cPVVG | 54408 | NE-HVAC-airAC-SpltPkg-240to759kBtuh-10p8eer_SZDEER2017AnyNrs1996CZ04cDXGF | 54407 |  | 102 | 0.0528 | 0 | 38.7 | 0.049 | 0 | 102 | 0.0528 | 0 | 38.7 | 0.049 | 0 | 517 | 115000 | 510 | 120000
NE-HVAC-airAC-SpltPkg-240to759kBtuh-10p8eer | DEER2017 | D17 v2 |  | Any | Nrs | 1996 | CZ05 | cWtd | Cap-Tons | 419.2 | 116000 | None | 59.4 | 0.0313 | 0 | 59.4 | 0.0313 | 0 | 59.4 | 0.0313 | 0 | 59.4 | 0.0313 | 0 | DEER:HVAC_Split-Package_AC | Annual | 1719 | 59.4 | 0.03132 | 0 | 59.4 | 0.03132 | 0 | NE-HVAC-airAC-SpltPkg-240to759kBtuh-10p8eer_MZDEER2017AnyNrs1996CZ05cPVVG | 54410 | NE-HVAC-airAC-SpltPkg-240to759kBtuh-10p8eer_SZDEER2017AnyNrs1996CZ05cDXGF | 54409 |  | 71.7 | 0.0326 | 0 | 10.2 | 0.0262 | 0 | 71.7 | 0.0326 | 0 | 10.2 | 0.0262 | 0 | 419 | 115000 | 420 | 120000
NE-HVAC-airAC-SpltPkg-240to759kBtuh-10p8eer | DEER2017 | D17 v2 |  | Any | Nrs | 1996 | CZ06 | cWtd | Cap-Tons | 527.4 | 116000 | None | 106 | 0.0404 | 0 | 106 | 0.0404 | 0 | 106 | 0.0404 | 0 | 106 | 0.0404 | 0 | DEER:HVAC_Split-Package_AC | Annual | 1719 | 106.42 | 0.04042 | 0 | 106.42 | 0.04042 | 0 | NE-HVAC-airAC-SpltPkg-240to759kBtuh-10p8eer_MZDEER2017AnyNrs1996CZ06cPVVG | 54412 | NE-HVAC-airAC-SpltPkg-240to759kBtuh-10p8eer_SZDEER2017AnyNrs1996CZ06cDXGF | 54411 |  | 125 | 0.041 | 0 | 32.1 | 0.0381 | 0 | 125 | 0.041 | 0 | 32.1 | 0.0381 | 0 | 526 | 115000 | 533 | 120000
NE-HVAC-airAC-SpltPkg-240to759kBtuh-10p8eer | DEER2017 | D17 v2 |  | Any | Nrs | 1996 | CZ07 | cWtd | Cap-Tons | 480.6 | 116000 | None | 115 | 0.0386 | 0 | 115 | 0.0386 | 0 | 115 | 0.0386 | 0 | 115 | 0.0386 | 0 | DEER:HVAC_Split-Package_AC | Annual | 1719 | 114.76 | 0.0386 | 0 | 114.76 | 0.0386 | 0 | NE-HVAC-airAC-SpltPkg-240to759kBtuh-10p8eer_MZDEER2017AnyNrs1996CZ07cPVVG | 54414 | NE-HVAC-airAC-SpltPkg-240to759kBtuh-10p8eer_SZDEER2017AnyNrs1996CZ07cDXGF | 54413 |  | 138 | 0.0391 | 0 | 21.8 | 0.0366 | 0 | 138 | 0.0391 | 0 | 21.8 | 0.0366 | 0 | 484 | 115000 | 467 | 120000
NE-HVAC-airAC-SpltPkg-240to759kBtuh-10p8eer | DEER2017 | D17 v2 |  | Any | Nrs | 1996 | CZ08 | cWtd | Cap-Tons | 521.4 | 116000 | None | 118 | 0.0507 | 0 | 118 | 0.0507 | 0 | 118 | 0.0507 | 0 | 118 | 0.0507 | 0 | DEER:HVAC_Split-Package_AC | Annual | 1719 | 117.92 | 0.05066 | 0 | 117.92 | 0.05066 | 0 | NE-HVAC-airAC-SpltPkg-240to759kBtuh-10p8eer_MZDEER2017AnyNrs1996CZ08cPVVG | 54416 | NE-HVAC-airAC-SpltPkg-240to759kBtuh-10p8eer_SZDEER2017AnyNrs1996CZ08cDXGF | 54415 |  | 135 | 0.0509 | 0 | 49.6 | 0.0497 | 0 | 135 | 0.0509 | 0 | 49.6 | 0.0497 | 0 | 524 | 115000 | 511 | 120000
NE-HVAC-airAC-SpltPkg-240to759kBtuh-10p8eer | DEER2017 | D17 v2 |  | Any | Nrs | 1996 | CZ09 | cWtd | Cap-Tons | 637 | 116000 | None | 114 | 0.0612 | 0 | 114 | 0.0612 | 0 | 114 | 0.0612 | 0 | 114 | 0.0612 | 0 | DEER:HVAC_Split-Package_AC | Annual | 1719 | 113.82 | 0.06124 | 0 | 113.82 | 0.06124 | 0 | NE-HVAC-airAC-SpltPkg-240to759kBtuh-10p8eer_MZDEER2017AnyNrs1996CZ09cPVVG | 54418 | NE-HVAC-airAC-SpltPkg-240to759kBtuh-10p8eer_SZDEER2017AnyNrs1996CZ09cDXGF | 54417 |  | 129 | 0.0613 | 0 | 53.1 | 0.061 | 0 | 129 | 0.0613 | 0 | 53.1 | 0.061 | 0 | 636 | 115000 | 641 | 120000
NE-HVAC-airAC-SpltPkg-240to759kBtuh-10p8eer | DEER2017 | D17 v2 |  | Any | Nrs | 1996 | CZ10 | cWtd | Cap-Tons | 611.8 | 116000 | None | 117 | 0.0663 | 0 | 117 | 0.0663 | 0 | 117 | 0.0663 | 0 | 117 | 0.0663 | 0 | DEER:HVAC_Split-Package_AC | Annual | 1719 | 116.5 | 0.06628 | 0 | 116.5 | 0.06628 | 0 | NE-HVAC-airAC-SpltPkg-240to759kBtuh-10p8eer_MZDEER2017AnyNrs1996CZ10cPVVG | 54420 | NE-HVAC-airAC-SpltPkg-240to759kBtuh-10p8eer_SZDEER2017AnyNrs1996CZ10cDXGF | 54419 |  | 130 | 0.0666 | 0 | 62.5 | 0.065 | 0 | 130 | 0.0666 | 0 | 62.5 | 0.065 | 0 | 610 | 115000 | 619 | 120000
NE-HVAC-airAC-SpltPkg-240to759kBtuh-10p8eer | DEER2017 | D17 v2 |  | Any | Nrs | 1996 | CZ11 | cWtd | Cap-Tons | 600 | 116000 | None | 114 | 0.0554 | 0 | 114 | 0.0554 | 0 | 114 | 0.0554 | 0 | 114 | 0.0554 | 0 | DEER:HVAC_Split-Package_AC | Annual | 1719 | 113.7 | 0.05536 | 0 | 113.7 | 0.05536 | 0 | NE-HVAC-airAC-SpltPkg-240to759kBtuh-10p8eer_MZDEER2017AnyNrs1996CZ11cPVVG | 54422 | NE-HVAC-airAC-SpltPkg-240to759kBtuh-10p8eer_SZDEER2017AnyNrs1996CZ11cDXGF | 54421 |  | 125 | 0.0558 | 0 | 68.5 | 0.0536 | 0 | 125 | 0.0558 | 0 | 68.5 | 0.0536 | 0 | 594 | 115000 | 624 | 120000
NE-HVAC-airAC-SpltPkg-240to759kBtuh-10p8eer | DEER2017 | D17 v2 |  | Any | Nrs | 1996 | CZ12 | cWtd | Cap-Tons | 613.8 | 116000 | None | 94.7 | 0.0537 | 0 | 94.7 | 0.0537 | 0 | 94.7 | 0.0537 | 0 | 94.7 | 0.0537 | 0 | DEER:HVAC_Split-Package_AC | Annual | 1719 | 94.74 | 0.05366 | 0 | 94.74 | 0.05366 | 0 | NE-HVAC-airAC-SpltPkg-240to759kBtuh-10p8eer_MZDEER2017AnyNrs1996CZ12cPVVG | 54424 | NE-HVAC-airAC-SpltPkg-240to759kBtuh-10p8eer_SZDEER2017AnyNrs1996CZ12cDXGF | 54423 |  | 106 | 0.0538 | 0 | 49.7 | 0.0531 | 0 | 106 | 0.0538 | 0 | 49.7 | 0.0531 | 0 | 610 | 115000 | 629 | 120000
NE-HVAC-airAC-SpltPkg-240to759kBtuh-10p8eer | DEER2017 | D17 v2 |  | Any | Nrs | 1996 | CZ13 | cWtd | Cap-Tons | 623.6 | 116000 | None | 117 | 0.0539 | 0 | 117 | 0.0539 | 0 | 117 | 0.0539 | 0 | 117 | 0.0539 | 0 | DEER:HVAC_Split-Package_AC | Annual | 1719 | 116.5 | 0.05394 | 0 | 116.5 | 0.05394 | 0 | NE-HVAC-airAC-SpltPkg-240to759kBtuh-10p8eer_MZDEER2017AnyNrs1996CZ13cPVVG | 54426 | NE-HVAC-airAC-SpltPkg-240to759kBtuh-10p8eer_SZDEER2017AnyNrs1996CZ13cDXGF | 54425 |  | 128 | 0.0543 | 0 | 70.5 | 0.0525 | 0 | 128 | 0.0543 | 0 | 70.5 | 0.0525 | 0 | 620 | 115000 | 638 | 120000
NE-HVAC-airAC-SpltPkg-240to759kBtuh-10p8eer | DEER2017 | D17 v2 |  | Any | Nrs | 1996 | CZ14 | cWtd | Cap-Tons | 541.4 | 116000 | None | 117 | 0.0606 | 0 | 117 | 0.0606 | 0 | 117 | 0.0606 | 0 | 117 | 0.0606 | 0 | DEER:HVAC_Split-Package_AC | Annual | 1719 | 116.98 | 0.06056 | 0 | 116.98 | 0.06056 | 0 | NE-HVAC-airAC-SpltPkg-240to759kBtuh-10p8eer_MZDEER2017AnyNrs1996CZ14cPVVG | 54428 | NE-HVAC-airAC-SpltPkg-240to759kBtuh-10p8eer_SZDEER2017AnyNrs1996CZ14cDXGF | 54427 |  | 127 | 0.0611 | 0 | 76.9 | 0.0584 | 0 | 127 | 0.0611 | 0 | 76.9 | 0.0584 | 0 | 541 | 115000 | 543 | 120000
NE-HVAC-airAC-SpltPkg-240to759kBtuh-10p8eer | DEER2017 | D17 v2 |  | Any | Nrs | 1996 | CZ15 | cWtd | Cap-Tons | 638.2 | 116000 | None | 195 | 0.0619 | 0 | 195 | 0.0619 | 0 | 195 | 0.0619 | 0 | 195 | 0.0619 | 0 | DEER:HVAC_Split-Package_AC | Annual | 1719 | 194.6 | 0.06188 | 0 | 194.6 | 0.06188 | 0 | NE-HVAC-airAC-SpltPkg-240to759kBtuh-10p8eer_MZDEER2017AnyNrs1996CZ15cPVVG | 54430 | NE-HVAC-airAC-SpltPkg-240to759kBtuh-10p8eer_SZDEER2017AnyNrs1996CZ15cDXGF | 54429 |  | 207 | 0.0619 | 0 | 145 | 0.0618 | 0 | 207 | 0.0619 | 0 | 145 | 0.0618 | 0 | 635 | 115000 | 651 | 120000
NE-HVAC-airAC-SpltPkg-240to759kBtuh-10p8eer | DEER2017 | D17 v2 |  | Any | Nrs | 1996 | CZ16 | cWtd | Cap-Tons | 455.6 | 116000 | None | 59.2 | 0.0364 | 0 | 59.2 | 0.0364 | 0 | 59.2 | 0.0364 | 0 | 59.2 | 0.0364 | 0 | DEER:HVAC_Split-Package_AC | Annual | 1719 | 59.24 | 0.03636 | 0 | 59.24 | 0.03636 | 0 | NE-HVAC-airAC-SpltPkg-240to759kBtuh-10p8eer_MZDEER2017AnyNrs1996CZ16cPVVG | 54432 | NE-HVAC-airAC-SpltPkg-240to759kBtuh-10p8eer_SZDEER2017AnyNrs1996CZ16cDXGF | 54431 |  | 68.4 | 0.0367 | 0 | 22.6 | 0.035 | 0 | 68.4 | 0.0367 | 0 | 22.6 | 0.035 | 0 | 458 | 115000 | 446 | 120000
NE-HVAC-airAC-SpltPkg-240to759kBtuh-10p8eer | DEER2017 | D17 v2 |  | Any | Nrs | 2003 | CZ01 | cWtd | Cap-Tons | 394.8 | 116000 | None | 15.8 | 0.019 | 0 | 15.8 | 0.019 | 0 | 15.8 | 0.019 | 0 | 15.8 | 0.019 | 0 | DEER:HVAC_Split-Package_AC | Annual | 1719 | 15.771 | 0.018956 | 0 | 15.771 | 0.018956 | 0 | NE-HVAC-airAC-SpltPkg-240to759kBtuh-10p8eer_MZDEER2017AnyNrs2003CZ01cPVVG | 75762 | NE-HVAC-airAC-SpltPkg-240to759kBtuh-10p8eer_SZDEER2017AnyNrs2003CZ01cDXGF | 75761 |  | 19.6 | 0.0216 | 0 | 0.455 | 0.00838 | 0 | 19.6 | 0.0216 | 0 | 0.455 | 0.00838 | 0 | 397 | 115000 | 386 | 120000
NE-HVAC-airAC-SpltPkg-240to759kBtuh-10p8eer | DEER2017 | D17 v2 |  | Any | Nrs | 2003 | CZ02 | cWtd | Cap-Tons | 550 | 116000 | None | 56.5 | 0.0473 | 0 | 56.5 | 0.0473 | 0 | 56.5 | 0.0473 | 0 | 56.5 | 0.0473 | 0 | DEER:HVAC_Split-Package_AC | Annual | 1719 | 56.5 | 0.04726 | 0 | 56.5 | 0.04726 | 0 | NE-HVAC-airAC-SpltPkg-240to759kBtuh-10p8eer_MZDEER2017AnyNrs2003CZ02cPVVG | 75764 | NE-HVAC-airAC-SpltPkg-240to759kBtuh-10p8eer_SZDEER2017AnyNrs2003CZ02cDXGF | 75763 |  | 63.7 | 0.0468 | 0 | 27.7 | 0.0491 | 0 | 63.7 | 0.0468 | 0 | 27.7 | 0.0491 | 0 | 547 | 115000 | 562 | 120000
NE-HVAC-airAC-SpltPkg-240to759kBtuh-10p8eer | DEER2017 | D17 v2 |  | Any | Nrs | 2003 | CZ03 | cWtd | Cap-Tons | 462.6 | 116000 | None | 46.1 | 0.0325 | 0 | 46.1 | 0.0325 | 0 | 46.1 | 0.0325 | 0 | 46.1 | 0.0325 | 0 | DEER:HVAC_Split-Package_AC | Annual | 1719 | 46.092 | 0.03246 | 0 | 46.092 | 0.03246 | 0 | NE-HVAC-airAC-SpltPkg-240to759kBtuh-10p8eer_MZDEER2017AnyNrs2003CZ03cPVVG | 75766 | NE-HVAC-airAC-SpltPkg-240to759kBtuh-10p8eer_SZDEER2017AnyNrs2003CZ03cDXGF | 75765 |  | 55.5 | 0.0323 | 0 | 8.46 | 0.0331 | 0 | 55.5 | 0.0323 | 0 | 8.46 | 0.0331 | 0 | 463 | 115000 | 461 | 120000
NE-HVAC-airAC-SpltPkg-240to759kBtuh-10p8eer | DEER2017 | D17 v2 |  | Any | Nrs | 2003 | CZ04 | cWtd | Cap-Tons | 504 | 116000 | None | 73.2 | 0.0458 | 0 | 73.2 | 0.0458 | 0 | 73.2 | 0.0458 | 0 | 73.2 | 0.0458 | 0 | DEER:HVAC_Split-Package_AC | Annual | 1719 | 73.16 | 0.04578 | 0 | 73.16 | 0.04578 | 0 | NE-HVAC-airAC-SpltPkg-240to759kBtuh-10p8eer_MZDEER2017AnyNrs2003CZ04cPVVG | 75768 | NE-HVAC-airAC-SpltPkg-240to759kBtuh-10p8eer_SZDEER2017AnyNrs2003CZ04cDXGF | 75767 |  | 82.5 | 0.0456 | 0 | 35.8 | 0.0465 | 0 | 82.5 | 0.0456 | 0 | 35.8 | 0.0465 | 0 | 503 | 115000 | 508 | 120000
NE-HVAC-airAC-SpltPkg-240to759kBtuh-10p8eer | DEER2017 | D17 v2 |  | Any | Nrs | 2003 | CZ05 | cWtd | Cap-Tons | 410.4 | 116000 | None | 47.6 | 0.0268 | 0 | 47.6 | 0.0268 | 0 | 47.6 | 0.0268 | 0 | 47.6 | 0.0268 | 0 | DEER:HVAC_Split-Package_AC | Annual | 1719 | 47.624 | 0.02676 | 0 | 47.624 | 0.02676 | 0 | NE-HVAC-airAC-SpltPkg-240to759kBtuh-10p8eer_MZDEER2017AnyNrs2003CZ05cPVVG | 75770 | NE-HVAC-airAC-SpltPkg-240to759kBtuh-10p8eer_SZDEER2017AnyNrs2003CZ05cDXGF | 75769 |  | 57.3 | 0.0274 | 0 | 8.92 | 0.0242 | 0 | 57.3 | 0.0274 | 0 | 8.92 | 0.0242 | 0 | 408 | 115000 | 420 | 120000
NE-HVAC-airAC-SpltPkg-240to759kBtuh-10p8eer | DEER2017 | D17 v2 |  | Any | Nrs | 2003 | CZ06 | cWtd | Cap-Tons | 515 | 116000 | None | 91.4 | 0.0355 | 0 | 91.4 | 0.0355 | 0 | 91.4 | 0.0355 | 0 | 91.4 | 0.0355 | 0 | DEER:HVAC_Split-Package_AC | Annual | 1719 | 91.44 | 0.0355 | 0 | 91.44 | 0.0355 | 0 | NE-HVAC-airAC-SpltPkg-240to759kBtuh-10p8eer_MZDEER2017AnyNrs2003CZ06cPVVG | 75772 | NE-HVAC-airAC-SpltPkg-240to759kBtuh-10p8eer_SZDEER2017AnyNrs2003CZ06cDXGF | 75771 |  | 107 | 0.0354 | 0 | 29.2 | 0.0359 | 0 | 107 | 0.0354 | 0 | 29.2 | 0.0359 | 0 | 511 | 115000 | 531 | 120000
NE-HVAC-airAC-SpltPkg-240to759kBtuh-10p8eer | DEER2017 | D17 v2 |  | Any | Nrs | 2003 | CZ07 | cWtd | Cap-Tons | 469 | 116000 | None | 97.4 | 0.0337 | 0 | 97.4 | 0.0337 | 0 | 97.4 | 0.0337 | 0 | 97.4 | 0.0337 | 0 | DEER:HVAC_Split-Package_AC | Annual | 1719 | 97.44 | 0.03374 | 0 | 97.44 | 0.03374 | 0 | NE-HVAC-airAC-SpltPkg-240to759kBtuh-10p8eer_MZDEER2017AnyNrs2003CZ07cPVVG | 75774 | NE-HVAC-airAC-SpltPkg-240to759kBtuh-10p8eer_SZDEER2017AnyNrs2003CZ07cDXGF | 75773 |  | 117 | 0.0336 | 0 | 19.2 | 0.0343 | 0 | 117 | 0.0336 | 0 | 19.2 | 0.0343 | 0 | 470 | 115000 | 465 | 120000
NE-HVAC-airAC-SpltPkg-240to759kBtuh-10p8eer | DEER2017 | D17 v2 |  | Any | Nrs | 2003 | CZ08 | cWtd | Cap-Tons | 509 | 116000 | None | 106 | 0.0447 | 0 | 106 | 0.0447 | 0 | 106 | 0.0447 | 0 | 106 | 0.0447 | 0 | DEER:HVAC_Split-Package_AC | Annual | 1719 | 105.96 | 0.04472 | 0 | 105.96 | 0.04472 | 0 | NE-HVAC-airAC-SpltPkg-240to759kBtuh-10p8eer_MZDEER2017AnyNrs2003CZ08cPVVG | 75776 | NE-HVAC-airAC-SpltPkg-240to759kBtuh-10p8eer_SZDEER2017AnyNrs2003CZ08cDXGF | 75775 |  | 121 | 0.0442 | 0 | 45.8 | 0.0468 | 0 | 121 | 0.0442 | 0 | 45.8 | 0.0468 | 0 | 509 | 115000 | 509 | 120000
NE-HVAC-airAC-SpltPkg-240to759kBtuh-10p8eer | DEER2017 | D17 v2 |  | Any | Nrs | 2003 | CZ09 | cWtd | Cap-Tons | 617.2 | 116000 | None | 101 | 0.0543 | 0 | 101 | 0.0543 | 0 | 101 | 0.0543 | 0 | 101 | 0.0543 | 0 | DEER:HVAC_Split-Package_AC | Annual | 1719 | 101 | 0.05434 | 0 | 101 | 0.05434 | 0 | NE-HVAC-airAC-SpltPkg-240to759kBtuh-10p8eer_MZDEER2017AnyNrs2003CZ09cPVVG | 75778 | NE-HVAC-airAC-SpltPkg-240to759kBtuh-10p8eer_SZDEER2017AnyNrs2003CZ09cDXGF | 75777 |  | 114 | 0.0541 | 0 | 49 | 0.0553 | 0 | 114 | 0.0541 | 0 | 49 | 0.0553 | 0 | 612 | 115000 | 638 | 120000
NE-HVAC-airAC-SpltPkg-240to759kBtuh-10p8eer | DEER2017 | D17 v2 |  | Any | Nrs | 2003 | CZ10 | cWtd | Cap-Tons | 593.4 | 116000 | None | 103 | 0.0571 | 0 | 103 | 0.0571 | 0 | 103 | 0.0571 | 0 | 103 | 0.0571 | 0 | DEER:HVAC_Split-Package_AC | Annual | 1719 | 102.76 | 0.05714 | 0 | 102.76 | 0.05714 | 0 | NE-HVAC-airAC-SpltPkg-240to759kBtuh-10p8eer_MZDEER2017AnyNrs2003CZ10cPVVG | 75780 | NE-HVAC-airAC-SpltPkg-240to759kBtuh-10p8eer_SZDEER2017AnyNrs2003CZ10cDXGF | 75779 |  | 114 | 0.0566 | 0 | 57.8 | 0.0593 | 0 | 114 | 0.0566 | 0 | 57.8 | 0.0593 | 0 | 588 | 115000 | 615 | 120000
NE-HVAC-airAC-SpltPkg-240to759kBtuh-10p8eer | DEER2017 | D17 v2 |  | Any | Nrs | 2003 | CZ11 | cWtd | Cap-Tons | 589.2 | 116000 | None | 99.4 | 0.0494 | 0 | 99.4 | 0.0494 | 0 | 99.4 | 0.0494 | 0 | 99.4 | 0.0494 | 0 | DEER:HVAC_Split-Package_AC | Annual | 1719 | 99.44 | 0.04942 | 0 | 99.44 | 0.04942 | 0 | NE-HVAC-airAC-SpltPkg-240to759kBtuh-10p8eer_MZDEER2017AnyNrs2003CZ11cPVVG | 75782 | NE-HVAC-airAC-SpltPkg-240to759kBtuh-10p8eer_SZDEER2017AnyNrs2003CZ11cDXGF | 75781 |  | 108 | 0.049 | 0 | 65.2 | 0.0511 | 0 | 108 | 0.049 | 0 | 65.2 | 0.0511 | 0 | 581 | 115000 | 622 | 120000
NE-HVAC-airAC-SpltPkg-240to759kBtuh-10p8eer | DEER2017 | D17 v2 |  | Any | Nrs | 2003 | CZ12 | cWtd | Cap-Tons | 606.4 | 116000 | None | 80.2 | 0.0471 | 0 | 80.2 | 0.0471 | 0 | 80.2 | 0.0471 | 0 | 80.2 | 0.0471 | 0 | DEER:HVAC_Split-Package_AC | Annual | 1719 | 80.22 | 0.04712 | 0 | 80.22 | 0.04712 | 0 | NE-HVAC-airAC-SpltPkg-240to759kBtuh-10p8eer_MZDEER2017AnyNrs2003CZ12cPVVG | 75784 | NE-HVAC-airAC-SpltPkg-240to759kBtuh-10p8eer_SZDEER2017AnyNrs2003CZ12cDXGF | 75783 |  | 88.4 | 0.0465 | 0 | 47.5 | 0.0496 | 0 | 88.4 | 0.0465 | 0 | 47.5 | 0.0496 | 0 | 601 | 115000 | 628 | 120000
NE-HVAC-airAC-SpltPkg-240to759kBtuh-10p8eer | DEER2017 | D17 v2 |  | Any | Nrs | 2003 | CZ13 | cWtd | Cap-Tons | 613.6 | 116000 | None | 102 | 0.0479 | 0 | 102 | 0.0479 | 0 | 102 | 0.0479 | 0 | 102 | 0.0479 | 0 | DEER:HVAC_Split-Package_AC | Annual | 1719 | 102.24 | 0.04788 | 0 | 102.24 | 0.04788 | 0 | NE-HVAC-airAC-SpltPkg-240to759kBtuh-10p8eer_MZDEER2017AnyNrs2003CZ13cPVVG | 75786 | NE-HVAC-airAC-SpltPkg-240to759kBtuh-10p8eer_SZDEER2017AnyNrs2003CZ13cDXGF | 75785 |  | 111 | 0.0473 | 0 | 67.2 | 0.0502 | 0 | 111 | 0.0473 | 0 | 67.2 | 0.0502 | 0 | 608 | 115000 | 636 | 120000
NE-HVAC-airAC-SpltPkg-240to759kBtuh-10p8eer | DEER2017 | D17 v2 |  | Any | Nrs | 2003 | CZ14 | cWtd | Cap-Tons | 531.6 | 116000 | None | 105 | 0.0541 | 0 | 105 | 0.0541 | 0 | 105 | 0.0541 | 0 | 105 | 0.0541 | 0 | DEER:HVAC_Split-Package_AC | Annual | 1719 | 105.18 | 0.05414 | 0 | 105.18 | 0.05414 | 0 | NE-HVAC-airAC-SpltPkg-240to759kBtuh-10p8eer_MZDEER2017AnyNrs2003CZ14cPVVG | 75788 | NE-HVAC-airAC-SpltPkg-240to759kBtuh-10p8eer_SZDEER2017AnyNrs2003CZ14cDXGF | 75787 |  | 113 | 0.0535 | 0 | 73.9 | 0.0567 | 0 | 113 | 0.0535 | 0 | 73.9 | 0.0567 | 0 | 529 | 115000 | 542 | 120000
NE-HVAC-airAC-SpltPkg-240to759kBtuh-10p8eer | DEER2017 | D17 v2 |  | Any | Nrs | 2003 | CZ15 | cWtd | Cap-Tons | 625 | 116000 | None | 178 | 0.0564 | 0 | 178 | 0.0564 | 0 | 178 | 0.0564 | 0 | 178 | 0.0564 | 0 | DEER:HVAC_Split-Package_AC | Annual | 1719 | 178.4 | 0.05642 | 0 | 178.4 | 0.05642 | 0 | NE-HVAC-airAC-SpltPkg-240to759kBtuh-10p8eer_MZDEER2017AnyNrs2003CZ15cPVVG | 75790 | NE-HVAC-airAC-SpltPkg-240to759kBtuh-10p8eer_SZDEER2017AnyNrs2003CZ15cDXGF | 75789 |  | 188 | 0.0555 | 0 | 140 | 0.0601 | 0 | 188 | 0.0555 | 0 | 140 | 0.0601 | 0 | 619 | 115000 | 649 | 120000
NE-HVAC-airAC-SpltPkg-240to759kBtuh-10p8eer | DEER2017 | D17 v2 |  | Any | Nrs | 2003 | CZ16 | cWtd | Cap-Tons | 450.8 | 116000 | None | 54.6 | 0.0324 | 0 | 54.6 | 0.0324 | 0 | 54.6 | 0.0324 | 0 | 54.6 | 0.0324 | 0 | DEER:HVAC_Split-Package_AC | Annual | 1719 | 54.6 | 0.03244 | 0 | 54.6 | 0.03244 | 0 | NE-HVAC-airAC-SpltPkg-240to759kBtuh-10p8eer_MZDEER2017AnyNrs2003CZ16cPVVG | 75792 | NE-HVAC-airAC-SpltPkg-240to759kBtuh-10p8eer_SZDEER2017AnyNrs2003CZ16cDXGF | 75791 |  | 62.9 | 0.0321 | 0 | 21.4 | 0.0338 | 0 | 62.9 | 0.0321 | 0 | 21.4 | 0.0338 | 0 | 452 | 115000 | 446 | 120000
NE-HVAC-airAC-SpltPkg-240to759kBtuh-10p8eer | DEER2017 | D17 v2 |  | Any | Nrs | 2007 | CZ01 | cWtd | Cap-Tons | 394.8 | 116000 | None | 15.6 | 0.0189 | 0 | 15.6 | 0.0189 | 0 | 15.6 | 0.0189 | 0 | 15.6 | 0.0189 | 0 | DEER:HVAC_Split-Package_AC | Annual | 1719 | 15.6088 | 0.018852 | 0 | 15.6088 | 0.018852 | 0 | NE-HVAC-airAC-SpltPkg-240to759kBtuh-10p8eer_MZDEER2017AnyNrs2007CZ01cPVVG | 97122 | NE-HVAC-airAC-SpltPkg-240to759kBtuh-10p8eer_SZDEER2017AnyNrs2007CZ01cDXGF | 97121 |  | 19.4 | 0.0215 | 0 | 0.444 | 0.00826 | 0 | 19.4 | 0.0215 | 0 | 0.444 | 0.00826 | 0 | 397 | 115000 | 386 | 120000
NE-HVAC-airAC-SpltPkg-240to759kBtuh-10p8eer | DEER2017 | D17 v2 |  | Any | Nrs | 2007 | CZ02 | cWtd | Cap-Tons | 550 | 116000 | None | 56.3 | 0.047 | 0 | 56.3 | 0.047 | 0 | 56.3 | 0.047 | 0 | 56.3 | 0.047 | 0 | DEER:HVAC_Split-Package_AC | Annual | 1719 | 56.28 | 0.04698 | 0 | 56.28 | 0.04698 | 0 | NE-HVAC-airAC-SpltPkg-240to759kBtuh-10p8eer_MZDEER2017AnyNrs2007CZ02cPVVG | 97124 | NE-HVAC-airAC-SpltPkg-240to759kBtuh-10p8eer_SZDEER2017AnyNrs2007CZ02cDXGF | 97123 |  | 63.5 | 0.0465 | 0 | 27.4 | 0.0489 | 0 | 63.5 | 0.0465 | 0 | 27.4 | 0.0489 | 0 | 547 | 115000 | 562 | 120000
NE-HVAC-airAC-SpltPkg-240to759kBtuh-10p8eer | DEER2017 | D17 v2 |  | Any | Nrs | 2007 | CZ03 | cWtd | Cap-Tons | 462.6 | 116000 | None | 45.9 | 0.0322 | 0 | 45.9 | 0.0322 | 0 | 45.9 | 0.0322 | 0 | 45.9 | 0.0322 | 0 | DEER:HVAC_Split-Package_AC | Annual | 1719 | 45.898 | 0.03216 | 0 | 45.898 | 0.03216 | 0 | NE-HVAC-airAC-SpltPkg-240to759kBtuh-10p8eer_MZDEER2017AnyNrs2007CZ03cPVVG | 97126 | NE-HVAC-airAC-SpltPkg-240to759kBtuh-10p8eer_SZDEER2017AnyNrs2007CZ03cDXGF | 97125 |  | 55.3 | 0.032 | 0 | 8.29 | 0.0328 | 0 | 55.3 | 0.032 | 0 | 8.29 | 0.0328 | 0 | 463 | 115000 | 461 | 120000
NE-HVAC-airAC-SpltPkg-240to759kBtuh-10p8eer | DEER2017 | D17 v2 |  | Any | Nrs | 2007 | CZ04 | cWtd | Cap-Tons | 504 | 116000 | None | 72.9 | 0.0455 | 0 | 72.9 | 0.0455 | 0 | 72.9 | 0.0455 | 0 | 72.9 | 0.0455 | 0 | DEER:HVAC_Split-Package_AC | Annual | 1719 | 72.92 | 0.04548 | 0 | 72.92 | 0.04548 | 0 | NE-HVAC-airAC-SpltPkg-240to759kBtuh-10p8eer_MZDEER2017AnyNrs2007CZ04cPVVG | 97128 | NE-HVAC-airAC-SpltPkg-240to759kBtuh-10p8eer_SZDEER2017AnyNrs2007CZ04cDXGF | 97127 |  | 82.3 | 0.0453 | 0 | 35.4 | 0.0462 | 0 | 82.3 | 0.0453 | 0 | 35.4 | 0.0462 | 0 | 503 | 115000 | 508 | 120000
NE-HVAC-airAC-SpltPkg-240to759kBtuh-10p8eer | DEER2017 | D17 v2 |  | Any | Nrs | 2007 | CZ05 | cWtd | Cap-Tons | 410.4 | 116000 | None | 47.2 | 0.0266 | 0 | 47.2 | 0.0266 | 0 | 47.2 | 0.0266 | 0 | 47.2 | 0.0266 | 0 | DEER:HVAC_Split-Package_AC | Annual | 1719 | 47.184 | 0.02656 | 0 | 47.184 | 0.02656 | 0 | NE-HVAC-airAC-SpltPkg-240to759kBtuh-10p8eer_MZDEER2017AnyNrs2007CZ05cPVVG | 97130 | NE-HVAC-airAC-SpltPkg-240to759kBtuh-10p8eer_SZDEER2017AnyNrs2007CZ05cDXGF | 97129 |  | 56.8 | 0.0272 | 0 | 8.72 | 0.024 | 0 | 56.8 | 0.0272 | 0 | 8.72 | 0.024 | 0 | 408 | 115000 | 420 | 120000
NE-HVAC-airAC-SpltPkg-240to759kBtuh-10p8eer | DEER2017 | D17 v2 |  | Any | Nrs | 2007 | CZ06 | cWtd | Cap-Tons | 515 | 116000 | None | 90.5 | 0.0353 | 0 | 90.5 | 0.0353 | 0 | 90.5 | 0.0353 | 0 | 90.5 | 0.0353 | 0 | DEER:HVAC_Split-Package_AC | Annual | 1719 | 90.54 | 0.0353 | 0 | 90.54 | 0.0353 | 0 | NE-HVAC-airAC-SpltPkg-240to759kBtuh-10p8eer_MZDEER2017AnyNrs2007CZ06cPVVG | 97132 | NE-HVAC-airAC-SpltPkg-240to759kBtuh-10p8eer_SZDEER2017AnyNrs2007CZ06cDXGF | 97131 |  | 106 | 0.0352 | 0 | 28.7 | 0.0357 | 0 | 106 | 0.0352 | 0 | 28.7 | 0.0357 | 0 | 511 | 115000 | 531 | 120000
NE-HVAC-airAC-SpltPkg-240to759kBtuh-10p8eer | DEER2017 | D17 v2 |  | Any | Nrs | 2007 | CZ07 | cWtd | Cap-Tons | 469 | 116000 | None | 97.4 | 0.0335 | 0 | 97.4 | 0.0335 | 0 | 97.4 | 0.0335 | 0 | 97.4 | 0.0335 | 0 | DEER:HVAC_Split-Package_AC | Annual | 1719 | 97.36 | 0.03346 | 0 | 97.36 | 0.03346 | 0 | NE-HVAC-airAC-SpltPkg-240to759kBtuh-10p8eer_MZDEER2017AnyNrs2007CZ07cPVVG | 97134 | NE-HVAC-airAC-SpltPkg-240to759kBtuh-10p8eer_SZDEER2017AnyNrs2007CZ07cDXGF | 97133 |  | 117 | 0.0333 | 0 | 18.8 | 0.0341 | 0 | 117 | 0.0333 | 0 | 18.8 | 0.0341 | 0 | 470 | 115000 | 465 | 120000
NE-HVAC-airAC-SpltPkg-240to759kBtuh-10p8eer | DEER2017 | D17 v2 |  | Any | Nrs | 2007 | CZ08 | cWtd | Cap-Tons | 509 | 116000 | None | 105 | 0.0443 | 0 | 105 | 0.0443 | 0 | 105 | 0.0443 | 0 | 105 | 0.0443 | 0 | DEER:HVAC_Split-Package_AC | Annual | 1719 | 105.06 | 0.04434 | 0 | 105.06 | 0.04434 | 0 | NE-HVAC-airAC-SpltPkg-240to759kBtuh-10p8eer_MZDEER2017AnyNrs2007CZ08cPVVG | 97136 | NE-HVAC-airAC-SpltPkg-240to759kBtuh-10p8eer_SZDEER2017AnyNrs2007CZ08cDXGF | 97135 |  | 120 | 0.0439 | 0 | 45.3 | 0.0461 | 0 | 120 | 0.0439 | 0 | 45.3 | 0.0461 | 0 | 509 | 115000 | 509 | 120000
NE-HVAC-airAC-SpltPkg-240to759kBtuh-10p8eer | DEER2017 | D17 v2 |  | Any | Nrs | 2007 | CZ09 | cWtd | Cap-Tons | 617.2 | 116000 | None | 101 | 0.0541 | 0 | 101 | 0.0541 | 0 | 101 | 0.0541 | 0 | 101 | 0.0541 | 0 | DEER:HVAC_Split-Package_AC | Annual | 1719 | 100.92 | 0.05406 | 0 | 100.92 | 0.05406 | 0 | NE-HVAC-airAC-SpltPkg-240to759kBtuh-10p8eer_MZDEER2017AnyNrs2007CZ09cPVVG | 97138 | NE-HVAC-airAC-SpltPkg-240to759kBtuh-10p8eer_SZDEER2017AnyNrs2007CZ09cDXGF | 97137 |  | 114 | 0.0538 | 0 | 48.6 | 0.0551 | 0 | 114 | 0.0538 | 0 | 48.6 | 0.0551 | 0 | 612 | 115000 | 638 | 120000
NE-HVAC-airAC-SpltPkg-240to759kBtuh-10p8eer | DEER2017 | D17 v2 |  | Any | Nrs | 2007 | CZ10 | cWtd | Cap-Tons | 593.4 | 116000 | None | 103 | 0.0569 | 0 | 103 | 0.0569 | 0 | 103 | 0.0569 | 0 | 103 | 0.0569 | 0 | DEER:HVAC_Split-Package_AC | Annual | 1719 | 102.66 | 0.05686 | 0 | 102.66 | 0.05686 | 0 | NE-HVAC-airAC-SpltPkg-240to759kBtuh-10p8eer_MZDEER2017AnyNrs2007CZ10cPVVG | 97140 | NE-HVAC-airAC-SpltPkg-240to759kBtuh-10p8eer_SZDEER2017AnyNrs2007CZ10cDXGF | 97139 |  | 114 | 0.0563 | 0 | 57.3 | 0.0591 | 0 | 114 | 0.0563 | 0 | 57.3 | 0.0591 | 0 | 588 | 115000 | 615 | 120000
NE-HVAC-airAC-SpltPkg-240to759kBtuh-10p8eer | DEER2017 | D17 v2 |  | Any | Nrs | 2007 | CZ11 | cWtd | Cap-Tons | 589.2 | 116000 | None | 99.4 | 0.0492 | 0 | 99.4 | 0.0492 | 0 | 99.4 | 0.0492 | 0 | 99.4 | 0.0492 | 0 | DEER:HVAC_Split-Package_AC | Annual | 1719 | 99.36 | 0.04922 | 0 | 99.36 | 0.04922 | 0 | NE-HVAC-airAC-SpltPkg-240to759kBtuh-10p8eer_MZDEER2017AnyNrs2007CZ11cPVVG | 97142 | NE-HVAC-airAC-SpltPkg-240to759kBtuh-10p8eer_SZDEER2017AnyNrs2007CZ11cDXGF | 97141 |  | 108 | 0.0488 | 0 | 64.8 | 0.0509 | 0 | 108 | 0.0488 | 0 | 64.8 | 0.0509 | 0 | 581 | 115000 | 622 | 120000
NE-HVAC-airAC-SpltPkg-240to759kBtuh-10p8eer | DEER2017 | D17 v2 |  | Any | Nrs | 2007 | CZ12 | cWtd | Cap-Tons | 606.4 | 116000 | None | 80 | 0.0468 | 0 | 80 | 0.0468 | 0 | 80 | 0.0468 | 0 | 80 | 0.0468 | 0 | DEER:HVAC_Split-Package_AC | Annual | 1719 | 79.96 | 0.04684 | 0 | 79.96 | 0.04684 | 0 | NE-HVAC-airAC-SpltPkg-240to759kBtuh-10p8eer_MZDEER2017AnyNrs2007CZ12cPVVG | 97144 | NE-HVAC-airAC-SpltPkg-240to759kBtuh-10p8eer_SZDEER2017AnyNrs2007CZ12cDXGF | 97143 |  | 88.2 | 0.0462 | 0 | 47 | 0.0494 | 0 | 88.2 | 0.0462 | 0 | 47 | 0.0494 | 0 | 601 | 115000 | 628 | 120000
NE-HVAC-airAC-SpltPkg-240to759kBtuh-10p8eer | DEER2017 | D17 v2 |  | Any | Nrs | 2007 | CZ13 | cWtd | Cap-Tons | 613.6 | 116000 | None | 101 | 0.0477 | 0 | 101 | 0.0477 | 0 | 101 | 0.0477 | 0 | 101 | 0.0477 | 0 | DEER:HVAC_Split-Package_AC | Annual | 1719 | 101.34 | 0.04768 | 0 | 101.34 | 0.04768 | 0 | NE-HVAC-airAC-SpltPkg-240to759kBtuh-10p8eer_MZDEER2017AnyNrs2007CZ13cPVVG | 97146 | NE-HVAC-airAC-SpltPkg-240to759kBtuh-10p8eer_SZDEER2017AnyNrs2007CZ13cDXGF | 97145 |  | 110 | 0.0471 | 0 | 66.7 | 0.05 | 0 | 110 | 0.0471 | 0 | 66.7 | 0.05 | 0 | 608 | 115000 | 636 | 120000
NE-HVAC-airAC-SpltPkg-240to759kBtuh-10p8eer | DEER2017 | D17 v2 |  | Any | Nrs | 2007 | CZ14 | cWtd | Cap-Tons | 531.6 | 116000 | None | 104 | 0.0539 | 0 | 104 | 0.0539 | 0 | 104 | 0.0539 | 0 | 104 | 0.0539 | 0 | DEER:HVAC_Split-Package_AC | Annual | 1719 | 104.26 | 0.05394 | 0 | 104.26 | 0.05394 | 0 | NE-HVAC-airAC-SpltPkg-240to759kBtuh-10p8eer_MZDEER2017AnyNrs2007CZ14cPVVG | 97148 | NE-HVAC-airAC-SpltPkg-240to759kBtuh-10p8eer_SZDEER2017AnyNrs2007CZ14cDXGF | 97147 |  | 112 | 0.0533 | 0 | 73.3 | 0.0565 | 0 | 112 | 0.0533 | 0 | 73.3 | 0.0565 | 0 | 529 | 115000 | 542 | 120000
NE-HVAC-airAC-SpltPkg-240to759kBtuh-10p8eer | DEER2017 | D17 v2 |  | Any | Nrs | 2007 | CZ15 | cWtd | Cap-Tons | 625 | 116000 | None | 177 | 0.0562 | 0 | 177 | 0.0562 | 0 | 177 | 0.0562 | 0 | 177 | 0.0562 | 0 | DEER:HVAC_Split-Package_AC | Annual | 1719 | 177.4 | 0.05622 | 0 | 177.4 | 0.05622 | 0 | NE-HVAC-airAC-SpltPkg-240to759kBtuh-10p8eer_MZDEER2017AnyNrs2007CZ15cPVVG | 97150 | NE-HVAC-airAC-SpltPkg-240to759kBtuh-10p8eer_SZDEER2017AnyNrs2007CZ15cDXGF | 97149 |  | 187 | 0.0553 | 0 | 139 | 0.0599 | 0 | 187 | 0.0553 | 0 | 139 | 0.0599 | 0 | 619 | 115000 | 649 | 120000
NE-HVAC-airAC-SpltPkg-240to759kBtuh-10p8eer | DEER2017 | D17 v2 |  | Any | Nrs | 2007 | CZ16 | cWtd | Cap-Tons | 450.8 | 116000 | None | 54.4 | 0.0322 | 0 | 54.4 | 0.0322 | 0 | 54.4 | 0.0322 | 0 | 54.4 | 0.0322 | 0 | DEER:HVAC_Split-Package_AC | Annual | 1719 | 54.36 | 0.03216 | 0 | 54.36 | 0.03216 | 0 | NE-HVAC-airAC-SpltPkg-240to759kBtuh-10p8eer_MZDEER2017AnyNrs2007CZ16cPVVG | 97152 | NE-HVAC-airAC-SpltPkg-240to759kBtuh-10p8eer_SZDEER2017AnyNrs2007CZ16cDXGF | 97151 |  | 62.7 | 0.0318 | 0 | 21 | 0.0336 | 0 | 62.7 | 0.0318 | 0 | 21 | 0.0336 | 0 | 452 | 115000 | 446 | 120000
NE-HVAC-airAC-SpltPkg-240to759kBtuh-10p8eer | DEER2017 | D17 v2 |  | Any | Nrs | 2011 | CZ01 | cWtd | Cap-Tons | 392 | 116000 | None | 204 | 0.0443 | -6.5 | 15.6 | 0.0187 | 0 | 204 | 0.0443 | -6.5 | 15.6 | 0.0187 | 0 | DEER:HVAC_Split-Package_AC | Annual | 1719 | 203.72 | 0.04432 | -6.5 | 15.6068 | 0.018748 | 0 | NE-HVAC-airAC-SpltPkg-240to759kBtuh-10p8eer_MZDEER2017AnyNrs2011CZ01cPVVG | 118482 | NE-HVAC-airAC-SpltPkg-240to759kBtuh-10p8eer_SZDEER2017AnyNrs2011CZ01cDXGF | 118481 |  | 19.4 | 0.0214 | 0 | 941 | 0.136 | -32.5 | 19.4 | 0.0214 | 0 | 0.434 | 0.00814 | 0 | 394 | 115000 | 384 | 120000
NE-HVAC-airAC-SpltPkg-240to759kBtuh-10p8eer | DEER2017 | D17 v2 |  | Any | Nrs | 2011 | CZ02 | cWtd | Cap-Tons | 545.8 | 116000 | None | 251 | 0.0739 | -4.96 | 55.9 | 0.0461 | 0 | 251 | 0.0739 | -4.96 | 55.9 | 0.0461 | 0 | DEER:HVAC_Split-Package_AC | Annual | 1719 | 250.56 | 0.07388 | -4.96 | 55.9 | 0.04608 | 0 | NE-HVAC-airAC-SpltPkg-240to759kBtuh-10p8eer_MZDEER2017AnyNrs2011CZ02cPVVG | 118484 | NE-HVAC-airAC-SpltPkg-240to759kBtuh-10p8eer_SZDEER2017AnyNrs2011CZ02cDXGF | 118483 |  | 63.2 | 0.0456 | 0 | 1000 | 0.187 | -24.8 | 63.2 | 0.0456 | 0 | 26.7 | 0.048 | 0 | 542 | 115000 | 561 | 120000
NE-HVAC-airAC-SpltPkg-240to759kBtuh-10p8eer | DEER2017 | D17 v2 |  | Any | Nrs | 2011 | CZ03 | cWtd | Cap-Tons | 458.2 | 116000 | None | 242 | 0.0614 | -5.18 | 45.7 | 0.0318 | 0 | 242 | 0.0614 | -5.18 | 45.7 | 0.0318 | 0 | DEER:HVAC_Split-Package_AC | Annual | 1719 | 242.48 | 0.06136 | -5.18 | 45.682 | 0.0318 | 0 | NE-HVAC-airAC-SpltPkg-240to759kBtuh-10p8eer_MZDEER2017AnyNrs2011CZ03cPVVG | 118486 | NE-HVAC-airAC-SpltPkg-240to759kBtuh-10p8eer_SZDEER2017AnyNrs2011CZ03cDXGF | 118485 |  | 55.1 | 0.0317 | 0 | 992 | 0.18 | -25.9 | 55.1 | 0.0317 | 0 | 8.01 | 0.0322 | 0 | 458 | 115000 | 459 | 120000
NE-HVAC-airAC-SpltPkg-240to759kBtuh-10p8eer | DEER2017 | D17 v2 |  | Any | Nrs | 2011 | CZ04 | cWtd | Cap-Tons | 499.8 | 116000 | None | 279 | 0.0725 | -4.26 | 72.3 | 0.0448 | 0 | 279 | 0.0725 | -4.26 | 72.3 | 0.0448 | 0 | DEER:HVAC_Split-Package_AC | Annual | 1719 | 279.36 | 0.07248 | -4.26 | 72.28 | 0.04478 | 0 | NE-HVAC-airAC-SpltPkg-240to759kBtuh-10p8eer_MZDEER2017AnyNrs2011CZ04cPVVG | 118488 | NE-HVAC-airAC-SpltPkg-240to759kBtuh-10p8eer_SZDEER2017AnyNrs2011CZ04cDXGF | 118487 |  | 81.7 | 0.0446 | 0 | 1070 | 0.184 | -21.3 | 81.7 | 0.0446 | 0 | 34.6 | 0.0455 | 0 | 498 | 115000 | 507 | 120000
NE-HVAC-airAC-SpltPkg-240to759kBtuh-10p8eer | DEER2017 | D17 v2 |  | Any | Nrs | 2011 | CZ05 | cWtd | Cap-Tons | 408.6 | 116000 | None | 240 | 0.0536 | -5.52 | 46.7 | 0.0263 | 0 | 240 | 0.0536 | -5.52 | 46.7 | 0.0263 | 0 | DEER:HVAC_Split-Package_AC | Annual | 1719 | 239.96 | 0.0536 | -5.52 | 46.658 | 0.02634 | 0 | NE-HVAC-airAC-SpltPkg-240to759kBtuh-10p8eer_MZDEER2017AnyNrs2011CZ05cPVVG | 118490 | NE-HVAC-airAC-SpltPkg-240to759kBtuh-10p8eer_SZDEER2017AnyNrs2011CZ05cDXGF | 118489 |  | 56.2 | 0.027 | 0 | 975 | 0.16 | -27.6 | 56.2 | 0.027 | 0 | 8.49 | 0.0237 | 0 | 406 | 115000 | 419 | 120000
NE-HVAC-airAC-SpltPkg-240to759kBtuh-10p8eer | DEER2017 | D17 v2 |  | Any | Nrs | 2011 | CZ06 | cWtd | Cap-Tons | 512.4 | 116000 | None | 297 | 0.0625 | -3.56 | 90.4 | 0.035 | 0 | 297 | 0.0625 | -3.56 | 90.4 | 0.035 | 0 | DEER:HVAC_Split-Package_AC | Annual | 1719 | 296.8 | 0.06252 | -3.56 | 90.44 | 0.035 | 0 | NE-HVAC-airAC-SpltPkg-240to759kBtuh-10p8eer_MZDEER2017AnyNrs2011CZ06cPVVG | 118492 | NE-HVAC-airAC-SpltPkg-240to759kBtuh-10p8eer_SZDEER2017AnyNrs2011CZ06cDXGF | 118491 |  | 106 | 0.0349 | 0 | 1060 | 0.173 | -17.8 | 106 | 0.0349 | 0 | 28.2 | 0.0354 | 0 | 508 | 115000 | 530 | 120000
NE-HVAC-airAC-SpltPkg-240to759kBtuh-10p8eer | DEER2017 | D17 v2 |  | Any | Nrs | 2011 | CZ07 | cWtd | Cap-Tons | 465.6 | 116000 | None | 301 | 0.0598 | -3.18 | 96.4 | 0.0331 | 0 | 301 | 0.0598 | -3.18 | 96.4 | 0.0331 | 0 | DEER:HVAC_Split-Package_AC | Annual | 1719 | 300.8 | 0.0598 | -3.18 | 96.4 | 0.0331 | 0 | NE-HVAC-airAC-SpltPkg-240to759kBtuh-10p8eer_MZDEER2017AnyNrs2011CZ07cPVVG | 118494 | NE-HVAC-airAC-SpltPkg-240to759kBtuh-10p8eer_SZDEER2017AnyNrs2011CZ07cDXGF | 118493 |  | 116 | 0.033 | 0 | 1040 | 0.167 | -15.9 | 116 | 0.033 | 0 | 18 | 0.0335 | 0 | 466 | 115000 | 464 | 120000
NE-HVAC-airAC-SpltPkg-240to759kBtuh-10p8eer | DEER2017 | D17 v2 |  | Any | Nrs | 2011 | CZ08 | cWtd | Cap-Tons | 504.6 | 116000 | None | 314 | 0.0698 | -3.26 | 105 | 0.0439 | 0 | 314 | 0.0698 | -3.26 | 105 | 0.0439 | 0 | DEER:HVAC_Split-Package_AC | Annual | 1719 | 314 | 0.0698 | -3.26 | 104.88 | 0.0439 | 0 | NE-HVAC-airAC-SpltPkg-240to759kBtuh-10p8eer_MZDEER2017AnyNrs2011CZ08cPVVG | 118496 | NE-HVAC-airAC-SpltPkg-240to759kBtuh-10p8eer_SZDEER2017AnyNrs2011CZ08cDXGF | 118495 |  | 120 | 0.0435 | 0 | 1090 | 0.175 | -16.3 | 120 | 0.0435 | 0 | 44.4 | 0.0455 | 0 | 504 | 115000 | 507 | 120000
NE-HVAC-airAC-SpltPkg-240to759kBtuh-10p8eer | DEER2017 | D17 v2 |  | Any | Nrs | 2011 | CZ09 | cWtd | Cap-Tons | 611.2 | 116000 | None | 316 | 0.078 | -3.16 | 99.9 | 0.0529 | 0 | 316 | 0.078 | -3.16 | 99.9 | 0.0529 | 0 | DEER:HVAC_Split-Package_AC | Annual | 1719 | 316.4 | 0.07796 | -3.16 | 99.86 | 0.05294 | 0 | NE-HVAC-airAC-SpltPkg-240to759kBtuh-10p8eer_MZDEER2017AnyNrs2011CZ09cPVVG | 118498 | NE-HVAC-airAC-SpltPkg-240to759kBtuh-10p8eer_SZDEER2017AnyNrs2011CZ09cDXGF | 118497 |  | 113 | 0.0527 | 0 | 1130 | 0.179 | -15.8 | 113 | 0.0527 | 0 | 47.3 | 0.0539 | 0 | 605 | 115000 | 636 | 120000
NE-HVAC-airAC-SpltPkg-240to759kBtuh-10p8eer | DEER2017 | D17 v2 |  | Any | Nrs | 2011 | CZ10 | cWtd | Cap-Tons | 588.4 | 116000 | None | 318 | 0.081 | -3.24 | 102 | 0.0558 | 0 | 318 | 0.081 | -3.24 | 102 | 0.0558 | 0 | DEER:HVAC_Split-Package_AC | Annual | 1719 | 318.4 | 0.08096 | -3.24 | 101.64 | 0.0558 | 0 | NE-HVAC-airAC-SpltPkg-240to759kBtuh-10p8eer_MZDEER2017AnyNrs2011CZ10cPVVG | 118500 | NE-HVAC-airAC-SpltPkg-240to759kBtuh-10p8eer_SZDEER2017AnyNrs2011CZ10cDXGF | 118499 |  | 113 | 0.0552 | 0 | 1140 | 0.184 | -16.2 | 113 | 0.0552 | 0 | 56.2 | 0.0582 | 0 | 582 | 115000 | 614 | 120000
NE-HVAC-airAC-SpltPkg-240to759kBtuh-10p8eer | DEER2017 | D17 v2 |  | Any | Nrs | 2011 | CZ11 | cWtd | Cap-Tons | 584 | 116000 | None | 304 | 0.0759 | -3.76 | 98.3 | 0.0483 | 0 | 304 | 0.0759 | -3.76 | 98.3 | 0.0483 | 0 | DEER:HVAC_Split-Package_AC | Annual | 1719 | 303.6 | 0.07592 | -3.76 | 98.32 | 0.04834 | 0 | NE-HVAC-airAC-SpltPkg-240to759kBtuh-10p8eer_MZDEER2017AnyNrs2011CZ11cPVVG | 118502 | NE-HVAC-airAC-SpltPkg-240to759kBtuh-10p8eer_SZDEER2017AnyNrs2011CZ11cDXGF | 118501 |  | 107 | 0.0479 | 0 | 1090 | 0.188 | -18.8 | 107 | 0.0479 | 0 | 63.6 | 0.0501 | 0 | 575 | 115000 | 620 | 120000
NE-HVAC-airAC-SpltPkg-240to759kBtuh-10p8eer | DEER2017 | D17 v2 |  | Any | Nrs | 2011 | CZ12 | cWtd | Cap-Tons | 601.2 | 116000 | None | 292 | 0.0735 | -4.02 | 79.4 | 0.046 | 0 | 292 | 0.0735 | -4.02 | 79.4 | 0.046 | 0 | DEER:HVAC_Split-Package_AC | Annual | 1719 | 292.16 | 0.07352 | -4.02 | 79.38 | 0.04604 | 0 | NE-HVAC-airAC-SpltPkg-240to759kBtuh-10p8eer_MZDEER2017AnyNrs2011CZ12cPVVG | 118504 | NE-HVAC-airAC-SpltPkg-240to759kBtuh-10p8eer_SZDEER2017AnyNrs2011CZ12cDXGF | 118503 |  | 87.7 | 0.0454 | 0 | 1110 | 0.186 | -20.1 | 87.7 | 0.0454 | 0 | 46.1 | 0.0486 | 0 | 595 | 115000 | 626 | 120000
NE-HVAC-airAC-SpltPkg-240to759kBtuh-10p8eer | DEER2017 | D17 v2 |  | Any | Nrs | 2011 | CZ13 | cWtd | Cap-Tons | 608.6 | 116000 | None | 304 | 0.0736 | -3.5 | 101 | 0.0468 | 0 | 304 | 0.0736 | -3.5 | 101 | 0.0468 | 0 | DEER:HVAC_Split-Package_AC | Annual | 1719 | 304 | 0.07356 | -3.5 | 101.08 | 0.04678 | 0 | NE-HVAC-airAC-SpltPkg-240to759kBtuh-10p8eer_MZDEER2017AnyNrs2011CZ13cPVVG | 118506 | NE-HVAC-airAC-SpltPkg-240to759kBtuh-10p8eer_SZDEER2017AnyNrs2011CZ13cDXGF | 118505 |  | 110 | 0.0462 | 0 | 1080 | 0.183 | -17.5 | 110 | 0.0462 | 0 | 65.4 | 0.0491 | 0 | 602 | 115000 | 635 | 120000
NE-HVAC-airAC-SpltPkg-240to759kBtuh-10p8eer | DEER2017 | D17 v2 |  | Any | Nrs | 2011 | CZ14 | cWtd | Cap-Tons | 527.4 | 116000 | None | 304 | 0.0776 | -3.8 | 104 | 0.053 | 0 | 304 | 0.0776 | -3.8 | 104 | 0.053 | 0 | DEER:HVAC_Split-Package_AC | Annual | 1719 | 303.6 | 0.07764 | -3.8 | 104 | 0.05296 | 0 | NE-HVAC-airAC-SpltPkg-240to759kBtuh-10p8eer_MZDEER2017AnyNrs2011CZ14cPVVG | 118508 | NE-HVAC-airAC-SpltPkg-240to759kBtuh-10p8eer_SZDEER2017AnyNrs2011CZ14cDXGF | 118507 |  | 112 | 0.0523 | 0 | 1070 | 0.179 | -19 | 112 | 0.0523 | 0 | 72 | 0.0556 | 0 | 524 | 115000 | 541 | 120000
NE-HVAC-airAC-SpltPkg-240to759kBtuh-10p8eer | DEER2017 | D17 v2 |  | Any | Nrs | 2011 | CZ15 | cWtd | Cap-Tons | 619 | 116000 | None | 386 | 0.0799 | -1.65 | 175 | 0.0549 | 0 | 386 | 0.0799 | -1.65 | 175 | 0.0549 | 0 | DEER:HVAC_Split-Package_AC | Annual | 1719 | 386 | 0.07992 | -1.648 | 175.2 | 0.05488 | 0 | NE-HVAC-airAC-SpltPkg-240to759kBtuh-10p8eer_MZDEER2017AnyNrs2011CZ15cPVVG | 118510 | NE-HVAC-airAC-SpltPkg-240to759kBtuh-10p8eer_SZDEER2017AnyNrs2011CZ15cDXGF | 118509 |  | 185 | 0.0539 | 0 | 1190 | 0.184 | -8.24 | 185 | 0.0539 | 0 | 136 | 0.0588 | 0 | 612 | 115000 | 647 | 120000
NE-HVAC-airAC-SpltPkg-240to759kBtuh-10p8eer | DEER2017 | D17 v2 |  | Any | Nrs | 2011 | CZ16 | cWtd | Cap-Tons | 446.6 | 116000 | None | 232 | 0.0612 | -5.24 | 54.4 | 0.0315 | 0 | 232 | 0.0612 | -5.24 | 54.4 | 0.0315 | 0 | DEER:HVAC_Split-Package_AC | Annual | 1719 | 232.32 | 0.06116 | -5.24 | 54.4 | 0.03152 | 0 | NE-HVAC-airAC-SpltPkg-240to759kBtuh-10p8eer_MZDEER2017AnyNrs2011CZ16cPVVG | 118512 | NE-HVAC-airAC-SpltPkg-240to759kBtuh-10p8eer_SZDEER2017AnyNrs2011CZ16cDXGF | 118511 |  | 62.9 | 0.0312 | 0 | 910 | 0.181 | -26.2 | 62.9 | 0.0312 | 0 | 20.4 | 0.0328 | 0 | 447 | 115000 | 445 | 120000
NE-HVAC-airAC-SpltPkg-240to759kBtuh-10p8eer | DEER2017 | D17 v2 |  | Any | Nrs | 2014 | CZ01 | cWtd | Cap-Tons | 392.6 | 116000 | None | 13.6 | 0.0177 | 0 | 13.6 | 0.0177 | 0 | 13.6 | 0.0177 | 0 | 13.6 | 0.0177 | 0 | DEER:HVAC_Split-Package_AC | Annual | 1719 | 13.5926 | 0.017656 | 0 | 13.5926 | 0.017656 | 0 | NE-HVAC-airAC-SpltPkg-240to759kBtuh-10p8eer_MZDEER2017AnyNrs2014CZ01cPVVG | 139842 | NE-HVAC-airAC-SpltPkg-240to759kBtuh-10p8eer_SZDEER2017AnyNrs2014CZ01cDXGF | 139841 |  | 16.9 | 0.0203 | 0 | 0.363 | 0.00708 | 0 | 16.9 | 0.0203 | 0 | 0.363 | 0.00708 | 0 | 393 | 115000 | 391 | 120000
NE-HVAC-airAC-SpltPkg-240to759kBtuh-10p8eer | DEER2017 | D17 v2 |  | Any | Nrs | 2014 | CZ02 | cWtd | Cap-Tons | 534.2 | 116000 | None | 55.2 | 0.0446 | 0 | 55.2 | 0.0446 | 0 | 55.2 | 0.0446 | 0 | 55.2 | 0.0446 | 0 | DEER:HVAC_Split-Package_AC | Annual | 1719 | 55.2 | 0.04456 | 0 | 55.2 | 0.04456 | 0 | NE-HVAC-airAC-SpltPkg-240to759kBtuh-10p8eer_MZDEER2017AnyNrs2014CZ02cPVVG | 139844 | NE-HVAC-airAC-SpltPkg-240to759kBtuh-10p8eer_SZDEER2017AnyNrs2014CZ02cDXGF | 139843 |  | 62.5 | 0.0439 | 0 | 26 | 0.0472 | 0 | 62.5 | 0.0439 | 0 | 26 | 0.0472 | 0 | 531 | 115000 | 547 | 120000
NE-HVAC-airAC-SpltPkg-240to759kBtuh-10p8eer | DEER2017 | D17 v2 |  | Any | Nrs | 2014 | CZ03 | cWtd | Cap-Tons | 458.2 | 116000 | None | 44.8 | 0.0289 | 0 | 44.8 | 0.0289 | 0 | 44.8 | 0.0289 | 0 | 44.8 | 0.0289 | 0 | DEER:HVAC_Split-Package_AC | Annual | 1719 | 44.788 | 0.02886 | 0 | 44.788 | 0.02886 | 0 | NE-HVAC-airAC-SpltPkg-240to759kBtuh-10p8eer_MZDEER2017AnyNrs2014CZ03cPVVG | 139846 | NE-HVAC-airAC-SpltPkg-240to759kBtuh-10p8eer_SZDEER2017AnyNrs2014CZ03cDXGF | 139845 |  | 54.2 | 0.0286 | 0 | 7.14 | 0.0299 | 0 | 54.2 | 0.0286 | 0 | 7.14 | 0.0299 | 0 | 458 | 115000 | 459 | 120000
NE-HVAC-airAC-SpltPkg-240to759kBtuh-10p8eer | DEER2017 | D17 v2 |  | Any | Nrs | 2014 | CZ04 | cWtd | Cap-Tons | 499.8 | 116000 | None | 69.4 | 0.0408 | 0 | 69.4 | 0.0408 | 0 | 69.4 | 0.0408 | 0 | 69.4 | 0.0408 | 0 | DEER:HVAC_Split-Package_AC | Annual | 1719 | 69.4 | 0.04084 | 0 | 69.4 | 0.04084 | 0 | NE-HVAC-airAC-SpltPkg-240to759kBtuh-10p8eer_MZDEER2017AnyNrs2014CZ04cPVVG | 139848 | NE-HVAC-airAC-SpltPkg-240to759kBtuh-10p8eer_SZDEER2017AnyNrs2014CZ04cDXGF | 139847 |  | 79.6 | 0.0403 | 0 | 28.6 | 0.043 | 0 | 79.6 | 0.0403 | 0 | 28.6 | 0.043 | 0 | 498 | 115000 | 507 | 120000
NE-HVAC-airAC-SpltPkg-240to759kBtuh-10p8eer | DEER2017 | D17 v2 |  | Any | Nrs | 2014 | CZ05 | cWtd | Cap-Tons | 408.6 | 116000 | None | 44.2 | 0.0242 | 0 | 44.2 | 0.0242 | 0 | 44.2 | 0.0242 | 0 | 44.2 | 0.0242 | 0 | DEER:HVAC_Split-Package_AC | Annual | 1719 | 44.206 | 0.02416 | 0 | 44.206 | 0.02416 | 0 | NE-HVAC-airAC-SpltPkg-240to759kBtuh-10p8eer_MZDEER2017AnyNrs2014CZ05cPVVG | 139850 | NE-HVAC-airAC-SpltPkg-240to759kBtuh-10p8eer_SZDEER2017AnyNrs2014CZ05cDXGF | 139849 |  | 53.4 | 0.0248 | 0 | 7.43 | 0.0216 | 0 | 53.4 | 0.0248 | 0 | 7.43 | 0.0216 | 0 | 406 | 115000 | 419 | 120000
NE-HVAC-airAC-SpltPkg-240to759kBtuh-10p8eer | DEER2017 | D17 v2 |  | Any | Nrs | 2014 | CZ06 | cWtd | Cap-Tons | 512.4 | 116000 | None | 88.8 | 0.0322 | 0 | 88.8 | 0.0322 | 0 | 88.8 | 0.0322 | 0 | 88.8 | 0.0322 | 0 | DEER:HVAC_Split-Package_AC | Annual | 1719 | 88.82 | 0.03222 | 0 | 88.82 | 0.03222 | 0 | NE-HVAC-airAC-SpltPkg-240to759kBtuh-10p8eer_MZDEER2017AnyNrs2014CZ06cPVVG | 139852 | NE-HVAC-airAC-SpltPkg-240to759kBtuh-10p8eer_SZDEER2017AnyNrs2014CZ06cDXGF | 139851 |  | 105 | 0.0319 | 0 | 24.1 | 0.0335 | 0 | 105 | 0.0319 | 0 | 24.1 | 0.0335 | 0 | 508 | 115000 | 530 | 120000
NE-HVAC-airAC-SpltPkg-240to759kBtuh-10p8eer | DEER2017 | D17 v2 |  | Any | Nrs | 2014 | CZ07 | cWtd | Cap-Tons | 465.6 | 116000 | None | 95.7 | 0.0303 | 0 | 95.7 | 0.0303 | 0 | 95.7 | 0.0303 | 0 | 95.7 | 0.0303 | 0 | DEER:HVAC_Split-Package_AC | Annual | 1719 | 95.7 | 0.03028 | 0 | 95.7 | 0.03028 | 0 | NE-HVAC-airAC-SpltPkg-240to759kBtuh-10p8eer_MZDEER2017AnyNrs2014CZ07cPVVG | 139854 | NE-HVAC-airAC-SpltPkg-240to759kBtuh-10p8eer_SZDEER2017AnyNrs2014CZ07cDXGF | 139853 |  | 115 | 0.03 | 0 | 18.5 | 0.0314 | 0 | 115 | 0.03 | 0 | 18.5 | 0.0314 | 0 | 466 | 115000 | 464 | 120000
NE-HVAC-airAC-SpltPkg-240to759kBtuh-10p8eer | DEER2017 | D17 v2 |  | Any | Nrs | 2014 | CZ08 | cWtd | Cap-Tons | 504.6 | 116000 | None | 102 | 0.0405 | 0 | 102 | 0.0405 | 0 | 102 | 0.0405 | 0 | 102 | 0.0405 | 0 | DEER:HVAC_Split-Package_AC | Annual | 1719 | 102.34 | 0.04052 | 0 | 102.34 | 0.04052 | 0 | NE-HVAC-airAC-SpltPkg-240to759kBtuh-10p8eer_MZDEER2017AnyNrs2014CZ08cPVVG | 139856 | NE-HVAC-airAC-SpltPkg-240to759kBtuh-10p8eer_SZDEER2017AnyNrs2014CZ08cDXGF | 139855 |  | 118 | 0.0398 | 0 | 39.7 | 0.0434 | 0 | 118 | 0.0398 | 0 | 39.7 | 0.0434 | 0 | 504 | 115000 | 507 | 120000
NE-HVAC-airAC-SpltPkg-240to759kBtuh-10p8eer | DEER2017 | D17 v2 |  | Any | Nrs | 2014 | CZ09 | cWtd | Cap-Tons | 610.4 | 116000 | None | 97.4 | 0.049 | 0 | 97.4 | 0.049 | 0 | 97.4 | 0.049 | 0 | 97.4 | 0.049 | 0 | DEER:HVAC_Split-Package_AC | Annual | 1719 | 97.38 | 0.04904 | 0 | 97.38 | 0.04904 | 0 | NE-HVAC-airAC-SpltPkg-240to759kBtuh-10p8eer_MZDEER2017AnyNrs2014CZ09cPVVG | 139858 | NE-HVAC-airAC-SpltPkg-240to759kBtuh-10p8eer_SZDEER2017AnyNrs2014CZ09cDXGF | 139857 |  | 111 | 0.0484 | 0 | 42.9 | 0.0516 | 0 | 111 | 0.0484 | 0 | 42.9 | 0.0516 | 0 | 604 | 115000 | 636 | 120000
NE-HVAC-airAC-SpltPkg-240to759kBtuh-10p8eer | DEER2017 | D17 v2 |  | Any | Nrs | 2014 | CZ10 | cWtd | Cap-Tons | 588.4 | 116000 | None | 99.6 | 0.0531 | 0 | 99.6 | 0.0531 | 0 | 99.6 | 0.0531 | 0 | 99.6 | 0.0531 | 0 | DEER:HVAC_Split-Package_AC | Annual | 1719 | 99.58 | 0.0531 | 0 | 99.58 | 0.0531 | 0 | NE-HVAC-airAC-SpltPkg-240to759kBtuh-10p8eer_MZDEER2017AnyNrs2014CZ10cPVVG | 139860 | NE-HVAC-airAC-SpltPkg-240to759kBtuh-10p8eer_SZDEER2017AnyNrs2014CZ10cDXGF | 139859 |  | 112 | 0.0522 | 0 | 49.9 | 0.0567 | 0 | 112 | 0.0522 | 0 | 49.9 | 0.0567 | 0 | 582 | 115000 | 614 | 120000
NE-HVAC-airAC-SpltPkg-240to759kBtuh-10p8eer | DEER2017 | D17 v2 |  | Any | Nrs | 2014 | CZ11 | cWtd | Cap-Tons | 584 | 116000 | None | 96.1 | 0.0461 | 0 | 96.1 | 0.0461 | 0 | 96.1 | 0.0461 | 0 | 96.1 | 0.0461 | 0 | DEER:HVAC_Split-Package_AC | Annual | 1719 | 96.14 | 0.04606 | 0 | 96.14 | 0.04606 | 0 | NE-HVAC-airAC-SpltPkg-240to759kBtuh-10p8eer_MZDEER2017AnyNrs2014CZ11cPVVG | 139862 | NE-HVAC-airAC-SpltPkg-240to759kBtuh-10p8eer_SZDEER2017AnyNrs2014CZ11cDXGF | 139861 |  | 105 | 0.0454 | 0 | 60.7 | 0.0487 | 0 | 105 | 0.0454 | 0 | 60.7 | 0.0487 | 0 | 575 | 115000 | 620 | 120000
NE-HVAC-airAC-SpltPkg-240to759kBtuh-10p8eer | DEER2017 | D17 v2 |  | Any | Nrs | 2014 | CZ12 | cWtd | Cap-Tons | 601.2 | 116000 | None | 77.2 | 0.0439 | 0 | 77.2 | 0.0439 | 0 | 77.2 | 0.0439 | 0 | 77.2 | 0.0439 | 0 | DEER:HVAC_Split-Package_AC | Annual | 1719 | 77.16 | 0.04392 | 0 | 77.16 | 0.04392 | 0 | NE-HVAC-airAC-SpltPkg-240to759kBtuh-10p8eer_MZDEER2017AnyNrs2014CZ12cPVVG | 139864 | NE-HVAC-airAC-SpltPkg-240to759kBtuh-10p8eer_SZDEER2017AnyNrs2014CZ12cDXGF | 139863 |  | 86.3 | 0.0431 | 0 | 40.6 | 0.0472 | 0 | 86.3 | 0.0431 | 0 | 40.6 | 0.0472 | 0 | 595 | 115000 | 626 | 120000
NE-HVAC-airAC-SpltPkg-240to759kBtuh-10p8eer | DEER2017 | D17 v2 |  | Any | Nrs | 2014 | CZ13 | cWtd | Cap-Tons | 608.6 | 116000 | None | 98.9 | 0.0446 | 0 | 98.9 | 0.0446 | 0 | 98.9 | 0.0446 | 0 | 98.9 | 0.0446 | 0 | DEER:HVAC_Split-Package_AC | Annual | 1719 | 98.92 | 0.0446 | 0 | 98.92 | 0.0446 | 0 | NE-HVAC-airAC-SpltPkg-240to759kBtuh-10p8eer_MZDEER2017AnyNrs2014CZ13cPVVG | 139866 | NE-HVAC-airAC-SpltPkg-240to759kBtuh-10p8eer_SZDEER2017AnyNrs2014CZ13cDXGF | 139865 |  | 108 | 0.0438 | 0 | 62.6 | 0.0478 | 0 | 108 | 0.0438 | 0 | 62.6 | 0.0478 | 0 | 602 | 115000 | 635 | 120000
NE-HVAC-airAC-SpltPkg-240to759kBtuh-10p8eer | DEER2017 | D17 v2 |  | Any | Nrs | 2014 | CZ14 | cWtd | Cap-Tons | 527.4 | 116000 | None | 101 | 0.0503 | 0 | 101 | 0.0503 | 0 | 101 | 0.0503 | 0 | 101 | 0.0503 | 0 | DEER:HVAC_Split-Package_AC | Annual | 1719 | 100.94 | 0.05032 | 0 | 100.94 | 0.05032 | 0 | NE-HVAC-airAC-SpltPkg-240to759kBtuh-10p8eer_MZDEER2017AnyNrs2014CZ14cPVVG | 139868 | NE-HVAC-airAC-SpltPkg-240to759kBtuh-10p8eer_SZDEER2017AnyNrs2014CZ14cDXGF | 139867 |  | 109 | 0.0494 | 0 | 68.7 | 0.054 | 0 | 109 | 0.0494 | 0 | 68.7 | 0.054 | 0 | 524 | 115000 | 541 | 120000
NE-HVAC-airAC-SpltPkg-240to759kBtuh-10p8eer | DEER2017 | D17 v2 |  | Any | Nrs | 2014 | CZ15 | cWtd | Cap-Tons | 716.6 | 116000 | None | 160 | 0.0462 | 0 | 160 | 0.0462 | 0 | 160 | 0.0462 | 0 | 160 | 0.0462 | 0 | DEER:HVAC_Split-Package_AC | Annual | 1719 | 160 | 0.04622 | 0 | 160 | 0.04622 | 0 | NE-HVAC-airAC-SpltPkg-240to759kBtuh-10p8eer_MZDEER2017AnyNrs2014CZ15cPVVG | 139870 | NE-HVAC-airAC-SpltPkg-240to759kBtuh-10p8eer_SZDEER2017AnyNrs2014CZ15cDXGF | 139869 |  | 171 | 0.0449 | 0 | 116 | 0.0515 | 0 | 171 | 0.0449 | 0 | 116 | 0.0515 | 0 | 705 | 115000 | 763 | 120000
NE-HVAC-airAC-SpltPkg-240to759kBtuh-10p8eer | DEER2017 | D17 v2 |  | Any | Nrs | 2014 | CZ16 | cWtd | Cap-Tons | 446.6 | 116000 | None | 52.2 | 0.0288 | 0 | 52.2 | 0.0288 | 0 | 52.2 | 0.0288 | 0 | 52.2 | 0.0288 | 0 | DEER:HVAC_Split-Package_AC | Annual | 1719 | 52.16 | 0.02884 | 0 | 52.16 | 0.02884 | 0 | NE-HVAC-airAC-SpltPkg-240to759kBtuh-10p8eer_MZDEER2017AnyNrs2014CZ16cPVVG | 139872 | NE-HVAC-airAC-SpltPkg-240to759kBtuh-10p8eer_SZDEER2017AnyNrs2014CZ16cDXGF | 139871 |  | 60.8 | 0.0284 | 0 | 17.6 | 0.0306 | 0 | 60.8 | 0.0284 | 0 | 17.6 | 0.0306 | 0 | 447 | 115000 | 445 | 120000
NE-HVAC-airAC-SpltPkg-240to759kBtuh-10p8eer | DEER2017 | D17 v2 |  | Any | Nrs | New | CZ01 | cWtd | Cap-Tons | 392.6 | 116000 | None | 13.6 | 0.0177 | 0 | 13.6 | 0.0177 | 0 | 13.6 | 0.0177 | 0 | 13.6 | 0.0177 | 0 | DEER:HVAC_Split-Package_AC | Annual | 1719 | 13.5926 | 0.017656 | 0 | 13.5926 | 0.017656 | 0 | NE-HVAC-airAC-SpltPkg-240to759kBtuh-10p8eer_MZDEER2017AnyNrsNewCZ01cPVVG | 164194 | NE-HVAC-airAC-SpltPkg-240to759kBtuh-10p8eer_SZDEER2017AnyNrsNewCZ01cDXGF | 164193 |  | 16.9 | 0.0203 | 0 | 0.363 | 0.00708 | 0 | 16.9 | 0.0203 | 0 | 0.363 | 0.00708 | 0 | 393 | 115000 | 391 | 120000
NE-HVAC-airAC-SpltPkg-240to759kBtuh-10p8eer | DEER2017 | D17 v2 |  | Any | Nrs | New | CZ02 | cWtd | Cap-Tons | 534.2 | 116000 | None | 55.2 | 0.0446 | 0 | 55.2 | 0.0446 | 0 | 55.2 | 0.0446 | 0 | 55.2 | 0.0446 | 0 | DEER:HVAC_Split-Package_AC | Annual | 1719 | 55.2 | 0.04456 | 0 | 55.2 | 0.04456 | 0 | NE-HVAC-airAC-SpltPkg-240to759kBtuh-10p8eer_MZDEER2017AnyNrsNewCZ02cPVVG | 164196 | NE-HVAC-airAC-SpltPkg-240to759kBtuh-10p8eer_SZDEER2017AnyNrsNewCZ02cDXGF | 164195 |  | 62.5 | 0.0439 | 0 | 26 | 0.0472 | 0 | 62.5 | 0.0439 | 0 | 26 | 0.0472 | 0 | 531 | 115000 | 547 | 120000
NE-HVAC-airAC-SpltPkg-240to759kBtuh-10p8eer | DEER2017 | D17 v2 |  | Any | Nrs | New | CZ03 | cWtd | Cap-Tons | 458.2 | 116000 | None | 44.8 | 0.0289 | 0 | 44.8 | 0.0289 | 0 | 44.8 | 0.0289 | 0 | 44.8 | 0.0289 | 0 | DEER:HVAC_Split-Package_AC | Annual | 1719 | 44.788 | 0.02886 | 0 | 44.788 | 0.02886 | 0 | NE-HVAC-airAC-SpltPkg-240to759kBtuh-10p8eer_MZDEER2017AnyNrsNewCZ03cPVVG | 164198 | NE-HVAC-airAC-SpltPkg-240to759kBtuh-10p8eer_SZDEER2017AnyNrsNewCZ03cDXGF | 164197 |  | 54.2 | 0.0286 | 0 | 7.14 | 0.0299 | 0 | 54.2 | 0.0286 | 0 | 7.14 | 0.0299 | 0 | 458 | 115000 | 459 | 120000
NE-HVAC-airAC-SpltPkg-240to759kBtuh-10p8eer | DEER2017 | D17 v2 |  | Any | Nrs | New | CZ04 | cWtd | Cap-Tons | 499.8 | 116000 | None | 69.4 | 0.0408 | 0 | 69.4 | 0.0408 | 0 | 69.4 | 0.0408 | 0 | 69.4 | 0.0408 | 0 | DEER:HVAC_Split-Package_AC | Annual | 1719 | 69.4 | 0.04084 | 0 | 69.4 | 0.04084 | 0 | NE-HVAC-airAC-SpltPkg-240to759kBtuh-10p8eer_MZDEER2017AnyNrsNewCZ04cPVVG | 164200 | NE-HVAC-airAC-SpltPkg-240to759kBtuh-10p8eer_SZDEER2017AnyNrsNewCZ04cDXGF | 164199 |  | 79.6 | 0.0403 | 0 | 28.6 | 0.043 | 0 | 79.6 | 0.0403 | 0 | 28.6 | 0.043 | 0 | 498 | 115000 | 507 | 120000
NE-HVAC-airAC-SpltPkg-240to759kBtuh-10p8eer | DEER2017 | D17 v2 |  | Any | Nrs | New | CZ05 | cWtd | Cap-Tons | 408.6 | 116000 | None | 44.2 | 0.0242 | 0 | 44.2 | 0.0242 | 0 | 44.2 | 0.0242 | 0 | 44.2 | 0.0242 | 0 | DEER:HVAC_Split-Package_AC | Annual | 1719 | 44.206 | 0.02416 | 0 | 44.206 | 0.02416 | 0 | NE-HVAC-airAC-SpltPkg-240to759kBtuh-10p8eer_MZDEER2017AnyNrsNewCZ05cPVVG | 164202 | NE-HVAC-airAC-SpltPkg-240to759kBtuh-10p8eer_SZDEER2017AnyNrsNewCZ05cDXGF | 164201 |  | 53.4 | 0.0248 | 0 | 7.43 | 0.0216 | 0 | 53.4 | 0.0248 | 0 | 7.43 | 0.0216 | 0 | 406 | 115000 | 419 | 120000
NE-HVAC-airAC-SpltPkg-240to759kBtuh-10p8eer | DEER2017 | D17 v2 |  | Any | Nrs | New | CZ06 | cWtd | Cap-Tons | 512.4 | 116000 | None | 88.8 | 0.0322 | 0 | 88.8 | 0.0322 | 0 | 88.8 | 0.0322 | 0 | 88.8 | 0.0322 | 0 | DEER:HVAC_Split-Package_AC | Annual | 1719 | 88.82 | 0.03222 | 0 | 88.82 | 0.03222 | 0 | NE-HVAC-airAC-SpltPkg-240to759kBtuh-10p8eer_MZDEER2017AnyNrsNewCZ06cPVVG | 164204 | NE-HVAC-airAC-SpltPkg-240to759kBtuh-10p8eer_SZDEER2017AnyNrsNewCZ06cDXGF | 164203 |  | 105 | 0.0319 | 0 | 24.1 | 0.0335 | 0 | 105 | 0.0319 | 0 | 24.1 | 0.0335 | 0 | 508 | 115000 | 530 | 120000
NE-HVAC-airAC-SpltPkg-240to759kBtuh-10p8eer | DEER2017 | D17 v2 |  | Any | Nrs | New | CZ07 | cWtd | Cap-Tons | 465.6 | 116000 | None | 95.7 | 0.0303 | 0 | 95.7 | 0.0303 | 0 | 95.7 | 0.0303 | 0 | 95.7 | 0.0303 | 0 | DEER:HVAC_Split-Package_AC | Annual | 1719 | 95.7 | 0.03028 | 0 | 95.7 | 0.03028 | 0 | NE-HVAC-airAC-SpltPkg-240to759kBtuh-10p8eer_MZDEER2017AnyNrsNewCZ07cPVVG | 164206 | NE-HVAC-airAC-SpltPkg-240to759kBtuh-10p8eer_SZDEER2017AnyNrsNewCZ07cDXGF | 164205 |  | 115 | 0.03 | 0 | 18.5 | 0.0314 | 0 | 115 | 0.03 | 0 | 18.5 | 0.0314 | 0 | 466 | 115000 | 464 | 120000
NE-HVAC-airAC-SpltPkg-240to759kBtuh-10p8eer | DEER2017 | D17 v2 |  | Any | Nrs | New | CZ08 | cWtd | Cap-Tons | 504.6 | 116000 | None | 102 | 0.0405 | 0 | 102 | 0.0405 | 0 | 102 | 0.0405 | 0 | 102 | 0.0405 | 0 | DEER:HVAC_Split-Package_AC | Annual | 1719 | 102.34 | 0.04052 | 0 | 102.34 | 0.04052 | 0 | NE-HVAC-airAC-SpltPkg-240to759kBtuh-10p8eer_MZDEER2017AnyNrsNewCZ08cPVVG | 164208 | NE-HVAC-airAC-SpltPkg-240to759kBtuh-10p8eer_SZDEER2017AnyNrsNewCZ08cDXGF | 164207 |  | 118 | 0.0398 | 0 | 39.7 | 0.0434 | 0 | 118 | 0.0398 | 0 | 39.7 | 0.0434 | 0 | 504 | 115000 | 507 | 120000
NE-HVAC-airAC-SpltPkg-240to759kBtuh-10p8eer | DEER2017 | D17 v2 |  | Any | Nrs | New | CZ09 | cWtd | Cap-Tons | 610.4 | 116000 | None | 97.4 | 0.049 | 0 | 97.4 | 0.049 | 0 | 97.4 | 0.049 | 0 | 97.4 | 0.049 | 0 | DEER:HVAC_Split-Package_AC | Annual | 1719 | 97.38 | 0.04904 | 0 | 97.38 | 0.04904 | 0 | NE-HVAC-airAC-SpltPkg-240to759kBtuh-10p8eer_MZDEER2017AnyNrsNewCZ09cPVVG | 164210 | NE-HVAC-airAC-SpltPkg-240to759kBtuh-10p8eer_SZDEER2017AnyNrsNewCZ09cDXGF | 164209 |  | 111 | 0.0484 | 0 | 42.9 | 0.0516 | 0 | 111 | 0.0484 | 0 | 42.9 | 0.0516 | 0 | 604 | 115000 | 636 | 120000
NE-HVAC-airAC-SpltPkg-240to759kBtuh-10p8eer | DEER2017 | D17 v2 |  | Any | Nrs | New | CZ10 | cWtd | Cap-Tons | 588.4 | 116000 | None | 99.6 | 0.0531 | 0 | 99.6 | 0.0531 | 0 | 99.6 | 0.0531 | 0 | 99.6 | 0.0531 | 0 | DEER:HVAC_Split-Package_AC | Annual | 1719 | 99.58 | 0.0531 | 0 | 99.58 | 0.0531 | 0 | NE-HVAC-airAC-SpltPkg-240to759kBtuh-10p8eer_MZDEER2017AnyNrsNewCZ10cPVVG | 164212 | NE-HVAC-airAC-SpltPkg-240to759kBtuh-10p8eer_SZDEER2017AnyNrsNewCZ10cDXGF | 164211 |  | 112 | 0.0522 | 0 | 49.9 | 0.0567 | 0 | 112 | 0.0522 | 0 | 49.9 | 0.0567 | 0 | 582 | 115000 | 614 | 120000
NE-HVAC-airAC-SpltPkg-240to759kBtuh-10p8eer | DEER2017 | D17 v2 |  | Any | Nrs | New | CZ11 | cWtd | Cap-Tons | 584 | 116000 | None | 96.1 | 0.0461 | 0 | 96.1 | 0.0461 | 0 | 96.1 | 0.0461 | 0 | 96.1 | 0.0461 | 0 | DEER:HVAC_Split-Package_AC | Annual | 1719 | 96.14 | 0.04606 | 0 | 96.14 | 0.04606 | 0 | NE-HVAC-airAC-SpltPkg-240to759kBtuh-10p8eer_MZDEER2017AnyNrsNewCZ11cPVVG | 164214 | NE-HVAC-airAC-SpltPkg-240to759kBtuh-10p8eer_SZDEER2017AnyNrsNewCZ11cDXGF | 164213 |  | 105 | 0.0454 | 0 | 60.7 | 0.0487 | 0 | 105 | 0.0454 | 0 | 60.7 | 0.0487 | 0 | 575 | 115000 | 620 | 120000
NE-HVAC-airAC-SpltPkg-240to759kBtuh-10p8eer | DEER2017 | D17 v2 |  | Any | Nrs | New | CZ12 | cWtd | Cap-Tons | 601.2 | 116000 | None | 77.2 | 0.0439 | 0 | 77.2 | 0.0439 | 0 | 77.2 | 0.0439 | 0 | 77.2 | 0.0439 | 0 | DEER:HVAC_Split-Package_AC | Annual | 1719 | 77.16 | 0.04392 | 0 | 77.16 | 0.04392 | 0 | NE-HVAC-airAC-SpltPkg-240to759kBtuh-10p8eer_MZDEER2017AnyNrsNewCZ12cPVVG | 164216 | NE-HVAC-airAC-SpltPkg-240to759kBtuh-10p8eer_SZDEER2017AnyNrsNewCZ12cDXGF | 164215 |  | 86.3 | 0.0431 | 0 | 40.6 | 0.0472 | 0 | 86.3 | 0.0431 | 0 | 40.6 | 0.0472 | 0 | 595 | 115000 | 626 | 120000
NE-HVAC-airAC-SpltPkg-240to759kBtuh-10p8eer | DEER2017 | D17 v2 |  | Any | Nrs | New | CZ13 | cWtd | Cap-Tons | 608.6 | 116000 | None | 98.9 | 0.0446 | 0 | 98.9 | 0.0446 | 0 | 98.9 | 0.0446 | 0 | 98.9 | 0.0446 | 0 | DEER:HVAC_Split-Package_AC | Annual | 1719 | 98.92 | 0.0446 | 0 | 98.92 | 0.0446 | 0 | NE-HVAC-airAC-SpltPkg-240to759kBtuh-10p8eer_MZDEER2017AnyNrsNewCZ13cPVVG | 164218 | NE-HVAC-airAC-SpltPkg-240to759kBtuh-10p8eer_SZDEER2017AnyNrsNewCZ13cDXGF | 164217 |  | 108 | 0.0438 | 0 | 62.6 | 0.0478 | 0 | 108 | 0.0438 | 0 | 62.6 | 0.0478 | 0 | 602 | 115000 | 635 | 120000
NE-HVAC-airAC-SpltPkg-240to759kBtuh-10p8eer | DEER2017 | D17 v2 |  | Any | Nrs | New | CZ14 | cWtd | Cap-Tons | 527.4 | 116000 | None | 101 | 0.0503 | 0 | 101 | 0.0503 | 0 | 101 | 0.0503 | 0 | 101 | 0.0503 | 0 | DEER:HVAC_Split-Package_AC | Annual | 1719 | 100.94 | 0.05032 | 0 | 100.94 | 0.05032 | 0 | NE-HVAC-airAC-SpltPkg-240to759kBtuh-10p8eer_MZDEER2017AnyNrsNewCZ14cPVVG | 164220 | NE-HVAC-airAC-SpltPkg-240to759kBtuh-10p8eer_SZDEER2017AnyNrsNewCZ14cDXGF | 164219 |  | 109 | 0.0494 | 0 | 68.7 | 0.054 | 0 | 109 | 0.0494 | 0 | 68.7 | 0.054 | 0 | 524 | 115000 | 541 | 120000
NE-HVAC-airAC-SpltPkg-240to759kBtuh-10p8eer | DEER2017 | D17 v2 |  | Any | Nrs | New | CZ15 | cWtd | Cap-Tons | 716.6 | 116000 | None | 160 | 0.0462 | 0 | 160 | 0.0462 | 0 | 160 | 0.0462 | 0 | 160 | 0.0462 | 0 | DEER:HVAC_Split-Package_AC | Annual | 1719 | 160 | 0.04622 | 0 | 160 | 0.04622 | 0 | NE-HVAC-airAC-SpltPkg-240to759kBtuh-10p8eer_MZDEER2017AnyNrsNewCZ15cPVVG | 164222 | NE-HVAC-airAC-SpltPkg-240to759kBtuh-10p8eer_SZDEER2017AnyNrsNewCZ15cDXGF | 164221 |  | 171 | 0.0449 | 0 | 116 | 0.0515 | 0 | 171 | 0.0449 | 0 | 116 | 0.0515 | 0 | 705 | 115000 | 763 | 120000
NE-HVAC-airAC-SpltPkg-240to759kBtuh-10p8eer | DEER2017 | D17 v2 |  | Any | Nrs | New | CZ16 | cWtd | Cap-Tons | 446.6 | 116000 | None | 52.2 | 0.0288 | 0 | 52.2 | 0.0288 | 0 | 52.2 | 0.0288 | 0 | 52.2 | 0.0288 | 0 | DEER:HVAC_Split-Package_AC | Annual | 1719 | 52.16 | 0.02884 | 0 | 52.16 | 0.02884 | 0 | NE-HVAC-airAC-SpltPkg-240to759kBtuh-10p8eer_MZDEER2017AnyNrsNewCZ16cPVVG | 164224 | NE-HVAC-airAC-SpltPkg-240to759kBtuh-10p8eer_SZDEER2017AnyNrsNewCZ16cDXGF | 164223 |  | 60.8 | 0.0284 | 0 | 17.6 | 0.0306 | 0 | 60.8 | 0.0284 | 0 | 17.6 | 0.0306 | 0 | 447 | 115000 | 445 | 120000
NE-HVAC-airAC-SpltPkg-240to759kBtuh-10p8eer | DEER2017 | D17 v2 |  | Any | OfL | 1975 | CZ01 | cWtd | Cap-Tons | 710.4 | 175000 | None | 20.1 | 0.0258 | 0 | 20.1 | 0.0258 | 0 | 20.1 | 0.0258 | 0 | 20.1 | 0.0258 | 0 | DEER:HVAC_Split-Package_AC | Annual | 1719 | 20.148 | 0.02578 | 0 | 20.148 | 0.02578 | 0 | NE-HVAC-airAC-SpltPkg-240to759kBtuh-10p8eer_MZDEER2017AnyOfL1975CZ01cPVVG | 11714 | NE-HVAC-airAC-SpltPkg-240to759kBtuh-10p8eer_SZDEER2017AnyOfL1975CZ01cDXGF | 11713 |  | 23 | 0.0243 | 0 | 8.74 | 0.0317 | 0 | 23 | 0.0243 | 0 | 8.74 | 0.0317 | 0 | 757 | 175000 | 524 | 175000
NE-HVAC-airAC-SpltPkg-240to759kBtuh-10p8eer | DEER2017 | D17 v2 |  | Any | OfL | 1975 | CZ02 | cWtd | Cap-Tons | 832.8 | 175000 | None | 57.2 | 0.0577 | 0 | 57.2 | 0.0577 | 0 | 57.2 | 0.0577 | 0 | 57.2 | 0.0577 | 0 | DEER:HVAC_Split-Package_AC | Annual | 1719 | 57.24 | 0.05774 | 0 | 57.24 | 0.05774 | 0 | NE-HVAC-airAC-SpltPkg-240to759kBtuh-10p8eer_MZDEER2017AnyOfL1975CZ02cPVVG | 11716 | NE-HVAC-airAC-SpltPkg-240to759kBtuh-10p8eer_SZDEER2017AnyOfL1975CZ02cDXGF | 11715 |  | 59.6 | 0.0526 | 0 | 47.8 | 0.0783 | 0 | 59.6 | 0.0526 | 0 | 47.8 | 0.0783 | 0 | 879 | 175000 | 648 | 175000
NE-HVAC-airAC-SpltPkg-240to759kBtuh-10p8eer | DEER2017 | D17 v2 |  | Any | OfL | 1975 | CZ03 | cWtd | Cap-Tons | 751 | 175000 | None | 47.8 | 0.042 | 0 | 47.8 | 0.042 | 0 | 47.8 | 0.042 | 0 | 47.8 | 0.042 | 0 | DEER:HVAC_Split-Package_AC | Annual | 1719 | 47.82 | 0.042 | 0 | 47.82 | 0.042 | 0 | NE-HVAC-airAC-SpltPkg-240to759kBtuh-10p8eer_MZDEER2017AnyOfL1975CZ03cPVVG | 11718 | NE-HVAC-airAC-SpltPkg-240to759kBtuh-10p8eer_SZDEER2017AnyOfL1975CZ03cDXGF | 11717 |  | 51.2 | 0.0373 | 0 | 34.3 | 0.0608 | 0 | 51.2 | 0.0373 | 0 | 34.3 | 0.0608 | 0 | 798 | 175000 | 563 | 175000
NE-HVAC-airAC-SpltPkg-240to759kBtuh-10p8eer | DEER2017 | D17 v2 |  | Any | OfL | 1975 | CZ04 | cWtd | Cap-Tons | 830.8 | 175000 | None | 64.9 | 0.0553 | 0 | 64.9 | 0.0553 | 0 | 64.9 | 0.0553 | 0 | 64.9 | 0.0553 | 0 | DEER:HVAC_Split-Package_AC | Annual | 1719 | 64.9 | 0.05528 | 0 | 64.9 | 0.05528 | 0 | NE-HVAC-airAC-SpltPkg-240to759kBtuh-10p8eer_MZDEER2017AnyOfL1975CZ04cPVVG | 11720 | NE-HVAC-airAC-SpltPkg-240to759kBtuh-10p8eer_SZDEER2017AnyOfL1975CZ04cDXGF | 11719 |  | 67.2 | 0.0495 | 0 | 55.7 | 0.0784 | 0 | 67.2 | 0.0495 | 0 | 55.7 | 0.0784 | 0 | 880 | 175000 | 634 | 175000
NE-HVAC-airAC-SpltPkg-240to759kBtuh-10p8eer | DEER2017 | D17 v2 |  | Any | OfL | 1975 | CZ05 | cWtd | Cap-Tons | 725 | 175000 | None | 51.1 | 0.0368 | 0 | 51.1 | 0.0368 | 0 | 51.1 | 0.0368 | 0 | 51.1 | 0.0368 | 0 | DEER:HVAC_Split-Package_AC | Annual | 1719 | 51.12 | 0.03678 | 0 | 51.12 | 0.03678 | 0 | NE-HVAC-airAC-SpltPkg-240to759kBtuh-10p8eer_MZDEER2017AnyOfL1975CZ05cPVVG | 11722 | NE-HVAC-airAC-SpltPkg-240to759kBtuh-10p8eer_SZDEER2017AnyOfL1975CZ05cDXGF | 11721 |  | 53.9 | 0.0327 | 0 | 40 | 0.0531 | 0 | 53.9 | 0.0327 | 0 | 40 | 0.0531 | 0 | 769 | 175000 | 549 | 175000
NE-HVAC-airAC-SpltPkg-240to759kBtuh-10p8eer | DEER2017 | D17 v2 |  | Any | OfL | 1975 | CZ06 | cWtd | Cap-Tons | 791.4 | 175000 | None | 75.6 | 0.0461 | 0 | 75.6 | 0.0461 | 0 | 75.6 | 0.0461 | 0 | 75.6 | 0.0461 | 0 | DEER:HVAC_Split-Package_AC | Annual | 1719 | 75.56 | 0.04608 | 0 | 75.56 | 0.04608 | 0 | NE-HVAC-airAC-SpltPkg-240to759kBtuh-10p8eer_MZDEER2017AnyOfL1975CZ06cPVVG | 11724 | NE-HVAC-airAC-SpltPkg-240to759kBtuh-10p8eer_SZDEER2017AnyOfL1975CZ06cDXGF | 11723 |  | 77.3 | 0.0415 | 0 | 68.6 | 0.0644 | 0 | 77.3 | 0.0415 | 0 | 68.6 | 0.0644 | 0 | 836 | 175000 | 613 | 175000
NE-HVAC-airAC-SpltPkg-240to759kBtuh-10p8eer | DEER2017 | D17 v2 |  | Any | OfL | 1975 | CZ07 | cWtd | Cap-Tons | 738 | 175000 | None | 75.2 | 0.0439 | 0 | 75.2 | 0.0439 | 0 | 75.2 | 0.0439 | 0 | 75.2 | 0.0439 | 0 | DEER:HVAC_Split-Package_AC | Annual | 1719 | 75.18 | 0.04394 | 0 | 75.18 | 0.04394 | 0 | NE-HVAC-airAC-SpltPkg-240to759kBtuh-10p8eer_MZDEER2017AnyOfL1975CZ07cPVVG | 11726 | NE-HVAC-airAC-SpltPkg-240to759kBtuh-10p8eer_SZDEER2017AnyOfL1975CZ07cDXGF | 11725 |  | 77.4 | 0.0395 | 0 | 66.3 | 0.0617 | 0 | 77.4 | 0.0395 | 0 | 66.3 | 0.0617 | 0 | 782 | 175000 | 562 | 175000
NE-HVAC-airAC-SpltPkg-240to759kBtuh-10p8eer | DEER2017 | D17 v2 |  | Any | OfL | 1975 | CZ08 | cWtd | Cap-Tons | 827.4 | 175000 | None | 79.6 | 0.0521 | 0 | 79.6 | 0.0521 | 0 | 79.6 | 0.0521 | 0 | 79.6 | 0.0521 | 0 | DEER:HVAC_Split-Package_AC | Annual | 1719 | 79.62 | 0.05214 | 0 | 79.62 | 0.05214 | 0 | NE-HVAC-airAC-SpltPkg-240to759kBtuh-10p8eer_MZDEER2017AnyOfL1975CZ08cPVVG | 11728 | NE-HVAC-airAC-SpltPkg-240to759kBtuh-10p8eer_SZDEER2017AnyOfL1975CZ08cDXGF | 11727 |  | 81 | 0.0473 | 0 | 74.1 | 0.0715 | 0 | 81 | 0.0473 | 0 | 74.1 | 0.0715 | 0 | 873 | 175000 | 645 | 175000
NE-HVAC-airAC-SpltPkg-240to759kBtuh-10p8eer | DEER2017 | D17 v2 |  | Any | OfL | 1975 | CZ09 | cWtd | Cap-Tons | 978.6 | 175000 | None | 73.6 | 0.0601 | 0 | 73.6 | 0.0601 | 0 | 73.6 | 0.0601 | 0 | 73.6 | 0.0601 | 0 | DEER:HVAC_Split-Package_AC | Annual | 1719 | 73.64 | 0.06014 | 0 | 73.64 | 0.06014 | 0 | NE-HVAC-airAC-SpltPkg-240to759kBtuh-10p8eer_MZDEER2017AnyOfL1975CZ09cPVVG | 11730 | NE-HVAC-airAC-SpltPkg-240to759kBtuh-10p8eer_SZDEER2017AnyOfL1975CZ09cDXGF | 11729 |  | 76.6 | 0.0547 | 0 | 61.8 | 0.0819 | 0 | 76.6 | 0.0547 | 0 | 61.8 | 0.0819 | 0 | 1030 | 175000 | 773 | 175000
NE-HVAC-airAC-SpltPkg-240to759kBtuh-10p8eer | DEER2017 | D17 v2 |  | Any | OfL | 1975 | CZ10 | cWtd | Cap-Tons | 946.6 | 175000 | None | 79.4 | 0.0658 | 0 | 79.4 | 0.0658 | 0 | 79.4 | 0.0658 | 0 | 79.4 | 0.0658 | 0 | DEER:HVAC_Split-Package_AC | Annual | 1719 | 79.42 | 0.06578 | 0 | 79.42 | 0.06578 | 0 | NE-HVAC-airAC-SpltPkg-240to759kBtuh-10p8eer_MZDEER2017AnyOfL1975CZ10cPVVG | 11732 | NE-HVAC-airAC-SpltPkg-240to759kBtuh-10p8eer_SZDEER2017AnyOfL1975CZ10cDXGF | 11731 |  | 81.2 | 0.0594 | 0 | 72.3 | 0.0913 | 0 | 81.2 | 0.0594 | 0 | 72.3 | 0.0913 | 0 | 997 | 175000 | 745 | 175000
NE-HVAC-airAC-SpltPkg-240to759kBtuh-10p8eer | DEER2017 | D17 v2 |  | Any | OfL | 1975 | CZ11 | cWtd | Cap-Tons | 914 | 175000 | None | 77.9 | 0.0609 | 0 | 77.9 | 0.0609 | 0 | 77.9 | 0.0609 | 0 | 77.9 | 0.0609 | 0 | DEER:HVAC_Split-Package_AC | Annual | 1719 | 77.9 | 0.06092 | 0 | 77.9 | 0.06092 | 0 | NE-HVAC-airAC-SpltPkg-240to759kBtuh-10p8eer_MZDEER2017AnyOfL1975CZ11cPVVG | 11734 | NE-HVAC-airAC-SpltPkg-240to759kBtuh-10p8eer_SZDEER2017AnyOfL1975CZ11cDXGF | 11733 |  | 78.9 | 0.056 | 0 | 73.9 | 0.0806 | 0 | 78.9 | 0.056 | 0 | 73.9 | 0.0806 | 0 | 963 | 175000 | 718 | 175000
NE-HVAC-airAC-SpltPkg-240to759kBtuh-10p8eer | DEER2017 | D17 v2 |  | Any | OfL | 1975 | CZ12 | cWtd | Cap-Tons | 845.6 | 175000 | None | 69.7 | 0.0608 | 0 | 69.7 | 0.0608 | 0 | 69.7 | 0.0608 | 0 | 69.7 | 0.0608 | 0 | DEER:HVAC_Split-Package_AC | Annual | 1719 | 69.7 | 0.06084 | 0 | 69.7 | 0.06084 | 0 | NE-HVAC-airAC-SpltPkg-240to759kBtuh-10p8eer_MZDEER2017AnyOfL1975CZ12cPVVG | 11736 | NE-HVAC-airAC-SpltPkg-240to759kBtuh-10p8eer_SZDEER2017AnyOfL1975CZ12cDXGF | 11735 |  | 70.3 | 0.0556 | 0 | 67.3 | 0.0818 | 0 | 70.3 | 0.0556 | 0 | 67.3 | 0.0818 | 0 | 895 | 175000 | 648 | 175000
NE-HVAC-airAC-SpltPkg-240to759kBtuh-10p8eer | DEER2017 | D17 v2 |  | Any | OfL | 1975 | CZ13 | cWtd | Cap-Tons | 903 | 175000 | None | 78.1 | 0.0581 | 0 | 78.1 | 0.0581 | 0 | 78.1 | 0.0581 | 0 | 78.1 | 0.0581 | 0 | DEER:HVAC_Split-Package_AC | Annual | 1719 | 78.14 | 0.0581 | 0 | 78.14 | 0.0581 | 0 | NE-HVAC-airAC-SpltPkg-240to759kBtuh-10p8eer_MZDEER2017AnyOfL1975CZ13cPVVG | 11738 | NE-HVAC-airAC-SpltPkg-240to759kBtuh-10p8eer_SZDEER2017AnyOfL1975CZ13cDXGF | 11737 |  | 77.8 | 0.0525 | 0 | 79.5 | 0.0805 | 0 | 77.8 | 0.0525 | 0 | 79.5 | 0.0805 | 0 | 954 | 175000 | 699 | 175000
NE-HVAC-airAC-SpltPkg-240to759kBtuh-10p8eer | DEER2017 | D17 v2 |  | Any | OfL | 1975 | CZ14 | cWtd | Cap-Tons | 1015 | 175000 | None | 75.5 | 0.0561 | 0 | 75.5 | 0.0561 | 0 | 75.5 | 0.0561 | 0 | 75.5 | 0.0561 | 0 | DEER:HVAC_Split-Package_AC | Annual | 1719 | 75.5 | 0.05608 | 0 | 75.5 | 0.05608 | 0 | NE-HVAC-airAC-SpltPkg-240to759kBtuh-10p8eer_MZDEER2017AnyOfL1975CZ14cPVVG | 11740 | NE-HVAC-airAC-SpltPkg-240to759kBtuh-10p8eer_SZDEER2017AnyOfL1975CZ14cDXGF | 11739 |  | 77 | 0.0504 | 0 | 69.5 | 0.0788 | 0 | 77 | 0.0504 | 0 | 69.5 | 0.0788 | 0 | 1070 | 175000 | 795 | 175000
NE-HVAC-airAC-SpltPkg-240to759kBtuh-10p8eer | DEER2017 | D17 v2 |  | Any | OfL | 1975 | CZ15 | cWtd | Cap-Tons | 1046.2 | 175000 | None | 120 | 0.0633 | 0 | 120 | 0.0633 | 0 | 120 | 0.0633 | 0 | 120 | 0.0633 | 0 | DEER:HVAC_Split-Package_AC | Annual | 1719 | 119.8 | 0.0633 | 0 | 119.8 | 0.0633 | 0 | NE-HVAC-airAC-SpltPkg-240to759kBtuh-10p8eer_MZDEER2017AnyOfL1975CZ15cPVVG | 11742 | NE-HVAC-airAC-SpltPkg-240to759kBtuh-10p8eer_SZDEER2017AnyOfL1975CZ15cDXGF | 11741 |  | 119 | 0.0574 | 0 | 123 | 0.0869 | 0 | 119 | 0.0574 | 0 | 123 | 0.0869 | 0 | 1100 | 175000 | 831 | 175000
NE-HVAC-airAC-SpltPkg-240to759kBtuh-10p8eer | DEER2017 | D17 v2 |  | Any | OfL | 1975 | CZ16 | cWtd | Cap-Tons | 719.8 | 175000 | None | 44 | 0.0432 | 0 | 44 | 0.0432 | 0 | 44 | 0.0432 | 0 | 44 | 0.0432 | 0 | DEER:HVAC_Split-Package_AC | Annual | 1719 | 44.04 | 0.04316 | 0 | 44.04 | 0.04316 | 0 | NE-HVAC-airAC-SpltPkg-240to759kBtuh-10p8eer_MZDEER2017AnyOfL1975CZ16cPVVG | 11744 | NE-HVAC-airAC-SpltPkg-240to759kBtuh-10p8eer_SZDEER2017AnyOfL1975CZ16cDXGF | 11743 |  | 44.7 | 0.0388 | 0 | 41.4 | 0.0606 | 0 | 44.7 | 0.0388 | 0 | 41.4 | 0.0606 | 0 | 764 | 175000 | 543 | 175000
NE-HVAC-airAC-SpltPkg-240to759kBtuh-10p8eer | DEER2017 | D17 v2 |  | Any | OfL | 1985 | CZ01 | cWtd | Cap-Tons | 625.4 | 175000 | None | 13.1 | 0.028 | 0 | 13.1 | 0.028 | 0 | 13.1 | 0.028 | 0 | 13.1 | 0.028 | 0 | DEER:HVAC_Split-Package_AC | Annual | 1719 | 13.14 | 0.02802 | 0 | 13.14 | 0.02802 | 0 | NE-HVAC-airAC-SpltPkg-240to759kBtuh-10p8eer_MZDEER2017AnyOfL1985CZ01cPVVG | 33074 | NE-HVAC-airAC-SpltPkg-240to759kBtuh-10p8eer_SZDEER2017AnyOfL1985CZ01cDXGF | 33073 |  | 13.6 | 0.0264 | 0 | 11.3 | 0.0345 | 0 | 13.6 | 0.0264 | 0 | 11.3 | 0.0345 | 0 | 660 | 175000 | 487 | 175000
NE-HVAC-airAC-SpltPkg-240to759kBtuh-10p8eer | DEER2017 | D17 v2 |  | Any | OfL | 1985 | CZ02 | cWtd | Cap-Tons | 741.2 | 175000 | None | 56.5 | 0.0658 | 0 | 56.5 | 0.0658 | 0 | 56.5 | 0.0658 | 0 | 56.5 | 0.0658 | 0 | DEER:HVAC_Split-Package_AC | Annual | 1719 | 56.48 | 0.06576 | 0 | 56.48 | 0.06576 | 0 | NE-HVAC-airAC-SpltPkg-240to759kBtuh-10p8eer_MZDEER2017AnyOfL1985CZ02cPVVG | 33076 | NE-HVAC-airAC-SpltPkg-240to759kBtuh-10p8eer_SZDEER2017AnyOfL1985CZ02cDXGF | 33075 |  | 58.1 | 0.0623 | 0 | 50 | 0.0796 | 0 | 58.1 | 0.0623 | 0 | 50 | 0.0796 | 0 | 774 | 175000 | 610 | 175000
NE-HVAC-airAC-SpltPkg-240to759kBtuh-10p8eer | DEER2017 | D17 v2 |  | Any | OfL | 1985 | CZ03 | cWtd | Cap-Tons | 669 | 175000 | None | 42.4 | 0.0482 | 0 | 42.4 | 0.0482 | 0 | 42.4 | 0.0482 | 0 | 42.4 | 0.0482 | 0 | DEER:HVAC_Split-Package_AC | Annual | 1719 | 42.42 | 0.0482 | 0 | 42.42 | 0.0482 | 0 | NE-HVAC-airAC-SpltPkg-240to759kBtuh-10p8eer_MZDEER2017AnyOfL1985CZ03cPVVG | 33078 | NE-HVAC-airAC-SpltPkg-240to759kBtuh-10p8eer_SZDEER2017AnyOfL1985CZ03cDXGF | 33077 |  | 43.9 | 0.0446 | 0 | 36.5 | 0.0626 | 0 | 43.9 | 0.0446 | 0 | 36.5 | 0.0626 | 0 | 704 | 175000 | 529 | 175000
NE-HVAC-airAC-SpltPkg-240to759kBtuh-10p8eer | DEER2017 | D17 v2 |  | Any | OfL | 1985 | CZ04 | cWtd | Cap-Tons | 741 | 175000 | None | 63.9 | 0.0627 | 0 | 63.9 | 0.0627 | 0 | 63.9 | 0.0627 | 0 | 63.9 | 0.0627 | 0 | DEER:HVAC_Split-Package_AC | Annual | 1719 | 63.86 | 0.06266 | 0 | 63.86 | 0.06266 | 0 | NE-HVAC-airAC-SpltPkg-240to759kBtuh-10p8eer_MZDEER2017AnyOfL1985CZ04cPVVG | 33080 | NE-HVAC-airAC-SpltPkg-240to759kBtuh-10p8eer_SZDEER2017AnyOfL1985CZ04cDXGF | 33079 |  | 65.3 | 0.0583 | 0 | 58.1 | 0.0801 | 0 | 65.3 | 0.0583 | 0 | 58.1 | 0.0801 | 0 | 777 | 175000 | 597 | 175000
NE-HVAC-airAC-SpltPkg-240to759kBtuh-10p8eer | DEER2017 | D17 v2 |  | Any | OfL | 1985 | CZ05 | cWtd | Cap-Tons | 641.4 | 175000 | None | 48.5 | 0.0424 | 0 | 48.5 | 0.0424 | 0 | 48.5 | 0.0424 | 0 | 48.5 | 0.0424 | 0 | DEER:HVAC_Split-Package_AC | Annual | 1719 | 48.5 | 0.04244 | 0 | 48.5 | 0.04244 | 0 | NE-HVAC-airAC-SpltPkg-240to759kBtuh-10p8eer_MZDEER2017AnyOfL1985CZ05cPVVG | 33082 | NE-HVAC-airAC-SpltPkg-240to759kBtuh-10p8eer_SZDEER2017AnyOfL1985CZ05cDXGF | 33081 |  | 50 | 0.0394 | 0 | 42.5 | 0.0546 | 0 | 50 | 0.0394 | 0 | 42.5 | 0.0546 | 0 | 673 | 175000 | 515 | 175000
NE-HVAC-airAC-SpltPkg-240to759kBtuh-10p8eer | DEER2017 | D17 v2 |  | Any | OfL | 1985 | CZ06 | cWtd | Cap-Tons | 703.2 | 175000 | None | 75.8 | 0.0528 | 0 | 75.8 | 0.0528 | 0 | 75.8 | 0.0528 | 0 | 75.8 | 0.0528 | 0 | DEER:HVAC_Split-Package_AC | Annual | 1719 | 75.8 | 0.05278 | 0 | 75.8 | 0.05278 | 0 | NE-HVAC-airAC-SpltPkg-240to759kBtuh-10p8eer_MZDEER2017AnyOfL1985CZ06cPVVG | 33084 | NE-HVAC-airAC-SpltPkg-240to759kBtuh-10p8eer_SZDEER2017AnyOfL1985CZ06cDXGF | 33083 |  | 76.8 | 0.0494 | 0 | 71.8 | 0.0663 | 0 | 76.8 | 0.0494 | 0 | 71.8 | 0.0663 | 0 | 735 | 175000 | 576 | 175000
NE-HVAC-airAC-SpltPkg-240to759kBtuh-10p8eer | DEER2017 | D17 v2 |  | Any | OfL | 1985 | CZ07 | cWtd | Cap-Tons | 653.4 | 175000 | None | 73.3 | 0.0504 | 0 | 73.3 | 0.0504 | 0 | 73.3 | 0.0504 | 0 | 73.3 | 0.0504 | 0 | DEER:HVAC_Split-Package_AC | Annual | 1719 | 73.3 | 0.0504 | 0 | 73.3 | 0.0504 | 0 | NE-HVAC-airAC-SpltPkg-240to759kBtuh-10p8eer_MZDEER2017AnyOfL1985CZ07cPVVG | 33086 | NE-HVAC-airAC-SpltPkg-240to759kBtuh-10p8eer_SZDEER2017AnyOfL1985CZ07cDXGF | 33085 |  | 74.2 | 0.0473 | 0 | 69.7 | 0.0628 | 0 | 74.2 | 0.0473 | 0 | 69.7 | 0.0628 | 0 | 685 | 175000 | 527 | 175000
NE-HVAC-airAC-SpltPkg-240to759kBtuh-10p8eer | DEER2017 | D17 v2 |  | Any | OfL | 1985 | CZ08 | cWtd | Cap-Tons | 735.8 | 175000 | None | 80.7 | 0.0602 | 0 | 80.7 | 0.0602 | 0 | 80.7 | 0.0602 | 0 | 80.7 | 0.0602 | 0 | DEER:HVAC_Split-Package_AC | Annual | 1719 | 80.7 | 0.06016 | 0 | 80.7 | 0.06016 | 0 | NE-HVAC-airAC-SpltPkg-240to759kBtuh-10p8eer_MZDEER2017AnyOfL1985CZ08cPVVG | 33088 | NE-HVAC-airAC-SpltPkg-240to759kBtuh-10p8eer_SZDEER2017AnyOfL1985CZ08cDXGF | 33087 |  | 81.6 | 0.057 | 0 | 77.1 | 0.0728 | 0 | 81.6 | 0.057 | 0 | 77.1 | 0.0728 | 0 | 768 | 175000 | 607 | 175000
NE-HVAC-airAC-SpltPkg-240to759kBtuh-10p8eer | DEER2017 | D17 v2 |  | Any | OfL | 1985 | CZ09 | cWtd | Cap-Tons | 875.6 | 175000 | None | 73.2 | 0.0677 | 0 | 73.2 | 0.0677 | 0 | 73.2 | 0.0677 | 0 | 73.2 | 0.0677 | 0 | DEER:HVAC_Split-Package_AC | Annual | 1719 | 73.2 | 0.06774 | 0 | 73.2 | 0.06774 | 0 | NE-HVAC-airAC-SpltPkg-240to759kBtuh-10p8eer_MZDEER2017AnyOfL1985CZ09cPVVG | 33090 | NE-HVAC-airAC-SpltPkg-240to759kBtuh-10p8eer_SZDEER2017AnyOfL1985CZ09cDXGF | 33089 |  | 75.5 | 0.0638 | 0 | 64 | 0.0835 | 0 | 75.5 | 0.0638 | 0 | 64 | 0.0835 | 0 | 912 | 175000 | 730 | 175000
NE-HVAC-airAC-SpltPkg-240to759kBtuh-10p8eer | DEER2017 | D17 v2 |  | Any | OfL | 1985 | CZ10 | cWtd | Cap-Tons | 847.6 | 175000 | None | 81.2 | 0.0756 | 0 | 81.2 | 0.0756 | 0 | 81.2 | 0.0756 | 0 | 81.2 | 0.0756 | 0 | DEER:HVAC_Split-Package_AC | Annual | 1719 | 81.16 | 0.07558 | 0 | 81.16 | 0.07558 | 0 | NE-HVAC-airAC-SpltPkg-240to759kBtuh-10p8eer_MZDEER2017AnyOfL1985CZ10cPVVG | 33092 | NE-HVAC-airAC-SpltPkg-240to759kBtuh-10p8eer_SZDEER2017AnyOfL1985CZ10cDXGF | 33091 |  | 82.7 | 0.0711 | 0 | 75 | 0.0935 | 0 | 82.7 | 0.0711 | 0 | 75 | 0.0935 | 0 | 884 | 175000 | 702 | 175000
NE-HVAC-airAC-SpltPkg-240to759kBtuh-10p8eer | DEER2017 | D17 v2 |  | Any | OfL | 1985 | CZ11 | cWtd | Cap-Tons | 814.4 | 175000 | None | 79.1 | 0.0664 | 0 | 79.1 | 0.0664 | 0 | 79.1 | 0.0664 | 0 | 79.1 | 0.0664 | 0 | DEER:HVAC_Split-Package_AC | Annual | 1719 | 79.1 | 0.0664 | 0 | 79.1 | 0.0664 | 0 | NE-HVAC-airAC-SpltPkg-240to759kBtuh-10p8eer_MZDEER2017AnyOfL1985CZ11cPVVG | 33094 | NE-HVAC-airAC-SpltPkg-240to759kBtuh-10p8eer_SZDEER2017AnyOfL1985CZ11cDXGF | 33093 |  | 79.7 | 0.0624 | 0 | 76.7 | 0.0824 | 0 | 79.7 | 0.0624 | 0 | 76.7 | 0.0824 | 0 | 849 | 175000 | 676 | 175000
NE-HVAC-airAC-SpltPkg-240to759kBtuh-10p8eer | DEER2017 | D17 v2 |  | Any | OfL | 1985 | CZ12 | cWtd | Cap-Tons | 753 | 175000 | None | 70.7 | 0.069 | 0 | 70.7 | 0.069 | 0 | 70.7 | 0.069 | 0 | 70.7 | 0.069 | 0 | DEER:HVAC_Split-Package_AC | Annual | 1719 | 70.72 | 0.06896 | 0 | 70.72 | 0.06896 | 0 | NE-HVAC-airAC-SpltPkg-240to759kBtuh-10p8eer_MZDEER2017AnyOfL1985CZ12cPVVG | 33096 | NE-HVAC-airAC-SpltPkg-240to759kBtuh-10p8eer_SZDEER2017AnyOfL1985CZ12cDXGF | 33095 |  | 70.9 | 0.0653 | 0 | 70 | 0.0836 | 0 | 70.9 | 0.0653 | 0 | 70 | 0.0836 | 0 | 789 | 175000 | 609 | 175000
NE-HVAC-airAC-SpltPkg-240to759kBtuh-10p8eer | DEER2017 | D17 v2 |  | Any | OfL | 1985 | CZ13 | cWtd | Cap-Tons | 807 | 175000 | None | 80.8 | 0.0662 | 0 | 80.8 | 0.0662 | 0 | 80.8 | 0.0662 | 0 | 80.8 | 0.0662 | 0 | DEER:HVAC_Split-Package_AC | Annual | 1719 | 80.76 | 0.06618 | 0 | 80.76 | 0.06618 | 0 | NE-HVAC-airAC-SpltPkg-240to759kBtuh-10p8eer_MZDEER2017AnyOfL1985CZ13cPVVG | 33098 | NE-HVAC-airAC-SpltPkg-240to759kBtuh-10p8eer_SZDEER2017AnyOfL1985CZ13cDXGF | 33097 |  | 80.4 | 0.0622 | 0 | 82.2 | 0.0821 | 0 | 80.4 | 0.0622 | 0 | 82.2 | 0.0821 | 0 | 844 | 175000 | 659 | 175000
NE-HVAC-airAC-SpltPkg-240to759kBtuh-10p8eer | DEER2017 | D17 v2 |  | Any | OfL | 1985 | CZ14 | cWtd | Cap-Tons | 749 | 175000 | None | 85.7 | 0.0717 | 0 | 85.7 | 0.0717 | 0 | 85.7 | 0.0717 | 0 | 85.7 | 0.0717 | 0 | DEER:HVAC_Split-Package_AC | Annual | 1719 | 85.72 | 0.07172 | 0 | 85.72 | 0.07172 | 0 | NE-HVAC-airAC-SpltPkg-240to759kBtuh-10p8eer_MZDEER2017AnyOfL1985CZ14cPVVG | 33100 | NE-HVAC-airAC-SpltPkg-240to759kBtuh-10p8eer_SZDEER2017AnyOfL1985CZ14cDXGF | 33099 |  | 85.2 | 0.068 | 0 | 87.8 | 0.0866 | 0 | 85.2 | 0.068 | 0 | 87.8 | 0.0866 | 0 | 781 | 175000 | 621 | 175000
NE-HVAC-airAC-SpltPkg-240to759kBtuh-10p8eer | DEER2017 | D17 v2 |  | Any | OfL | 1985 | CZ15 | cWtd | Cap-Tons | 904.4 | 175000 | None | 125 | 0.0714 | 0 | 125 | 0.0714 | 0 | 125 | 0.0714 | 0 | 125 | 0.0714 | 0 | DEER:HVAC_Split-Package_AC | Annual | 1719 | 125 | 0.07136 | 0 | 125 | 0.07136 | 0 | NE-HVAC-airAC-SpltPkg-240to759kBtuh-10p8eer_MZDEER2017AnyOfL1985CZ15cPVVG | 33102 | NE-HVAC-airAC-SpltPkg-240to759kBtuh-10p8eer_SZDEER2017AnyOfL1985CZ15cDXGF | 33101 |  | 124 | 0.0668 | 0 | 129 | 0.0896 | 0 | 124 | 0.0668 | 0 | 129 | 0.0896 | 0 | 942 | 175000 | 754 | 175000
NE-HVAC-airAC-SpltPkg-240to759kBtuh-10p8eer | DEER2017 | D17 v2 |  | Any | OfL | 1985 | CZ16 | cWtd | Cap-Tons | 620.8 | 175000 | None | 44.7 | 0.0491 | 0 | 44.7 | 0.0491 | 0 | 44.7 | 0.0491 | 0 | 44.7 | 0.0491 | 0 | DEER:HVAC_Split-Package_AC | Annual | 1719 | 44.74 | 0.04908 | 0 | 44.74 | 0.04908 | 0 | NE-HVAC-airAC-SpltPkg-240to759kBtuh-10p8eer_MZDEER2017AnyOfL1985CZ16cPVVG | 33104 | NE-HVAC-airAC-SpltPkg-240to759kBtuh-10p8eer_SZDEER2017AnyOfL1985CZ16cDXGF | 33103 |  | 44.7 | 0.0456 | 0 | 44.9 | 0.063 | 0 | 44.7 | 0.0456 | 0 | 44.9 | 0.063 | 0 | 652 | 175000 | 496 | 175000
NE-HVAC-airAC-SpltPkg-240to759kBtuh-10p8eer | DEER2017 | D17 v2 |  | Any | OfL | 1996 | CZ01 | cWtd | Cap-Tons | 467.8 | 175000 | None | 15.3 | 0.0302 | 0 | 15.3 | 0.0302 | 0 | 15.3 | 0.0302 | 0 | 15.3 | 0.0302 | 0 | DEER:HVAC_Split-Package_AC | Annual | 1719 | 15.34 | 0.03016 | 0 | 15.34 | 0.03016 | 0 | NE-HVAC-airAC-SpltPkg-240to759kBtuh-10p8eer_MZDEER2017AnyOfL1996CZ01cPVVG | 54434 | NE-HVAC-airAC-SpltPkg-240to759kBtuh-10p8eer_SZDEER2017AnyOfL1996CZ01cDXGF | 54433 |  | 16.1 | 0.0281 | 0 | 12.3 | 0.0384 | 0 | 16.1 | 0.0281 | 0 | 12.3 | 0.0384 | 0 | 491 | 175000 | 375 | 175000
NE-HVAC-airAC-SpltPkg-240to759kBtuh-10p8eer | DEER2017 | D17 v2 |  | Any | OfL | 1996 | CZ02 | cWtd | Cap-Tons | 599.2 | 175000 | None | 59.2 | 0.0725 | 0 | 59.2 | 0.0725 | 0 | 59.2 | 0.0725 | 0 | 59.2 | 0.0725 | 0 | DEER:HVAC_Split-Package_AC | Annual | 1719 | 59.16 | 0.07248 | 0 | 59.16 | 0.07248 | 0 | NE-HVAC-airAC-SpltPkg-240to759kBtuh-10p8eer_MZDEER2017AnyOfL1996CZ02cPVVG | 54436 | NE-HVAC-airAC-SpltPkg-240to759kBtuh-10p8eer_SZDEER2017AnyOfL1996CZ02cDXGF | 54435 |  | 61.2 | 0.0693 | 0 | 51 | 0.0852 | 0 | 61.2 | 0.0693 | 0 | 51 | 0.0852 | 0 | 621 | 175000 | 512 | 175000
NE-HVAC-airAC-SpltPkg-240to759kBtuh-10p8eer | DEER2017 | D17 v2 |  | Any | OfL | 1996 | CZ03 | cWtd | Cap-Tons | 557.8 | 175000 | None | 43.9 | 0.051 | 0 | 43.9 | 0.051 | 0 | 43.9 | 0.051 | 0 | 43.9 | 0.051 | 0 | DEER:HVAC_Split-Package_AC | Annual | 1719 | 43.86 | 0.051 | 0 | 43.86 | 0.051 | 0 | NE-HVAC-airAC-SpltPkg-240to759kBtuh-10p8eer_MZDEER2017AnyOfL1996CZ03cPVVG | 54438 | NE-HVAC-airAC-SpltPkg-240to759kBtuh-10p8eer_SZDEER2017AnyOfL1996CZ03cDXGF | 54437 |  | 46.3 | 0.0476 | 0 | 34.1 | 0.0646 | 0 | 46.3 | 0.0476 | 0 | 34.1 | 0.0646 | 0 | 582 | 175000 | 461 | 175000
NE-HVAC-airAC-SpltPkg-240to759kBtuh-10p8eer | DEER2017 | D17 v2 |  | Any | OfL | 1996 | CZ04 | cWtd | Cap-Tons | 618.8 | 175000 | None | 65.5 | 0.0667 | 0 | 65.5 | 0.0667 | 0 | 65.5 | 0.0667 | 0 | 65.5 | 0.0667 | 0 | DEER:HVAC_Split-Package_AC | Annual | 1719 | 65.52 | 0.0667 | 0 | 65.52 | 0.0667 | 0 | NE-HVAC-airAC-SpltPkg-240to759kBtuh-10p8eer_MZDEER2017AnyOfL1996CZ04cPVVG | 54440 | NE-HVAC-airAC-SpltPkg-240to759kBtuh-10p8eer_SZDEER2017AnyOfL1996CZ04cDXGF | 54439 |  | 67.9 | 0.0625 | 0 | 56 | 0.0835 | 0 | 67.9 | 0.0625 | 0 | 56 | 0.0835 | 0 | 643 | 175000 | 522 | 175000
NE-HVAC-airAC-SpltPkg-240to759kBtuh-10p8eer | DEER2017 | D17 v2 |  | Any | OfL | 1996 | CZ05 | cWtd | Cap-Tons | 506.2 | 175000 | None | 51.3 | 0.0462 | 0 | 51.3 | 0.0462 | 0 | 51.3 | 0.0462 | 0 | 51.3 | 0.0462 | 0 | DEER:HVAC_Split-Package_AC | Annual | 1719 | 51.3 | 0.0462 | 0 | 51.3 | 0.0462 | 0 | NE-HVAC-airAC-SpltPkg-240to759kBtuh-10p8eer_MZDEER2017AnyOfL1996CZ05cPVVG | 54442 | NE-HVAC-airAC-SpltPkg-240to759kBtuh-10p8eer_SZDEER2017AnyOfL1996CZ05cDXGF | 54441 |  | 53.1 | 0.0434 | 0 | 44.1 | 0.0574 | 0 | 53.1 | 0.0434 | 0 | 44.1 | 0.0574 | 0 | 527 | 175000 | 423 | 175000
NE-HVAC-airAC-SpltPkg-240to759kBtuh-10p8eer | DEER2017 | D17 v2 |  | Any | OfL | 1996 | CZ06 | cWtd | Cap-Tons | 564.8 | 175000 | None | 79.4 | 0.0579 | 0 | 79.4 | 0.0579 | 0 | 79.4 | 0.0579 | 0 | 79.4 | 0.0579 | 0 | DEER:HVAC_Split-Package_AC | Annual | 1719 | 79.4 | 0.05794 | 0 | 79.4 | 0.05794 | 0 | NE-HVAC-airAC-SpltPkg-240to759kBtuh-10p8eer_MZDEER2017AnyOfL1996CZ06cPVVG | 54444 | NE-HVAC-airAC-SpltPkg-240to759kBtuh-10p8eer_SZDEER2017AnyOfL1996CZ06cDXGF | 54443 |  | 80.7 | 0.0548 | 0 | 74.2 | 0.0705 | 0 | 80.7 | 0.0548 | 0 | 74.2 | 0.0705 | 0 | 586 | 175000 | 480 | 175000
NE-HVAC-airAC-SpltPkg-240to759kBtuh-10p8eer | DEER2017 | D17 v2 |  | Any | OfL | 1996 | CZ07 | cWtd | Cap-Tons | 517.8 | 175000 | None | 78.3 | 0.0559 | 0 | 78.3 | 0.0559 | 0 | 78.3 | 0.0559 | 0 | 78.3 | 0.0559 | 0 | DEER:HVAC_Split-Package_AC | Annual | 1719 | 78.32 | 0.05594 | 0 | 78.32 | 0.05594 | 0 | NE-HVAC-airAC-SpltPkg-240to759kBtuh-10p8eer_MZDEER2017AnyOfL1996CZ07cPVVG | 54446 | NE-HVAC-airAC-SpltPkg-240to759kBtuh-10p8eer_SZDEER2017AnyOfL1996CZ07cDXGF | 54445 |  | 79.5 | 0.0531 | 0 | 73.6 | 0.0673 | 0 | 79.5 | 0.0531 | 0 | 73.6 | 0.0673 | 0 | 539 | 175000 | 433 | 175000
NE-HVAC-airAC-SpltPkg-240to759kBtuh-10p8eer | DEER2017 | D17 v2 |  | Any | OfL | 1996 | CZ08 | cWtd | Cap-Tons | 593.4 | 175000 | None | 83.9 | 0.066 | 0 | 83.9 | 0.066 | 0 | 83.9 | 0.066 | 0 | 83.9 | 0.066 | 0 | DEER:HVAC_Split-Package_AC | Annual | 1719 | 83.9 | 0.06602 | 0 | 83.9 | 0.06602 | 0 | NE-HVAC-airAC-SpltPkg-240to759kBtuh-10p8eer_MZDEER2017AnyOfL1996CZ08cPVVG | 54448 | NE-HVAC-airAC-SpltPkg-240to759kBtuh-10p8eer_SZDEER2017AnyOfL1996CZ08cDXGF | 54447 |  | 84.9 | 0.0627 | 0 | 79.9 | 0.0793 | 0 | 84.9 | 0.0627 | 0 | 79.9 | 0.0793 | 0 | 615 | 175000 | 507 | 175000
NE-HVAC-airAC-SpltPkg-240to759kBtuh-10p8eer | DEER2017 | D17 v2 |  | Any | OfL | 1996 | CZ09 | cWtd | Cap-Tons | 736.6 | 175000 | None | 74.5 | 0.073 | 0 | 74.5 | 0.073 | 0 | 74.5 | 0.073 | 0 | 74.5 | 0.073 | 0 | DEER:HVAC_Split-Package_AC | Annual | 1719 | 74.54 | 0.07302 | 0 | 74.54 | 0.07302 | 0 | NE-HVAC-airAC-SpltPkg-240to759kBtuh-10p8eer_MZDEER2017AnyOfL1996CZ09cPVVG | 54450 | NE-HVAC-airAC-SpltPkg-240to759kBtuh-10p8eer_SZDEER2017AnyOfL1996CZ09cDXGF | 54449 |  | 77.3 | 0.0687 | 0 | 63.5 | 0.0903 | 0 | 77.3 | 0.0687 | 0 | 63.5 | 0.0903 | 0 | 762 | 175000 | 635 | 175000
NE-HVAC-airAC-SpltPkg-240to759kBtuh-10p8eer | DEER2017 | D17 v2 |  | Any | OfL | 1996 | CZ10 | cWtd | Cap-Tons | 695.6 | 175000 | None | 83.9 | 0.0826 | 0 | 83.9 | 0.0826 | 0 | 83.9 | 0.0826 | 0 | 83.9 | 0.0826 | 0 | DEER:HVAC_Split-Package_AC | Annual | 1719 | 83.92 | 0.08256 | 0 | 83.92 | 0.08256 | 0 | NE-HVAC-airAC-SpltPkg-240to759kBtuh-10p8eer_MZDEER2017AnyOfL1996CZ10cPVVG | 54452 | NE-HVAC-airAC-SpltPkg-240to759kBtuh-10p8eer_SZDEER2017AnyOfL1996CZ10cDXGF | 54451 |  | 85.7 | 0.0777 | 0 | 76.8 | 0.102 | 0 | 85.7 | 0.0777 | 0 | 76.8 | 0.102 | 0 | 720 | 175000 | 598 | 175000
NE-HVAC-airAC-SpltPkg-240to759kBtuh-10p8eer | DEER2017 | D17 v2 |  | Any | OfL | 1996 | CZ11 | cWtd | Cap-Tons | 631.6 | 175000 | None | 81 | 0.0752 | 0 | 81 | 0.0752 | 0 | 81 | 0.0752 | 0 | 81 | 0.0752 | 0 | DEER:HVAC_Split-Package_AC | Annual | 1719 | 81.02 | 0.0752 | 0 | 81.02 | 0.0752 | 0 | NE-HVAC-airAC-SpltPkg-240to759kBtuh-10p8eer_MZDEER2017AnyOfL1996CZ11cPVVG | 54454 | NE-HVAC-airAC-SpltPkg-240to759kBtuh-10p8eer_SZDEER2017AnyOfL1996CZ11cDXGF | 54453 |  | 81.8 | 0.0707 | 0 | 77.9 | 0.0932 | 0 | 81.8 | 0.0707 | 0 | 77.9 | 0.0932 | 0 | 654 | 175000 | 542 | 175000
NE-HVAC-airAC-SpltPkg-240to759kBtuh-10p8eer | DEER2017 | D17 v2 |  | Any | OfL | 1996 | CZ12 | cWtd | Cap-Tons | 623.4 | 175000 | None | 68.1 | 0.0733 | 0 | 68.1 | 0.0733 | 0 | 68.1 | 0.0733 | 0 | 68.1 | 0.0733 | 0 | DEER:HVAC_Split-Package_AC | Annual | 1719 | 68.1 | 0.0733 | 0 | 68.1 | 0.0733 | 0 | NE-HVAC-airAC-SpltPkg-240to759kBtuh-10p8eer_MZDEER2017AnyOfL1996CZ12cPVVG | 54456 | NE-HVAC-airAC-SpltPkg-240to759kBtuh-10p8eer_SZDEER2017AnyOfL1996CZ12cDXGF | 54455 |  | 69.3 | 0.0689 | 0 | 63.3 | 0.0909 | 0 | 69.3 | 0.0689 | 0 | 63.3 | 0.0909 | 0 | 647 | 175000 | 529 | 175000
NE-HVAC-airAC-SpltPkg-240to759kBtuh-10p8eer | DEER2017 | D17 v2 |  | Any | OfL | 1996 | CZ13 | cWtd | Cap-Tons | 641.4 | 175000 | None | 81.5 | 0.0729 | 0 | 81.5 | 0.0729 | 0 | 81.5 | 0.0729 | 0 | 81.5 | 0.0729 | 0 | DEER:HVAC_Split-Package_AC | Annual | 1719 | 81.52 | 0.07288 | 0 | 81.52 | 0.07288 | 0 | NE-HVAC-airAC-SpltPkg-240to759kBtuh-10p8eer_MZDEER2017AnyOfL1996CZ13cPVVG | 54458 | NE-HVAC-airAC-SpltPkg-240to759kBtuh-10p8eer_SZDEER2017AnyOfL1996CZ13cDXGF | 54457 |  | 81.6 | 0.0686 | 0 | 81.2 | 0.09 | 0 | 81.6 | 0.0686 | 0 | 81.2 | 0.09 | 0 | 665 | 175000 | 547 | 175000
NE-HVAC-airAC-SpltPkg-240to759kBtuh-10p8eer | DEER2017 | D17 v2 |  | Any | OfL | 1996 | CZ14 | cWtd | Cap-Tons | 690.2 | 175000 | None | 77.9 | 0.0693 | 0 | 77.9 | 0.0693 | 0 | 77.9 | 0.0693 | 0 | 77.9 | 0.0693 | 0 | DEER:HVAC_Split-Package_AC | Annual | 1719 | 77.86 | 0.06928 | 0 | 77.86 | 0.06928 | 0 | NE-HVAC-airAC-SpltPkg-240to759kBtuh-10p8eer_MZDEER2017AnyOfL1996CZ14cPVVG | 54460 | NE-HVAC-airAC-SpltPkg-240to759kBtuh-10p8eer_SZDEER2017AnyOfL1996CZ14cDXGF | 54459 |  | 78.7 | 0.0645 | 0 | 74.5 | 0.0884 | 0 | 78.7 | 0.0645 | 0 | 74.5 | 0.0884 | 0 | 716 | 175000 | 587 | 175000
NE-HVAC-airAC-SpltPkg-240to759kBtuh-10p8eer | DEER2017 | D17 v2 |  | Any | OfL | 1996 | CZ15 | cWtd | Cap-Tons | 697.8 | 175000 | None | 131 | 0.081 | 0 | 131 | 0.081 | 0 | 131 | 0.081 | 0 | 131 | 0.081 | 0 | DEER:HVAC_Split-Package_AC | Annual | 1719 | 130.6 | 0.08096 | 0 | 130.6 | 0.08096 | 0 | NE-HVAC-airAC-SpltPkg-240to759kBtuh-10p8eer_MZDEER2017AnyOfL1996CZ15cPVVG | 54462 | NE-HVAC-airAC-SpltPkg-240to759kBtuh-10p8eer_SZDEER2017AnyOfL1996CZ15cDXGF | 54461 |  | 129 | 0.0757 | 0 | 137 | 0.102 | 0 | 129 | 0.0757 | 0 | 137 | 0.102 | 0 | 722 | 175000 | 601 | 175000
NE-HVAC-airAC-SpltPkg-240to759kBtuh-10p8eer | DEER2017 | D17 v2 |  | Any | OfL | 1996 | CZ16 | cWtd | Cap-Tons | 458.2 | 175000 | None | 46.5 | 0.0569 | 0 | 46.5 | 0.0569 | 0 | 46.5 | 0.0569 | 0 | 46.5 | 0.0569 | 0 | DEER:HVAC_Split-Package_AC | Annual | 1719 | 46.54 | 0.05688 | 0 | 46.54 | 0.05688 | 0 | NE-HVAC-airAC-SpltPkg-240to759kBtuh-10p8eer_MZDEER2017AnyOfL1996CZ16cPVVG | 54464 | NE-HVAC-airAC-SpltPkg-240to759kBtuh-10p8eer_SZDEER2017AnyOfL1996CZ16cDXGF | 54463 |  | 46.1 | 0.0537 | 0 | 48.3 | 0.0696 | 0 | 46.1 | 0.0537 | 0 | 48.3 | 0.0696 | 0 | 478 | 175000 | 379 | 175000
NE-HVAC-airAC-SpltPkg-240to759kBtuh-10p8eer | DEER2017 | D17 v2 |  | Any | OfL | 2003 | CZ01 | cWtd | Cap-Tons | 451.6 | 175000 | None | 23.4 | 0.0313 | 0 | 23.4 | 0.0313 | 0 | 23.4 | 0.0313 | 0 | 23.4 | 0.0313 | 0 | DEER:HVAC_Split-Package_AC | Annual | 1719 | 23.36 | 0.03134 | 0 | 23.36 | 0.03134 | 0 | NE-HVAC-airAC-SpltPkg-240to759kBtuh-10p8eer_MZDEER2017AnyOfL2003CZ01cPVVG | 75794 | NE-HVAC-airAC-SpltPkg-240to759kBtuh-10p8eer_SZDEER2017AnyOfL2003CZ01cDXGF | 75793 |  | 25.9 | 0.0296 | 0 | 13.2 | 0.0383 | 0 | 25.9 | 0.0296 | 0 | 13.2 | 0.0383 | 0 | 470 | 175000 | 378 | 175000
NE-HVAC-airAC-SpltPkg-240to759kBtuh-10p8eer | DEER2017 | D17 v2 |  | Any | OfL | 2003 | CZ02 | cWtd | Cap-Tons | 501 | 175000 | None | 63.3 | 0.0749 | 0 | 63.3 | 0.0749 | 0 | 63.3 | 0.0749 | 0 | 63.3 | 0.0749 | 0 | DEER:HVAC_Split-Package_AC | Annual | 1719 | 63.34 | 0.07486 | 0 | 63.34 | 0.07486 | 0 | NE-HVAC-airAC-SpltPkg-240to759kBtuh-10p8eer_MZDEER2017AnyOfL2003CZ02cPVVG | 75796 | NE-HVAC-airAC-SpltPkg-240to759kBtuh-10p8eer_SZDEER2017AnyOfL2003CZ02cDXGF | 75795 |  | 64.8 | 0.071 | 0 | 57.5 | 0.0903 | 0 | 64.8 | 0.071 | 0 | 57.5 | 0.0903 | 0 | 516 | 175000 | 441 | 175000
NE-HVAC-airAC-SpltPkg-240to759kBtuh-10p8eer | DEER2017 | D17 v2 |  | Any | OfL | 2003 | CZ03 | cWtd | Cap-Tons | 506.4 | 175000 | None | 51.4 | 0.0515 | 0 | 51.4 | 0.0515 | 0 | 51.4 | 0.0515 | 0 | 51.4 | 0.0515 | 0 | DEER:HVAC_Split-Package_AC | Annual | 1719 | 51.44 | 0.05154 | 0 | 51.44 | 0.05154 | 0 | NE-HVAC-airAC-SpltPkg-240to759kBtuh-10p8eer_MZDEER2017AnyOfL2003CZ03cPVVG | 75798 | NE-HVAC-airAC-SpltPkg-240to759kBtuh-10p8eer_SZDEER2017AnyOfL2003CZ03cDXGF | 75797 |  | 54.4 | 0.0478 | 0 | 39.6 | 0.0665 | 0 | 54.4 | 0.0478 | 0 | 39.6 | 0.0665 | 0 | 525 | 175000 | 432 | 175000
NE-HVAC-airAC-SpltPkg-240to759kBtuh-10p8eer | DEER2017 | D17 v2 |  | Any | OfL | 2003 | CZ04 | cWtd | Cap-Tons | 563.4 | 175000 | None | 69.8 | 0.067 | 0 | 69.8 | 0.067 | 0 | 69.8 | 0.067 | 0 | 69.8 | 0.067 | 0 | DEER:HVAC_Split-Package_AC | Annual | 1719 | 69.8 | 0.06702 | 0 | 69.8 | 0.06702 | 0 | NE-HVAC-airAC-SpltPkg-240to759kBtuh-10p8eer_MZDEER2017AnyOfL2003CZ04cPVVG | 75800 | NE-HVAC-airAC-SpltPkg-240to759kBtuh-10p8eer_SZDEER2017AnyOfL2003CZ04cDXGF | 75799 |  | 72 | 0.0625 | 0 | 61 | 0.0851 | 0 | 72 | 0.0625 | 0 | 61 | 0.0851 | 0 | 582 | 175000 | 489 | 175000
NE-HVAC-airAC-SpltPkg-240to759kBtuh-10p8eer | DEER2017 | D17 v2 |  | Any | OfL | 2003 | CZ05 | cWtd | Cap-Tons | 477.6 | 175000 | None | 56.5 | 0.0459 | 0 | 56.5 | 0.0459 | 0 | 56.5 | 0.0459 | 0 | 56.5 | 0.0459 | 0 | DEER:HVAC_Split-Package_AC | Annual | 1719 | 56.54 | 0.04586 | 0 | 56.54 | 0.04586 | 0 | NE-HVAC-airAC-SpltPkg-240to759kBtuh-10p8eer_MZDEER2017AnyOfL2003CZ05cPVVG | 75802 | NE-HVAC-airAC-SpltPkg-240to759kBtuh-10p8eer_SZDEER2017AnyOfL2003CZ05cDXGF | 75801 |  | 59.1 | 0.0428 | 0 | 46.3 | 0.0581 | 0 | 59.1 | 0.0428 | 0 | 46.3 | 0.0581 | 0 | 493 | 175000 | 416 | 175000
NE-HVAC-airAC-SpltPkg-240to759kBtuh-10p8eer | DEER2017 | D17 v2 |  | Any | OfL | 2003 | CZ06 | cWtd | Cap-Tons | 531.4 | 175000 | None | 82 | 0.0572 | 0 | 82 | 0.0572 | 0 | 82 | 0.0572 | 0 | 82 | 0.0572 | 0 | DEER:HVAC_Split-Package_AC | Annual | 1719 | 82 | 0.05724 | 0 | 82 | 0.05724 | 0 | NE-HVAC-airAC-SpltPkg-240to759kBtuh-10p8eer_MZDEER2017AnyOfL2003CZ06cPVVG | 75804 | NE-HVAC-airAC-SpltPkg-240to759kBtuh-10p8eer_SZDEER2017AnyOfL2003CZ06cDXGF | 75803 |  | 83.2 | 0.0539 | 0 | 77.2 | 0.0706 | 0 | 83.2 | 0.0539 | 0 | 77.2 | 0.0706 | 0 | 547 | 175000 | 469 | 175000
NE-HVAC-airAC-SpltPkg-240to759kBtuh-10p8eer | DEER2017 | D17 v2 |  | Any | OfL | 2003 | CZ07 | cWtd | Cap-Tons | 489.4 | 175000 | None | 82.6 | 0.0556 | 0 | 82.6 | 0.0556 | 0 | 82.6 | 0.0556 | 0 | 82.6 | 0.0556 | 0 | DEER:HVAC_Split-Package_AC | Annual | 1719 | 82.62 | 0.05558 | 0 | 82.62 | 0.05558 | 0 | NE-HVAC-airAC-SpltPkg-240to759kBtuh-10p8eer_MZDEER2017AnyOfL2003CZ07cPVVG | 75806 | NE-HVAC-airAC-SpltPkg-240to759kBtuh-10p8eer_SZDEER2017AnyOfL2003CZ07cDXGF | 75805 |  | 84.2 | 0.0526 | 0 | 76.3 | 0.0675 | 0 | 84.2 | 0.0526 | 0 | 76.3 | 0.0675 | 0 | 505 | 175000 | 427 | 175000
NE-HVAC-airAC-SpltPkg-240to759kBtuh-10p8eer | DEER2017 | D17 v2 |  | Any | OfL | 2003 | CZ08 | cWtd | Cap-Tons | 559.2 | 175000 | None | 86.1 | 0.0648 | 0 | 86.1 | 0.0648 | 0 | 86.1 | 0.0648 | 0 | 86.1 | 0.0648 | 0 | DEER:HVAC_Split-Package_AC | Annual | 1719 | 86.08 | 0.06478 | 0 | 86.08 | 0.06478 | 0 | NE-HVAC-airAC-SpltPkg-240to759kBtuh-10p8eer_MZDEER2017AnyOfL2003CZ08cPVVG | 75808 | NE-HVAC-airAC-SpltPkg-240to759kBtuh-10p8eer_SZDEER2017AnyOfL2003CZ08cDXGF | 75807 |  | 87.1 | 0.0612 | 0 | 82 | 0.0791 | 0 | 87.1 | 0.0612 | 0 | 82 | 0.0791 | 0 | 575 | 175000 | 496 | 175000
NE-HVAC-airAC-SpltPkg-240to759kBtuh-10p8eer | DEER2017 | D17 v2 |  | Any | OfL | 2003 | CZ09 | cWtd | Cap-Tons | 681 | 175000 | None | 75.9 | 0.0722 | 0 | 75.9 | 0.0722 | 0 | 75.9 | 0.0722 | 0 | 75.9 | 0.0722 | 0 | DEER:HVAC_Split-Package_AC | Annual | 1719 | 75.88 | 0.0722 | 0 | 75.88 | 0.0722 | 0 | NE-HVAC-airAC-SpltPkg-240to759kBtuh-10p8eer_MZDEER2017AnyOfL2003CZ09cPVVG | 75810 | NE-HVAC-airAC-SpltPkg-240to759kBtuh-10p8eer_SZDEER2017AnyOfL2003CZ09cDXGF | 75809 |  | 78.3 | 0.0678 | 0 | 66.2 | 0.0898 | 0 | 78.3 | 0.0678 | 0 | 66.2 | 0.0898 | 0 | 699 | 175000 | 609 | 175000
NE-HVAC-airAC-SpltPkg-240to759kBtuh-10p8eer | DEER2017 | D17 v2 |  | Any | OfL | 2003 | CZ10 | cWtd | Cap-Tons | 595.8 | 175000 | None | 85.7 | 0.0822 | 0 | 85.7 | 0.0822 | 0 | 85.7 | 0.0822 | 0 | 85.7 | 0.0822 | 0 | DEER:HVAC_Split-Package_AC | Annual | 1719 | 85.66 | 0.08224 | 0 | 85.66 | 0.08224 | 0 | NE-HVAC-airAC-SpltPkg-240to759kBtuh-10p8eer_MZDEER2017AnyOfL2003CZ10cPVVG | 75812 | NE-HVAC-airAC-SpltPkg-240to759kBtuh-10p8eer_SZDEER2017AnyOfL2003CZ10cDXGF | 75811 |  | 86.5 | 0.0768 | 0 | 82.3 | 0.104 | 0 | 86.5 | 0.0768 | 0 | 82.3 | 0.104 | 0 | 613 | 175000 | 527 | 175000
NE-HVAC-airAC-SpltPkg-240to759kBtuh-10p8eer | DEER2017 | D17 v2 |  | Any | OfL | 2003 | CZ11 | cWtd | Cap-Tons | 561.4 | 175000 | None | 85.7 | 0.0752 | 0 | 85.7 | 0.0752 | 0 | 85.7 | 0.0752 | 0 | 85.7 | 0.0752 | 0 | DEER:HVAC_Split-Package_AC | Annual | 1719 | 85.66 | 0.07518 | 0 | 85.66 | 0.07518 | 0 | NE-HVAC-airAC-SpltPkg-240to759kBtuh-10p8eer_MZDEER2017AnyOfL2003CZ11cPVVG | 75814 | NE-HVAC-airAC-SpltPkg-240to759kBtuh-10p8eer_SZDEER2017AnyOfL2003CZ11cDXGF | 75813 |  | 86 | 0.0707 | 0 | 84.3 | 0.0931 | 0 | 86 | 0.0707 | 0 | 84.3 | 0.0931 | 0 | 577 | 175000 | 499 | 175000
NE-HVAC-airAC-SpltPkg-240to759kBtuh-10p8eer | DEER2017 | D17 v2 |  | Any | OfL | 2003 | CZ12 | cWtd | Cap-Tons | 522.4 | 175000 | None | 77.2 | 0.0771 | 0 | 77.2 | 0.0771 | 0 | 77.2 | 0.0771 | 0 | 77.2 | 0.0771 | 0 | DEER:HVAC_Split-Package_AC | Annual | 1719 | 77.22 | 0.07708 | 0 | 77.22 | 0.07708 | 0 | NE-HVAC-airAC-SpltPkg-240to759kBtuh-10p8eer_MZDEER2017AnyOfL2003CZ12cPVVG | 75816 | NE-HVAC-airAC-SpltPkg-240to759kBtuh-10p8eer_SZDEER2017AnyOfL2003CZ12cDXGF | 75815 |  | 77.1 | 0.0727 | 0 | 77.7 | 0.0946 | 0 | 77.1 | 0.0727 | 0 | 77.7 | 0.0946 | 0 | 540 | 175000 | 452 | 175000
NE-HVAC-airAC-SpltPkg-240to759kBtuh-10p8eer | DEER2017 | D17 v2 |  | Any | OfL | 2003 | CZ13 | cWtd | Cap-Tons | 566 | 175000 | None | 86 | 0.0738 | 0 | 86 | 0.0738 | 0 | 86 | 0.0738 | 0 | 86 | 0.0738 | 0 | DEER:HVAC_Split-Package_AC | Annual | 1719 | 85.98 | 0.0738 | 0 | 85.98 | 0.0738 | 0 | NE-HVAC-airAC-SpltPkg-240to759kBtuh-10p8eer_MZDEER2017AnyOfL2003CZ13cPVVG | 75818 | NE-HVAC-airAC-SpltPkg-240to759kBtuh-10p8eer_SZDEER2017AnyOfL2003CZ13cDXGF | 75817 |  | 85 | 0.0691 | 0 | 89.9 | 0.0926 | 0 | 85 | 0.0691 | 0 | 89.9 | 0.0926 | 0 | 584 | 175000 | 494 | 175000
NE-HVAC-airAC-SpltPkg-240to759kBtuh-10p8eer | DEER2017 | D17 v2 |  | Any | OfL | 2003 | CZ14 | cWtd | Cap-Tons | 652.2 | 175000 | None | 77.9 | 0.0676 | 0 | 77.9 | 0.0676 | 0 | 77.9 | 0.0676 | 0 | 77.9 | 0.0676 | 0 | DEER:HVAC_Split-Package_AC | Annual | 1719 | 77.92 | 0.0676 | 0 | 77.92 | 0.0676 | 0 | NE-HVAC-airAC-SpltPkg-240to759kBtuh-10p8eer_MZDEER2017AnyOfL2003CZ14cPVVG | 75820 | NE-HVAC-airAC-SpltPkg-240to759kBtuh-10p8eer_SZDEER2017AnyOfL2003CZ14cDXGF | 75819 |  | 78.5 | 0.0628 | 0 | 75.6 | 0.0868 | 0 | 78.5 | 0.0628 | 0 | 75.6 | 0.0868 | 0 | 672 | 175000 | 573 | 175000
NE-HVAC-airAC-SpltPkg-240to759kBtuh-10p8eer | DEER2017 | D17 v2 |  | Any | OfL | 2003 | CZ15 | cWtd | Cap-Tons | 651.2 | 175000 | None | 131 | 0.0788 | 0 | 131 | 0.0788 | 0 | 131 | 0.0788 | 0 | 131 | 0.0788 | 0 | DEER:HVAC_Split-Package_AC | Annual | 1719 | 130.8 | 0.07876 | 0 | 130.8 | 0.07876 | 0 | NE-HVAC-airAC-SpltPkg-240to759kBtuh-10p8eer_MZDEER2017AnyOfL2003CZ15cPVVG | 75822 | NE-HVAC-airAC-SpltPkg-240to759kBtuh-10p8eer_SZDEER2017AnyOfL2003CZ15cDXGF | 75821 |  | 129 | 0.0732 | 0 | 138 | 0.101 | 0 | 129 | 0.0732 | 0 | 138 | 0.101 | 0 | 669 | 175000 | 580 | 175000
NE-HVAC-airAC-SpltPkg-240to759kBtuh-10p8eer | DEER2017 | D17 v2 |  | Any | OfL | 2003 | CZ16 | cWtd | Cap-Tons | 437 | 175000 | None | 49.6 | 0.0565 | 0 | 49.6 | 0.0565 | 0 | 49.6 | 0.0565 | 0 | 49.6 | 0.0565 | 0 | DEER:HVAC_Split-Package_AC | Annual | 1719 | 49.6 | 0.05646 | 0 | 49.6 | 0.05646 | 0 | NE-HVAC-airAC-SpltPkg-240to759kBtuh-10p8eer_MZDEER2017AnyOfL2003CZ16cPVVG | 75824 | NE-HVAC-airAC-SpltPkg-240to759kBtuh-10p8eer_SZDEER2017AnyOfL2003CZ16cDXGF | 75823 |  | 49.6 | 0.0532 | 0 | 49.6 | 0.0695 | 0 | 49.6 | 0.0532 | 0 | 49.6 | 0.0695 | 0 | 452 | 175000 | 377 | 175000
NE-HVAC-airAC-SpltPkg-240to759kBtuh-10p8eer | DEER2017 | D17 v2 |  | Any | OfL | 2007 | CZ01 | cWtd | Cap-Tons | 442.6 | 175000 | None | 22.4 | 0.0305 | 0 | 22.4 | 0.0305 | 0 | 22.4 | 0.0305 | 0 | 22.4 | 0.0305 | 0 | DEER:HVAC_Split-Package_AC | Annual | 1719 | 22.4 | 0.0305 | 0 | 22.4 | 0.0305 | 0 | NE-HVAC-airAC-SpltPkg-240to759kBtuh-10p8eer_MZDEER2017AnyOfL2007CZ01cPVVG | 97154 | NE-HVAC-airAC-SpltPkg-240to759kBtuh-10p8eer_SZDEER2017AnyOfL2007CZ01cDXGF | 97153 |  | 25.2 | 0.029 | 0 | 11.2 | 0.0365 | 0 | 25.2 | 0.029 | 0 | 11.2 | 0.0365 | 0 | 460 | 175000 | 373 | 175000
NE-HVAC-airAC-SpltPkg-240to759kBtuh-10p8eer | DEER2017 | D17 v2 |  | Any | OfL | 2007 | CZ02 | cWtd | Cap-Tons | 500.2 | 175000 | None | 60.7 | 0.0732 | 0 | 60.7 | 0.0732 | 0 | 60.7 | 0.0732 | 0 | 60.7 | 0.0732 | 0 | DEER:HVAC_Split-Package_AC | Annual | 1719 | 60.74 | 0.07318 | 0 | 60.74 | 0.07318 | 0 | NE-HVAC-airAC-SpltPkg-240to759kBtuh-10p8eer_MZDEER2017AnyOfL2007CZ02cPVVG | 97156 | NE-HVAC-airAC-SpltPkg-240to759kBtuh-10p8eer_SZDEER2017AnyOfL2007CZ02cDXGF | 97155 |  | 62.6 | 0.0694 | 0 | 53.3 | 0.0883 | 0 | 62.6 | 0.0694 | 0 | 53.3 | 0.0883 | 0 | 514 | 175000 | 445 | 175000
NE-HVAC-airAC-SpltPkg-240to759kBtuh-10p8eer | DEER2017 | D17 v2 |  | Any | OfL | 2007 | CZ03 | cWtd | Cap-Tons | 497.4 | 175000 | None | 49.9 | 0.0508 | 0 | 49.9 | 0.0508 | 0 | 49.9 | 0.0508 | 0 | 49.9 | 0.0508 | 0 | DEER:HVAC_Split-Package_AC | Annual | 1719 | 49.86 | 0.05082 | 0 | 49.86 | 0.05082 | 0 | NE-HVAC-airAC-SpltPkg-240to759kBtuh-10p8eer_MZDEER2017AnyOfL2007CZ03cPVVG | 97158 | NE-HVAC-airAC-SpltPkg-240to759kBtuh-10p8eer_SZDEER2017AnyOfL2007CZ03cDXGF | 97157 |  | 53.1 | 0.0471 | 0 | 36.9 | 0.0657 | 0 | 53.1 | 0.0471 | 0 | 36.9 | 0.0657 | 0 | 515 | 175000 | 427 | 175000
NE-HVAC-airAC-SpltPkg-240to759kBtuh-10p8eer | DEER2017 | D17 v2 |  | Any | OfL | 2007 | CZ04 | cWtd | Cap-Tons | 553.6 | 175000 | None | 67.9 | 0.0666 | 0 | 67.9 | 0.0666 | 0 | 67.9 | 0.0666 | 0 | 67.9 | 0.0666 | 0 | DEER:HVAC_Split-Package_AC | Annual | 1719 | 67.92 | 0.06656 | 0 | 67.92 | 0.06656 | 0 | NE-HVAC-airAC-SpltPkg-240to759kBtuh-10p8eer_MZDEER2017AnyOfL2007CZ04cPVVG | 97160 | NE-HVAC-airAC-SpltPkg-240to759kBtuh-10p8eer_SZDEER2017AnyOfL2007CZ04cDXGF | 97159 |  | 70.3 | 0.0621 | 0 | 58.4 | 0.0844 | 0 | 70.3 | 0.0621 | 0 | 58.4 | 0.0844 | 0 | 571 | 175000 | 484 | 175000
NE-HVAC-airAC-SpltPkg-240to759kBtuh-10p8eer | DEER2017 | D17 v2 |  | Any | OfL | 2007 | CZ05 | cWtd | Cap-Tons | 468.6 | 175000 | None | 54.9 | 0.0448 | 0 | 54.9 | 0.0448 | 0 | 54.9 | 0.0448 | 0 | 54.9 | 0.0448 | 0 | DEER:HVAC_Split-Package_AC | Annual | 1719 | 54.92 | 0.04478 | 0 | 54.92 | 0.04478 | 0 | NE-HVAC-airAC-SpltPkg-240to759kBtuh-10p8eer_MZDEER2017AnyOfL2007CZ05cPVVG | 97162 | NE-HVAC-airAC-SpltPkg-240to759kBtuh-10p8eer_SZDEER2017AnyOfL2007CZ05cDXGF | 97161 |  | 57.8 | 0.042 | 0 | 43.4 | 0.0559 | 0 | 57.8 | 0.042 | 0 | 43.4 | 0.0559 | 0 | 483 | 175000 | 411 | 175000
NE-HVAC-airAC-SpltPkg-240to759kBtuh-10p8eer | DEER2017 | D17 v2 |  | Any | OfL | 2007 | CZ06 | cWtd | Cap-Tons | 521.6 | 175000 | None | 80 | 0.0567 | 0 | 80 | 0.0567 | 0 | 80 | 0.0567 | 0 | 80 | 0.0567 | 0 | DEER:HVAC_Split-Package_AC | Annual | 1719 | 79.96 | 0.05674 | 0 | 79.96 | 0.05674 | 0 | NE-HVAC-airAC-SpltPkg-240to759kBtuh-10p8eer_MZDEER2017AnyOfL2007CZ06cPVVG | 97164 | NE-HVAC-airAC-SpltPkg-240to759kBtuh-10p8eer_SZDEER2017AnyOfL2007CZ06cDXGF | 97163 |  | 81.6 | 0.0535 | 0 | 73.4 | 0.0697 | 0 | 81.6 | 0.0535 | 0 | 73.4 | 0.0697 | 0 | 536 | 175000 | 464 | 175000
NE-HVAC-airAC-SpltPkg-240to759kBtuh-10p8eer | DEER2017 | D17 v2 |  | Any | OfL | 2007 | CZ07 | cWtd | Cap-Tons | 480.4 | 175000 | None | 80.8 | 0.0551 | 0 | 80.8 | 0.0551 | 0 | 80.8 | 0.0551 | 0 | 80.8 | 0.0551 | 0 | DEER:HVAC_Split-Package_AC | Annual | 1719 | 80.82 | 0.0551 | 0 | 80.82 | 0.0551 | 0 | NE-HVAC-airAC-SpltPkg-240to759kBtuh-10p8eer_MZDEER2017AnyOfL2007CZ07cPVVG | 97166 | NE-HVAC-airAC-SpltPkg-240to759kBtuh-10p8eer_SZDEER2017AnyOfL2007CZ07cDXGF | 97165 |  | 82.8 | 0.0521 | 0 | 72.9 | 0.0671 | 0 | 82.8 | 0.0521 | 0 | 72.9 | 0.0671 | 0 | 495 | 175000 | 422 | 175000
NE-HVAC-airAC-SpltPkg-240to759kBtuh-10p8eer | DEER2017 | D17 v2 |  | Any | OfL | 2007 | CZ08 | cWtd | Cap-Tons | 549.4 | 175000 | None | 84 | 0.0642 | 0 | 84 | 0.0642 | 0 | 84 | 0.0642 | 0 | 84 | 0.0642 | 0 | DEER:HVAC_Split-Package_AC | Annual | 1719 | 84.04 | 0.06422 | 0 | 84.04 | 0.06422 | 0 | NE-HVAC-airAC-SpltPkg-240to759kBtuh-10p8eer_MZDEER2017AnyOfL2007CZ08cPVVG | 97168 | NE-HVAC-airAC-SpltPkg-240to759kBtuh-10p8eer_SZDEER2017AnyOfL2007CZ08cDXGF | 97167 |  | 85.4 | 0.0607 | 0 | 78.6 | 0.0783 | 0 | 85.4 | 0.0607 | 0 | 78.6 | 0.0783 | 0 | 564 | 175000 | 491 | 175000
NE-HVAC-airAC-SpltPkg-240to759kBtuh-10p8eer | DEER2017 | D17 v2 |  | Any | OfL | 2007 | CZ09 | cWtd | Cap-Tons | 670.2 | 175000 | None | 74.3 | 0.0717 | 0 | 74.3 | 0.0717 | 0 | 74.3 | 0.0717 | 0 | 74.3 | 0.0717 | 0 | DEER:HVAC_Split-Package_AC | Annual | 1719 | 74.26 | 0.07172 | 0 | 74.26 | 0.07172 | 0 | NE-HVAC-airAC-SpltPkg-240to759kBtuh-10p8eer_MZDEER2017AnyOfL2007CZ09cPVVG | 97170 | NE-HVAC-airAC-SpltPkg-240to759kBtuh-10p8eer_SZDEER2017AnyOfL2007CZ09cDXGF | 97169 |  | 76.9 | 0.0674 | 0 | 63.7 | 0.089 | 0 | 76.9 | 0.0674 | 0 | 63.7 | 0.089 | 0 | 687 | 175000 | 603 | 175000
NE-HVAC-airAC-SpltPkg-240to759kBtuh-10p8eer | DEER2017 | D17 v2 |  | Any | OfL | 2007 | CZ10 | cWtd | Cap-Tons | 585.2 | 175000 | None | 83.7 | 0.0816 | 0 | 83.7 | 0.0816 | 0 | 83.7 | 0.0816 | 0 | 83.7 | 0.0816 | 0 | DEER:HVAC_Split-Package_AC | Annual | 1719 | 83.66 | 0.08164 | 0 | 83.66 | 0.08164 | 0 | NE-HVAC-airAC-SpltPkg-240to759kBtuh-10p8eer_MZDEER2017AnyOfL2007CZ10cPVVG | 97172 | NE-HVAC-airAC-SpltPkg-240to759kBtuh-10p8eer_SZDEER2017AnyOfL2007CZ10cDXGF | 97171 |  | 84.8 | 0.0763 | 0 | 79.1 | 0.103 | 0 | 84.8 | 0.0763 | 0 | 79.1 | 0.103 | 0 | 601 | 175000 | 522 | 175000
NE-HVAC-airAC-SpltPkg-240to759kBtuh-10p8eer | DEER2017 | D17 v2 |  | Any | OfL | 2007 | CZ11 | cWtd | Cap-Tons | 550.8 | 175000 | None | 84.1 | 0.0745 | 0 | 84.1 | 0.0745 | 0 | 84.1 | 0.0745 | 0 | 84.1 | 0.0745 | 0 | DEER:HVAC_Split-Package_AC | Annual | 1719 | 84.12 | 0.07452 | 0 | 84.12 | 0.07452 | 0 | NE-HVAC-airAC-SpltPkg-240to759kBtuh-10p8eer_MZDEER2017AnyOfL2007CZ11cPVVG | 97174 | NE-HVAC-airAC-SpltPkg-240to759kBtuh-10p8eer_SZDEER2017AnyOfL2007CZ11cDXGF | 97173 |  | 84.7 | 0.0702 | 0 | 81.8 | 0.0918 | 0 | 84.7 | 0.0702 | 0 | 81.8 | 0.0918 | 0 | 565 | 175000 | 494 | 175000
NE-HVAC-airAC-SpltPkg-240to759kBtuh-10p8eer | DEER2017 | D17 v2 |  | Any | OfL | 2007 | CZ12 | cWtd | Cap-Tons | 512.6 | 175000 | None | 75.7 | 0.0766 | 0 | 75.7 | 0.0766 | 0 | 75.7 | 0.0766 | 0 | 75.7 | 0.0766 | 0 | DEER:HVAC_Split-Package_AC | Annual | 1719 | 75.66 | 0.07656 | 0 | 75.66 | 0.07656 | 0 | NE-HVAC-airAC-SpltPkg-240to759kBtuh-10p8eer_MZDEER2017AnyOfL2007CZ12cPVVG | 97176 | NE-HVAC-airAC-SpltPkg-240to759kBtuh-10p8eer_SZDEER2017AnyOfL2007CZ12cDXGF | 97175 |  | 75.8 | 0.0722 | 0 | 75.1 | 0.094 | 0 | 75.8 | 0.0722 | 0 | 75.1 | 0.094 | 0 | 529 | 175000 | 447 | 175000
NE-HVAC-airAC-SpltPkg-240to759kBtuh-10p8eer | DEER2017 | D17 v2 |  | Any | OfL | 2007 | CZ13 | cWtd | Cap-Tons | 556 | 175000 | None | 84.3 | 0.0731 | 0 | 84.3 | 0.0731 | 0 | 84.3 | 0.0731 | 0 | 84.3 | 0.0731 | 0 | DEER:HVAC_Split-Package_AC | Annual | 1719 | 84.34 | 0.07314 | 0 | 84.34 | 0.07314 | 0 | NE-HVAC-airAC-SpltPkg-240to759kBtuh-10p8eer_MZDEER2017AnyOfL2007CZ13cPVVG | 97178 | NE-HVAC-airAC-SpltPkg-240to759kBtuh-10p8eer_SZDEER2017AnyOfL2007CZ13cDXGF | 97177 |  | 83.6 | 0.0685 | 0 | 87.3 | 0.0917 | 0 | 83.6 | 0.0685 | 0 | 87.3 | 0.0917 | 0 | 573 | 175000 | 488 | 175000
NE-HVAC-airAC-SpltPkg-240to759kBtuh-10p8eer | DEER2017 | D17 v2 |  | Any | OfL | 2007 | CZ14 | cWtd | Cap-Tons | 642.4 | 175000 | None | 76.4 | 0.0667 | 0 | 76.4 | 0.0667 | 0 | 76.4 | 0.0667 | 0 | 76.4 | 0.0667 | 0 | DEER:HVAC_Split-Package_AC | Annual | 1719 | 76.38 | 0.06672 | 0 | 76.38 | 0.06672 | 0 | NE-HVAC-airAC-SpltPkg-240to759kBtuh-10p8eer_MZDEER2017AnyOfL2007CZ14cPVVG | 97180 | NE-HVAC-airAC-SpltPkg-240to759kBtuh-10p8eer_SZDEER2017AnyOfL2007CZ14cDXGF | 97179 |  | 77.1 | 0.0621 | 0 | 73.5 | 0.0852 | 0 | 77.1 | 0.0621 | 0 | 73.5 | 0.0852 | 0 | 661 | 175000 | 568 | 175000
NE-HVAC-airAC-SpltPkg-240to759kBtuh-10p8eer | DEER2017 | D17 v2 |  | Any | OfL | 2007 | CZ15 | cWtd | Cap-Tons | 640.4 | 175000 | None | 129 | 0.0782 | 0 | 129 | 0.0782 | 0 | 129 | 0.0782 | 0 | 129 | 0.0782 | 0 | DEER:HVAC_Split-Package_AC | Annual | 1719 | 129.4 | 0.07816 | 0 | 129.4 | 0.07816 | 0 | NE-HVAC-airAC-SpltPkg-240to759kBtuh-10p8eer_MZDEER2017AnyOfL2007CZ15cPVVG | 97182 | NE-HVAC-airAC-SpltPkg-240to759kBtuh-10p8eer_SZDEER2017AnyOfL2007CZ15cDXGF | 97181 |  | 128 | 0.0727 | 0 | 135 | 0.1 | 0 | 128 | 0.0727 | 0 | 135 | 0.1 | 0 | 657 | 175000 | 574 | 175000
NE-HVAC-airAC-SpltPkg-240to759kBtuh-10p8eer | DEER2017 | D17 v2 |  | Any | OfL | 2007 | CZ16 | cWtd | Cap-Tons | 428 | 175000 | None | 48.7 | 0.0557 | 0 | 48.7 | 0.0557 | 0 | 48.7 | 0.0557 | 0 | 48.7 | 0.0557 | 0 | DEER:HVAC_Split-Package_AC | Annual | 1719 | 48.66 | 0.05574 | 0 | 48.66 | 0.05574 | 0 | NE-HVAC-airAC-SpltPkg-240to759kBtuh-10p8eer_MZDEER2017AnyOfL2007CZ16cPVVG | 97184 | NE-HVAC-airAC-SpltPkg-240to759kBtuh-10p8eer_SZDEER2017AnyOfL2007CZ16cDXGF | 97183 |  | 48.8 | 0.0525 | 0 | 48.1 | 0.0687 | 0 | 48.8 | 0.0525 | 0 | 48.1 | 0.0687 | 0 | 442 | 175000 | 372 | 175000
NE-HVAC-airAC-SpltPkg-240to759kBtuh-10p8eer | DEER2017 | D17 v2 |  | Any | OfL | 2011 | CZ01 | cWtd | Cap-Tons | 436.2 | 175000 | None | 83.8 | 0.0412 | -0.258 | 22.7 | 0.0308 | 0 | 83.8 | 0.0412 | -0.258 | 22.7 | 0.0308 | 0 | DEER:HVAC_Split-Package_AC | Annual | 1719 | 83.8 | 0.04118 | -0.258 | 22.66 | 0.03078 | 0 | NE-HVAC-airAC-SpltPkg-240to759kBtuh-10p8eer_MZDEER2017AnyOfL2011CZ01cPVVG | 118514 | NE-HVAC-airAC-SpltPkg-240to759kBtuh-10p8eer_SZDEER2017AnyOfL2011CZ01cDXGF | 118513 |  | 25.5 | 0.0293 | 0 | 317 | 0.0887 | -1.29 | 25.5 | 0.0293 | 0 | 11.3 | 0.0367 | 0 | 453 | 175000 | 369 | 175000
NE-HVAC-airAC-SpltPkg-240to759kBtuh-10p8eer | DEER2017 | D17 v2 |  | Any | OfL | 2011 | CZ02 | cWtd | Cap-Tons | 487 | 175000 | None | 130 | 0.0971 | -0.133 | 61.6 | 0.0732 | 0 | 130 | 0.0971 | -0.133 | 61.6 | 0.0732 | 0 | DEER:HVAC_Split-Package_AC | Annual | 1719 | 130.2 | 0.09712 | -0.1326 | 61.64 | 0.07322 | 0 | NE-HVAC-airAC-SpltPkg-240to759kBtuh-10p8eer_MZDEER2017AnyOfL2011CZ02cPVVG | 118516 | NE-HVAC-airAC-SpltPkg-240to759kBtuh-10p8eer_SZDEER2017AnyOfL2011CZ02cDXGF | 118515 |  | 63.5 | 0.0694 | 0 | 397 | 0.208 | -0.663 | 63.5 | 0.0694 | 0 | 54.2 | 0.0885 | 0 | 500 | 175000 | 435 | 175000
NE-HVAC-airAC-SpltPkg-240to759kBtuh-10p8eer | DEER2017 | D17 v2 |  | Any | OfL | 2011 | CZ03 | cWtd | Cap-Tons | 487.2 | 175000 | None | 108 | 0.0735 | -0.184 | 51 | 0.0511 | 0 | 108 | 0.0735 | -0.184 | 51 | 0.0511 | 0 | DEER:HVAC_Split-Package_AC | Annual | 1719 | 108.44 | 0.07352 | -0.1836 | 51.02 | 0.05108 | 0 | NE-HVAC-airAC-SpltPkg-240to759kBtuh-10p8eer_MZDEER2017AnyOfL2011CZ03cPVVG | 118518 | NE-HVAC-airAC-SpltPkg-240to759kBtuh-10p8eer_SZDEER2017AnyOfL2011CZ03cDXGF | 118517 |  | 54.3 | 0.0474 | 0 | 325 | 0.178 | -0.918 | 54.3 | 0.0474 | 0 | 37.9 | 0.0658 | 0 | 504 | 175000 | 420 | 175000
NE-HVAC-airAC-SpltPkg-240to759kBtuh-10p8eer | DEER2017 | D17 v2 |  | Any | OfL | 2011 | CZ04 | cWtd | Cap-Tons | 540.6 | 175000 | None | 139 | 0.09 | -0.164 | 68.9 | 0.0666 | 0 | 139 | 0.09 | -0.164 | 68.9 | 0.0666 | 0 | DEER:HVAC_Split-Package_AC | Annual | 1719 | 139.12 | 0.08996 | -0.1638 | 68.94 | 0.06656 | 0 | NE-HVAC-airAC-SpltPkg-240to759kBtuh-10p8eer_MZDEER2017AnyOfL2011CZ04cPVVG | 118520 | NE-HVAC-airAC-SpltPkg-240to759kBtuh-10p8eer_SZDEER2017AnyOfL2011CZ04cDXGF | 118519 |  | 71.4 | 0.0622 | 0 | 410 | 0.201 | -0.819 | 71.4 | 0.0622 | 0 | 59.1 | 0.084 | 0 | 557 | 175000 | 475 | 175000
NE-HVAC-airAC-SpltPkg-240to759kBtuh-10p8eer | DEER2017 | D17 v2 |  | Any | OfL | 2011 | CZ05 | cWtd | Cap-Tons | 458.2 | 175000 | None | 112 | 0.0675 | -0.15 | 56.1 | 0.0455 | 0 | 112 | 0.0675 | -0.15 | 56.1 | 0.0455 | 0 | DEER:HVAC_Split-Package_AC | Annual | 1719 | 111.52 | 0.06748 | -0.1504 | 56.08 | 0.04552 | 0 | NE-HVAC-airAC-SpltPkg-240to759kBtuh-10p8eer_MZDEER2017AnyOfL2011CZ05cPVVG | 118522 | NE-HVAC-airAC-SpltPkg-240to759kBtuh-10p8eer_SZDEER2017AnyOfL2011CZ05cDXGF | 118521 |  | 58.9 | 0.0426 | 0 | 322 | 0.167 | -0.752 | 58.9 | 0.0426 | 0 | 44.8 | 0.0572 | 0 | 472 | 175000 | 403 | 175000
NE-HVAC-airAC-SpltPkg-240to759kBtuh-10p8eer | DEER2017 | D17 v2 |  | Any | OfL | 2011 | CZ06 | cWtd | Cap-Tons | 513.2 | 175000 | None | 141 | 0.0771 | -0.0926 | 80.5 | 0.0568 | 0 | 141 | 0.0771 | -0.0926 | 80.5 | 0.0568 | 0 | DEER:HVAC_Split-Package_AC | Annual | 1719 | 140.96 | 0.07708 | -0.0926 | 80.54 | 0.05684 | 0 | NE-HVAC-airAC-SpltPkg-240to759kBtuh-10p8eer_MZDEER2017AnyOfL2011CZ06cPVVG | 118524 | NE-HVAC-airAC-SpltPkg-240to759kBtuh-10p8eer_SZDEER2017AnyOfL2011CZ06cDXGF | 118523 |  | 82.2 | 0.0536 | 0 | 376 | 0.171 | -0.463 | 82.2 | 0.0536 | 0 | 73.9 | 0.0698 | 0 | 527 | 175000 | 458 | 175000
NE-HVAC-airAC-SpltPkg-240to759kBtuh-10p8eer | DEER2017 | D17 v2 |  | Any | OfL | 2011 | CZ07 | cWtd | Cap-Tons | 472 | 175000 | None | 130 | 0.0727 | -0.0422 | 81.6 | 0.0554 | 0 | 130 | 0.0727 | -0.0422 | 81.6 | 0.0554 | 0 | DEER:HVAC_Split-Package_AC | Annual | 1719 | 130 | 0.07272 | -0.0422 | 81.56 | 0.0554 | 0 | NE-HVAC-airAC-SpltPkg-240to759kBtuh-10p8eer_MZDEER2017AnyOfL2011CZ07cPVVG | 118526 | NE-HVAC-airAC-SpltPkg-240to759kBtuh-10p8eer_SZDEER2017AnyOfL2011CZ07cDXGF | 118525 |  | 83.5 | 0.0524 | 0 | 316 | 0.154 | -0.211 | 83.5 | 0.0524 | 0 | 73.8 | 0.0674 | 0 | 486 | 175000 | 416 | 175000
NE-HVAC-airAC-SpltPkg-240to759kBtuh-10p8eer | DEER2017 | D17 v2 |  | Any | OfL | 2011 | CZ08 | cWtd | Cap-Tons | 535.2 | 175000 | None | 151 | 0.0862 | -0.065 | 85.3 | 0.0643 | 0 | 151 | 0.0862 | -0.065 | 85.3 | 0.0643 | 0 | DEER:HVAC_Split-Package_AC | Annual | 1719 | 150.96 | 0.08624 | -0.065 | 85.34 | 0.06434 | 0 | NE-HVAC-airAC-SpltPkg-240to759kBtuh-10p8eer_MZDEER2017AnyOfL2011CZ08cPVVG | 118528 | NE-HVAC-airAC-SpltPkg-240to759kBtuh-10p8eer_SZDEER2017AnyOfL2011CZ08cDXGF | 118527 |  | 86.7 | 0.0608 | 0 | 408 | 0.188 | -0.325 | 86.7 | 0.0608 | 0 | 79.9 | 0.0785 | 0 | 549 | 175000 | 480 | 175000
NE-HVAC-airAC-SpltPkg-240to759kBtuh-10p8eer | DEER2017 | D17 v2 |  | Any | OfL | 2011 | CZ09 | cWtd | Cap-Tons | 653.2 | 175000 | None | 150 | 0.098 | -0.0804 | 74.9 | 0.0718 | 0 | 150 | 0.098 | -0.0804 | 74.9 | 0.0718 | 0 | DEER:HVAC_Split-Package_AC | Annual | 1719 | 149.88 | 0.098 | -0.0804 | 74.92 | 0.07176 | 0 | NE-HVAC-airAC-SpltPkg-240to759kBtuh-10p8eer_MZDEER2017AnyOfL2011CZ09cPVVG | 118530 | NE-HVAC-airAC-SpltPkg-240to759kBtuh-10p8eer_SZDEER2017AnyOfL2011CZ09cDXGF | 118529 |  | 77.6 | 0.0675 | 0 | 439 | 0.22 | -0.402 | 77.6 | 0.0675 | 0 | 64.2 | 0.0888 | 0 | 669 | 175000 | 590 | 175000
NE-HVAC-airAC-SpltPkg-240to759kBtuh-10p8eer | DEER2017 | D17 v2 |  | Any | OfL | 2011 | CZ10 | cWtd | Cap-Tons | 570.2 | 175000 | None | 159 | 0.107 | -0.0426 | 84.4 | 0.0816 | 0 | 159 | 0.107 | -0.0426 | 84.4 | 0.0816 | 0 | DEER:HVAC_Split-Package_AC | Annual | 1719 | 159.28 | 0.10716 | -0.0426 | 84.42 | 0.08156 | 0 | NE-HVAC-airAC-SpltPkg-240to759kBtuh-10p8eer_MZDEER2017AnyOfL2011CZ10cPVVG | 118532 | NE-HVAC-airAC-SpltPkg-240to759kBtuh-10p8eer_SZDEER2017AnyOfL2011CZ10cDXGF | 118531 |  | 85.6 | 0.0762 | 0 | 454 | 0.231 | -0.213 | 85.6 | 0.0762 | 0 | 79.7 | 0.103 | 0 | 585 | 175000 | 511 | 175000
NE-HVAC-airAC-SpltPkg-240to759kBtuh-10p8eer | DEER2017 | D17 v2 |  | Any | OfL | 2011 | CZ11 | cWtd | Cap-Tons | 535.6 | 175000 | None | 161 | 0.0963 | -0.177 | 84.5 | 0.0744 | 0 | 161 | 0.0963 | -0.177 | 84.5 | 0.0744 | 0 | DEER:HVAC_Split-Package_AC | Annual | 1719 | 161.48 | 0.09628 | -0.1774 | 84.52 | 0.07442 | 0 | NE-HVAC-airAC-SpltPkg-240to759kBtuh-10p8eer_MZDEER2017AnyOfL2011CZ11cPVVG | 118534 | NE-HVAC-airAC-SpltPkg-240to759kBtuh-10p8eer_SZDEER2017AnyOfL2011CZ11cDXGF | 118533 |  | 85.1 | 0.0701 | 0 | 467 | 0.201 | -0.887 | 85.1 | 0.0701 | 0 | 82.2 | 0.0917 | 0 | 549 | 175000 | 482 | 175000
NE-HVAC-airAC-SpltPkg-240to759kBtuh-10p8eer | DEER2017 | D17 v2 |  | Any | OfL | 2011 | CZ12 | cWtd | Cap-Tons | 497.6 | 175000 | None | 150 | 0.0985 | -0.166 | 76.6 | 0.0768 | 0 | 150 | 0.0985 | -0.166 | 76.6 | 0.0768 | 0 | DEER:HVAC_Split-Package_AC | Annual | 1719 | 149.76 | 0.09852 | -0.1662 | 76.58 | 0.07676 | 0 | NE-HVAC-airAC-SpltPkg-240to759kBtuh-10p8eer_MZDEER2017AnyOfL2011CZ12cPVVG | 118536 | NE-HVAC-airAC-SpltPkg-240to759kBtuh-10p8eer_SZDEER2017AnyOfL2011CZ12cDXGF | 118535 |  | 76.7 | 0.0724 | 0 | 442 | 0.203 | -0.831 | 76.7 | 0.0724 | 0 | 76.1 | 0.0942 | 0 | 513 | 175000 | 436 | 175000
NE-HVAC-airAC-SpltPkg-240to759kBtuh-10p8eer | DEER2017 | D17 v2 |  | Any | OfL | 2011 | CZ13 | cWtd | Cap-Tons | 541.2 | 175000 | None | 161 | 0.0972 | -0.158 | 84.6 | 0.0731 | 0 | 161 | 0.0972 | -0.158 | 84.6 | 0.0731 | 0 | DEER:HVAC_Split-Package_AC | Annual | 1719 | 160.92 | 0.0972 | -0.1582 | 84.58 | 0.07314 | 0 | NE-HVAC-airAC-SpltPkg-240to759kBtuh-10p8eer_MZDEER2017AnyOfL2011CZ13cPVVG | 118538 | NE-HVAC-airAC-SpltPkg-240to759kBtuh-10p8eer_SZDEER2017AnyOfL2011CZ13cDXGF | 118537 |  | 83.9 | 0.0685 | 0 | 469 | 0.212 | -0.791 | 83.9 | 0.0685 | 0 | 87.3 | 0.0917 | 0 | 557 | 175000 | 478 | 175000
NE-HVAC-airAC-SpltPkg-240to759kBtuh-10p8eer | DEER2017 | D17 v2 |  | Any | OfL | 2011 | CZ14 | cWtd | Cap-Tons | 627.4 | 175000 | None | 157 | 0.0962 | -0.15 | 76.4 | 0.0662 | 0 | 157 | 0.0962 | -0.15 | 76.4 | 0.0662 | 0 | DEER:HVAC_Split-Package_AC | Annual | 1719 | 156.96 | 0.09616 | -0.1496 | 76.44 | 0.06624 | 0 | NE-HVAC-airAC-SpltPkg-240to759kBtuh-10p8eer_MZDEER2017AnyOfL2011CZ14cPVVG | 118540 | NE-HVAC-airAC-SpltPkg-240to759kBtuh-10p8eer_SZDEER2017AnyOfL2011CZ14cDXGF | 118539 |  | 77.2 | 0.0617 | 0 | 476 | 0.234 | -0.748 | 77.2 | 0.0617 | 0 | 73.4 | 0.0844 | 0 | 645 | 175000 | 557 | 175000
NE-HVAC-airAC-SpltPkg-240to759kBtuh-10p8eer | DEER2017 | D17 v2 |  | Any | OfL | 2011 | CZ15 | cWtd | Cap-Tons | 623.6 | 175000 | None | 215 | 0.105 | -0.0173 | 129 | 0.0779 | 0 | 215 | 0.105 | -0.0173 | 129 | 0.0779 | 0 | DEER:HVAC_Split-Package_AC | Annual | 1719 | 214.8 | 0.10492 | -0.01728 | 128.6 | 0.07788 | 0 | NE-HVAC-airAC-SpltPkg-240to759kBtuh-10p8eer_MZDEER2017AnyOfL2011CZ15cPVVG | 118542 | NE-HVAC-airAC-SpltPkg-240to759kBtuh-10p8eer_SZDEER2017AnyOfL2011CZ15cDXGF | 118541 |  | 127 | 0.0724 | 0 | 566 | 0.235 | -0.0864 | 127 | 0.0724 | 0 | 135 | 0.0998 | 0 | 639 | 175000 | 562 | 175000
NE-HVAC-airAC-SpltPkg-240to759kBtuh-10p8eer | DEER2017 | D17 v2 |  | Any | OfL | 2011 | CZ16 | cWtd | Cap-Tons | 417 | 175000 | None | 110 | 0.0714 | -0.264 | 49.3 | 0.056 | 0 | 110 | 0.0714 | -0.264 | 49.3 | 0.056 | 0 | DEER:HVAC_Split-Package_AC | Annual | 1719 | 110.12 | 0.07136 | -0.264 | 49.32 | 0.05596 | 0 | NE-HVAC-airAC-SpltPkg-240to759kBtuh-10p8eer_MZDEER2017AnyOfL2011CZ16cPVVG | 118544 | NE-HVAC-airAC-SpltPkg-240to759kBtuh-10p8eer_SZDEER2017AnyOfL2011CZ16cDXGF | 118543 |  | 49.4 | 0.0527 | 0 | 353 | 0.146 | -1.32 | 49.4 | 0.0527 | 0 | 49 | 0.069 | 0 | 430 | 175000 | 365 | 175000
NE-HVAC-airAC-SpltPkg-240to759kBtuh-10p8eer | DEER2017 | D17 v2 |  | Any | OfL | 2014 | CZ01 | cWtd | Cap-Tons | 324.6 | 175000 | None | 21.5 | 0.0342 | 0 | 21.5 | 0.0342 | 0 | 21.5 | 0.0342 | 0 | 21.5 | 0.0342 | 0 | DEER:HVAC_Split-Package_AC | Annual | 1719 | 21.52 | 0.03424 | 0 | 21.52 | 0.03424 | 0 | NE-HVAC-airAC-SpltPkg-240to759kBtuh-10p8eer_MZDEER2017AnyOfL2014CZ01cPVVG | 139874 | NE-HVAC-airAC-SpltPkg-240to759kBtuh-10p8eer_SZDEER2017AnyOfL2014CZ01cDXGF | 139873 |  | 23.3 | 0.0317 | 0 | 14.4 | 0.0444 | 0 | 23.3 | 0.0317 | 0 | 14.4 | 0.0444 | 0 | 339 | 175000 | 267 | 175000
NE-HVAC-airAC-SpltPkg-240to759kBtuh-10p8eer | DEER2017 | D17 v2 |  | Any | OfL | 2014 | CZ02 | cWtd | Cap-Tons | 402.2 | 175000 | None | 56.7 | 0.0798 | 0 | 56.7 | 0.0798 | 0 | 56.7 | 0.0798 | 0 | 56.7 | 0.0798 | 0 | DEER:HVAC_Split-Package_AC | Annual | 1719 | 56.7 | 0.07976 | 0 | 56.7 | 0.07976 | 0 | NE-HVAC-airAC-SpltPkg-240to759kBtuh-10p8eer_MZDEER2017AnyOfL2014CZ02cPVVG | 139876 | NE-HVAC-airAC-SpltPkg-240to759kBtuh-10p8eer_SZDEER2017AnyOfL2014CZ02cDXGF | 139875 |  | 57.4 | 0.0747 | 0 | 53.9 | 0.1 | 0 | 57.4 | 0.0747 | 0 | 53.9 | 0.1 | 0 | 414 | 175000 | 355 | 175000
NE-HVAC-airAC-SpltPkg-240to759kBtuh-10p8eer | DEER2017 | D17 v2 |  | Any | OfL | 2014 | CZ03 | cWtd | Cap-Tons | 379.8 | 175000 | None | 45.9 | 0.0552 | 0 | 45.9 | 0.0552 | 0 | 45.9 | 0.0552 | 0 | 45.9 | 0.0552 | 0 | DEER:HVAC_Split-Package_AC | Annual | 1719 | 45.88 | 0.05516 | 0 | 45.88 | 0.05516 | 0 | NE-HVAC-airAC-SpltPkg-240to759kBtuh-10p8eer_MZDEER2017AnyOfL2014CZ03cPVVG | 139878 | NE-HVAC-airAC-SpltPkg-240to759kBtuh-10p8eer_SZDEER2017AnyOfL2014CZ03cDXGF | 139877 |  | 48 | 0.0509 | 0 | 37.4 | 0.0722 | 0 | 48 | 0.0509 | 0 | 37.4 | 0.0722 | 0 | 394 | 175000 | 323 | 175000
NE-HVAC-airAC-SpltPkg-240to759kBtuh-10p8eer | DEER2017 | D17 v2 |  | Any | OfL | 2014 | CZ04 | cWtd | Cap-Tons | 423.2 | 175000 | None | 62.1 | 0.0707 | 0 | 62.1 | 0.0707 | 0 | 62.1 | 0.0707 | 0 | 62.1 | 0.0707 | 0 | DEER:HVAC_Split-Package_AC | Annual | 1719 | 62.14 | 0.07066 | 0 | 62.14 | 0.07066 | 0 | NE-HVAC-airAC-SpltPkg-240to759kBtuh-10p8eer_MZDEER2017AnyOfL2014CZ04cPVVG | 139880 | NE-HVAC-airAC-SpltPkg-240to759kBtuh-10p8eer_SZDEER2017AnyOfL2014CZ04cDXGF | 139879 |  | 63.2 | 0.0653 | 0 | 57.9 | 0.0921 | 0 | 63.2 | 0.0653 | 0 | 57.9 | 0.0921 | 0 | 437 | 175000 | 368 | 175000
NE-HVAC-airAC-SpltPkg-240to759kBtuh-10p8eer | DEER2017 | D17 v2 |  | Any | OfL | 2014 | CZ05 | cWtd | Cap-Tons | 331.2 | 175000 | None | 54.3 | 0.0505 | 0 | 54.3 | 0.0505 | 0 | 54.3 | 0.0505 | 0 | 54.3 | 0.0505 | 0 | DEER:HVAC_Split-Package_AC | Annual | 1719 | 54.32 | 0.05054 | 0 | 54.32 | 0.05054 | 0 | NE-HVAC-airAC-SpltPkg-240to759kBtuh-10p8eer_MZDEER2017AnyOfL2014CZ05cPVVG | 139882 | NE-HVAC-airAC-SpltPkg-240to759kBtuh-10p8eer_SZDEER2017AnyOfL2014CZ05cDXGF | 139881 |  | 55 | 0.0469 | 0 | 51.6 | 0.0651 | 0 | 55 | 0.0469 | 0 | 51.6 | 0.0651 | 0 | 343 | 175000 | 284 | 175000
NE-HVAC-airAC-SpltPkg-240to759kBtuh-10p8eer | DEER2017 | D17 v2 |  | Any | OfL | 2014 | CZ06 | cWtd | Cap-Tons | 383.8 | 175000 | None | 80.7 | 0.0638 | 0 | 80.7 | 0.0638 | 0 | 80.7 | 0.0638 | 0 | 80.7 | 0.0638 | 0 | DEER:HVAC_Split-Package_AC | Annual | 1719 | 80.74 | 0.06376 | 0 | 80.74 | 0.06376 | 0 | NE-HVAC-airAC-SpltPkg-240to759kBtuh-10p8eer_MZDEER2017AnyOfL2014CZ06cPVVG | 139884 | NE-HVAC-airAC-SpltPkg-240to759kBtuh-10p8eer_SZDEER2017AnyOfL2014CZ06cDXGF | 139883 |  | 80 | 0.0593 | 0 | 83.7 | 0.0816 | 0 | 80 | 0.0593 | 0 | 83.7 | 0.0816 | 0 | 396 | 175000 | 335 | 175000
NE-HVAC-airAC-SpltPkg-240to759kBtuh-10p8eer | DEER2017 | D17 v2 |  | Any | OfL | 2014 | CZ07 | cWtd | Cap-Tons | 346 | 175000 | None | 82.8 | 0.0632 | 0 | 82.8 | 0.0632 | 0 | 82.8 | 0.0632 | 0 | 82.8 | 0.0632 | 0 | DEER:HVAC_Split-Package_AC | Annual | 1719 | 82.82 | 0.06322 | 0 | 82.82 | 0.06322 | 0 | NE-HVAC-airAC-SpltPkg-240to759kBtuh-10p8eer_MZDEER2017AnyOfL2014CZ07cPVVG | 139886 | NE-HVAC-airAC-SpltPkg-240to759kBtuh-10p8eer_SZDEER2017AnyOfL2014CZ07cDXGF | 139885 |  | 81.6 | 0.0591 | 0 | 87.7 | 0.0797 | 0 | 81.6 | 0.0591 | 0 | 87.7 | 0.0797 | 0 | 358 | 175000 | 298 | 175000
NE-HVAC-airAC-SpltPkg-240to759kBtuh-10p8eer | DEER2017 | D17 v2 |  | Any | OfL | 2014 | CZ08 | cWtd | Cap-Tons | 399.8 | 175000 | None | 85.4 | 0.0716 | 0 | 85.4 | 0.0716 | 0 | 85.4 | 0.0716 | 0 | 85.4 | 0.0716 | 0 | DEER:HVAC_Split-Package_AC | Annual | 1719 | 85.44 | 0.07158 | 0 | 85.44 | 0.07158 | 0 | NE-HVAC-airAC-SpltPkg-240to759kBtuh-10p8eer_MZDEER2017AnyOfL2014CZ08cPVVG | 139888 | NE-HVAC-airAC-SpltPkg-240to759kBtuh-10p8eer_SZDEER2017AnyOfL2014CZ08cDXGF | 139887 |  | 84.5 | 0.0667 | 0 | 89.2 | 0.0911 | 0 | 84.5 | 0.0667 | 0 | 89.2 | 0.0911 | 0 | 412 | 175000 | 351 | 175000
NE-HVAC-airAC-SpltPkg-240to759kBtuh-10p8eer | DEER2017 | D17 v2 |  | Any | OfL | 2014 | CZ09 | cWtd | Cap-Tons | 517.2 | 175000 | None | 69.6 | 0.0773 | 0 | 69.6 | 0.0773 | 0 | 69.6 | 0.0773 | 0 | 69.6 | 0.0773 | 0 | DEER:HVAC_Split-Package_AC | Annual | 1719 | 69.6 | 0.0773 | 0 | 69.6 | 0.0773 | 0 | NE-HVAC-airAC-SpltPkg-240to759kBtuh-10p8eer_MZDEER2017AnyOfL2014CZ09cPVVG | 139890 | NE-HVAC-airAC-SpltPkg-240to759kBtuh-10p8eer_SZDEER2017AnyOfL2014CZ09cDXGF | 139889 |  | 70.9 | 0.0718 | 0 | 64.4 | 0.0993 | 0 | 70.9 | 0.0718 | 0 | 64.4 | 0.0993 | 0 | 531 | 175000 | 462 | 175000
NE-HVAC-airAC-SpltPkg-240to759kBtuh-10p8eer | DEER2017 | D17 v2 |  | Any | OfL | 2014 | CZ10 | cWtd | Cap-Tons | 503 | 175000 | None | 75.7 | 0.0832 | 0 | 75.7 | 0.0832 | 0 | 75.7 | 0.0832 | 0 | 75.7 | 0.0832 | 0 | DEER:HVAC_Split-Package_AC | Annual | 1719 | 75.74 | 0.0832 | 0 | 75.74 | 0.0832 | 0 | NE-HVAC-airAC-SpltPkg-240to759kBtuh-10p8eer_MZDEER2017AnyOfL2014CZ10cPVVG | 139892 | NE-HVAC-airAC-SpltPkg-240to759kBtuh-10p8eer_SZDEER2017AnyOfL2014CZ10cDXGF | 139891 |  | 76.4 | 0.077 | 0 | 73.1 | 0.108 | 0 | 76.4 | 0.077 | 0 | 73.1 | 0.108 | 0 | 516 | 175000 | 451 | 175000
NE-HVAC-airAC-SpltPkg-240to759kBtuh-10p8eer | DEER2017 | D17 v2 |  | Any | OfL | 2014 | CZ11 | cWtd | Cap-Tons | 443.8 | 175000 | None | 81 | 0.0808 | 0 | 81 | 0.0808 | 0 | 81 | 0.0808 | 0 | 81 | 0.0808 | 0 | DEER:HVAC_Split-Package_AC | Annual | 1719 | 81 | 0.08084 | 0 | 81 | 0.08084 | 0 | NE-HVAC-airAC-SpltPkg-240to759kBtuh-10p8eer_MZDEER2017AnyOfL2014CZ11cPVVG | 139894 | NE-HVAC-airAC-SpltPkg-240to759kBtuh-10p8eer_SZDEER2017AnyOfL2014CZ11cDXGF | 139893 |  | 80.2 | 0.0753 | 0 | 84.2 | 0.103 | 0 | 80.2 | 0.0753 | 0 | 84.2 | 0.103 | 0 | 456 | 175000 | 395 | 175000
NE-HVAC-airAC-SpltPkg-240to759kBtuh-10p8eer | DEER2017 | D17 v2 |  | Any | OfL | 2014 | CZ12 | cWtd | Cap-Tons | 460.2 | 175000 | None | 64.7 | 0.0761 | 0 | 64.7 | 0.0761 | 0 | 64.7 | 0.0761 | 0 | 64.7 | 0.0761 | 0 | DEER:HVAC_Split-Package_AC | Annual | 1719 | 64.66 | 0.07614 | 0 | 64.66 | 0.07614 | 0 | NE-HVAC-airAC-SpltPkg-240to759kBtuh-10p8eer_MZDEER2017AnyOfL2014CZ12cPVVG | 139896 | NE-HVAC-airAC-SpltPkg-240to759kBtuh-10p8eer_SZDEER2017AnyOfL2014CZ12cDXGF | 139895 |  | 64.6 | 0.0706 | 0 | 64.9 | 0.0983 | 0 | 64.6 | 0.0706 | 0 | 64.9 | 0.0983 | 0 | 474 | 175000 | 405 | 175000
NE-HVAC-airAC-SpltPkg-240to759kBtuh-10p8eer | DEER2017 | D17 v2 |  | Any | OfL | 2014 | CZ13 | cWtd | Cap-Tons | 472.4 | 175000 | None | 78.2 | 0.0764 | 0 | 78.2 | 0.0764 | 0 | 78.2 | 0.0764 | 0 | 78.2 | 0.0764 | 0 | DEER:HVAC_Split-Package_AC | Annual | 1719 | 78.2 | 0.07638 | 0 | 78.2 | 0.07638 | 0 | NE-HVAC-airAC-SpltPkg-240to759kBtuh-10p8eer_MZDEER2017AnyOfL2014CZ13cPVVG | 139898 | NE-HVAC-airAC-SpltPkg-240to759kBtuh-10p8eer_SZDEER2017AnyOfL2014CZ13cDXGF | 139897 |  | 76.8 | 0.0708 | 0 | 83.8 | 0.0987 | 0 | 76.8 | 0.0708 | 0 | 83.8 | 0.0987 | 0 | 486 | 175000 | 418 | 175000
NE-HVAC-airAC-SpltPkg-240to759kBtuh-10p8eer | DEER2017 | D17 v2 |  | Any | OfL | 2014 | CZ14 | cWtd | Cap-Tons | 457.4 | 175000 | None | 83.4 | 0.0809 | 0 | 83.4 | 0.0809 | 0 | 83.4 | 0.0809 | 0 | 83.4 | 0.0809 | 0 | DEER:HVAC_Split-Package_AC | Annual | 1719 | 83.4 | 0.08088 | 0 | 83.4 | 0.08088 | 0 | NE-HVAC-airAC-SpltPkg-240to759kBtuh-10p8eer_MZDEER2017AnyOfL2014CZ14cPVVG | 139900 | NE-HVAC-airAC-SpltPkg-240to759kBtuh-10p8eer_SZDEER2017AnyOfL2014CZ14cDXGF | 139899 |  | 82.3 | 0.0751 | 0 | 87.8 | 0.104 | 0 | 82.3 | 0.0751 | 0 | 87.8 | 0.104 | 0 | 471 | 175000 | 403 | 175000
NE-HVAC-airAC-SpltPkg-240to759kBtuh-10p8eer | DEER2017 | D17 v2 |  | Any | OfL | 2014 | CZ15 | cWtd | Cap-Tons | 524.2 | 175000 | None | 127 | 0.0848 | 0 | 127 | 0.0848 | 0 | 127 | 0.0848 | 0 | 127 | 0.0848 | 0 | DEER:HVAC_Split-Package_AC | Annual | 1719 | 127.4 | 0.08476 | 0 | 127.4 | 0.08476 | 0 | NE-HVAC-airAC-SpltPkg-240to759kBtuh-10p8eer_MZDEER2017AnyOfL2014CZ15cPVVG | 139902 | NE-HVAC-airAC-SpltPkg-240to759kBtuh-10p8eer_SZDEER2017AnyOfL2014CZ15cDXGF | 139901 |  | 124 | 0.0777 | 0 | 141 | 0.113 | 0 | 124 | 0.0777 | 0 | 141 | 0.113 | 0 | 538 | 175000 | 469 | 175000
NE-HVAC-airAC-SpltPkg-240to759kBtuh-10p8eer | DEER2017 | D17 v2 |  | Any | OfL | 2014 | CZ16 | cWtd | Cap-Tons | 321.4 | 175000 | None | 47.8 | 0.0621 | 0 | 47.8 | 0.0621 | 0 | 47.8 | 0.0621 | 0 | 47.8 | 0.0621 | 0 | DEER:HVAC_Split-Package_AC | Annual | 1719 | 47.76 | 0.06208 | 0 | 47.76 | 0.06208 | 0 | NE-HVAC-airAC-SpltPkg-240to759kBtuh-10p8eer_MZDEER2017AnyOfL2014CZ16cPVVG | 139904 | NE-HVAC-airAC-SpltPkg-240to759kBtuh-10p8eer_SZDEER2017AnyOfL2014CZ16cDXGF | 139903 |  | 46.8 | 0.0581 | 0 | 51.6 | 0.078 | 0 | 46.8 | 0.0581 | 0 | 51.6 | 0.078 | 0 | 333 | 175000 | 275 | 175000
NE-HVAC-airAC-SpltPkg-240to759kBtuh-10p8eer | DEER2017 | D17 v2 |  | Any | OfL | New | CZ01 | cWtd | Cap-Tons | 324.6 | 175000 | None | 21.5 | 0.0342 | 0 | 21.5 | 0.0342 | 0 | 21.5 | 0.0342 | 0 | 21.5 | 0.0342 | 0 | DEER:HVAC_Split-Package_AC | Annual | 1719 | 21.52 | 0.03424 | 0 | 21.52 | 0.03424 | 0 | NE-HVAC-airAC-SpltPkg-240to759kBtuh-10p8eer_MZDEER2017AnyOfLNewCZ01cPVVG | 164226 | NE-HVAC-airAC-SpltPkg-240to759kBtuh-10p8eer_SZDEER2017AnyOfLNewCZ01cDXGF | 164225 |  | 23.3 | 0.0317 | 0 | 14.4 | 0.0444 | 0 | 23.3 | 0.0317 | 0 | 14.4 | 0.0444 | 0 | 339 | 175000 | 267 | 175000
NE-HVAC-airAC-SpltPkg-240to759kBtuh-10p8eer | DEER2017 | D17 v2 |  | Any | OfL | New | CZ02 | cWtd | Cap-Tons | 402.2 | 175000 | None | 56.7 | 0.0798 | 0 | 56.7 | 0.0798 | 0 | 56.7 | 0.0798 | 0 | 56.7 | 0.0798 | 0 | DEER:HVAC_Split-Package_AC | Annual | 1719 | 56.7 | 0.07976 | 0 | 56.7 | 0.07976 | 0 | NE-HVAC-airAC-SpltPkg-240to759kBtuh-10p8eer_MZDEER2017AnyOfLNewCZ02cPVVG | 164228 | NE-HVAC-airAC-SpltPkg-240to759kBtuh-10p8eer_SZDEER2017AnyOfLNewCZ02cDXGF | 164227 |  | 57.4 | 0.0747 | 0 | 53.9 | 0.1 | 0 | 57.4 | 0.0747 | 0 | 53.9 | 0.1 | 0 | 414 | 175000 | 355 | 175000
NE-HVAC-airAC-SpltPkg-240to759kBtuh-10p8eer | DEER2017 | D17 v2 |  | Any | OfL | New | CZ03 | cWtd | Cap-Tons | 379.8 | 175000 | None | 45.9 | 0.0552 | 0 | 45.9 | 0.0552 | 0 | 45.9 | 0.0552 | 0 | 45.9 | 0.0552 | 0 | DEER:HVAC_Split-Package_AC | Annual | 1719 | 45.88 | 0.05516 | 0 | 45.88 | 0.05516 | 0 | NE-HVAC-airAC-SpltPkg-240to759kBtuh-10p8eer_MZDEER2017AnyOfLNewCZ03cPVVG | 164230 | NE-HVAC-airAC-SpltPkg-240to759kBtuh-10p8eer_SZDEER2017AnyOfLNewCZ03cDXGF | 164229 |  | 48 | 0.0509 | 0 | 37.4 | 0.0722 | 0 | 48 | 0.0509 | 0 | 37.4 | 0.0722 | 0 | 394 | 175000 | 323 | 175000
NE-HVAC-airAC-SpltPkg-240to759kBtuh-10p8eer | DEER2017 | D17 v2 |  | Any | OfL | New | CZ04 | cWtd | Cap-Tons | 423.2 | 175000 | None | 62.1 | 0.0707 | 0 | 62.1 | 0.0707 | 0 | 62.1 | 0.0707 | 0 | 62.1 | 0.0707 | 0 | DEER:HVAC_Split-Package_AC | Annual | 1719 | 62.14 | 0.07066 | 0 | 62.14 | 0.07066 | 0 | NE-HVAC-airAC-SpltPkg-240to759kBtuh-10p8eer_MZDEER2017AnyOfLNewCZ04cPVVG | 164232 | NE-HVAC-airAC-SpltPkg-240to759kBtuh-10p8eer_SZDEER2017AnyOfLNewCZ04cDXGF | 164231 |  | 63.2 | 0.0653 | 0 | 57.9 | 0.0921 | 0 | 63.2 | 0.0653 | 0 | 57.9 | 0.0921 | 0 | 437 | 175000 | 368 | 175000
NE-HVAC-airAC-SpltPkg-240to759kBtuh-10p8eer | DEER2017 | D17 v2 |  | Any | OfL | New | CZ05 | cWtd | Cap-Tons | 331.2 | 175000 | None | 54.3 | 0.0505 | 0 | 54.3 | 0.0505 | 0 | 54.3 | 0.0505 | 0 | 54.3 | 0.0505 | 0 | DEER:HVAC_Split-Package_AC | Annual | 1719 | 54.32 | 0.05054 | 0 | 54.32 | 0.05054 | 0 | NE-HVAC-airAC-SpltPkg-240to759kBtuh-10p8eer_MZDEER2017AnyOfLNewCZ05cPVVG | 164234 | NE-HVAC-airAC-SpltPkg-240to759kBtuh-10p8eer_SZDEER2017AnyOfLNewCZ05cDXGF | 164233 |  | 55 | 0.0469 | 0 | 51.6 | 0.0651 | 0 | 55 | 0.0469 | 0 | 51.6 | 0.0651 | 0 | 343 | 175000 | 284 | 175000
NE-HVAC-airAC-SpltPkg-240to759kBtuh-10p8eer | DEER2017 | D17 v2 |  | Any | OfL | New | CZ06 | cWtd | Cap-Tons | 383.8 | 175000 | None | 80.7 | 0.0638 | 0 | 80.7 | 0.0638 | 0 | 80.7 | 0.0638 | 0 | 80.7 | 0.0638 | 0 | DEER:HVAC_Split-Package_AC | Annual | 1719 | 80.74 | 0.06376 | 0 | 80.74 | 0.06376 | 0 | NE-HVAC-airAC-SpltPkg-240to759kBtuh-10p8eer_MZDEER2017AnyOfLNewCZ06cPVVG | 164236 | NE-HVAC-airAC-SpltPkg-240to759kBtuh-10p8eer_SZDEER2017AnyOfLNewCZ06cDXGF | 164235 |  | 80 | 0.0593 | 0 | 83.7 | 0.0816 | 0 | 80 | 0.0593 | 0 | 83.7 | 0.0816 | 0 | 396 | 175000 | 335 | 175000
NE-HVAC-airAC-SpltPkg-240to759kBtuh-10p8eer | DEER2017 | D17 v2 |  | Any | OfL | New | CZ07 | cWtd | Cap-Tons | 346 | 175000 | None | 82.8 | 0.0632 | 0 | 82.8 | 0.0632 | 0 | 82.8 | 0.0632 | 0 | 82.8 | 0.0632 | 0 | DEER:HVAC_Split-Package_AC | Annual | 1719 | 82.82 | 0.06322 | 0 | 82.82 | 0.06322 | 0 | NE-HVAC-airAC-SpltPkg-240to759kBtuh-10p8eer_MZDEER2017AnyOfLNewCZ07cPVVG | 164238 | NE-HVAC-airAC-SpltPkg-240to759kBtuh-10p8eer_SZDEER2017AnyOfLNewCZ07cDXGF | 164237 |  | 81.6 | 0.0591 | 0 | 87.7 | 0.0797 | 0 | 81.6 | 0.0591 | 0 | 87.7 | 0.0797 | 0 | 358 | 175000 | 298 | 175000
NE-HVAC-airAC-SpltPkg-240to759kBtuh-10p8eer | DEER2017 | D17 v2 |  | Any | OfL | New | CZ08 | cWtd | Cap-Tons | 399.8 | 175000 | None | 85.4 | 0.0716 | 0 | 85.4 | 0.0716 | 0 | 85.4 | 0.0716 | 0 | 85.4 | 0.0716 | 0 | DEER:HVAC_Split-Package_AC | Annual | 1719 | 85.44 | 0.07158 | 0 | 85.44 | 0.07158 | 0 | NE-HVAC-airAC-SpltPkg-240to759kBtuh-10p8eer_MZDEER2017AnyOfLNewCZ08cPVVG | 164240 | NE-HVAC-airAC-SpltPkg-240to759kBtuh-10p8eer_SZDEER2017AnyOfLNewCZ08cDXGF | 164239 |  | 84.5 | 0.0667 | 0 | 89.2 | 0.0911 | 0 | 84.5 | 0.0667 | 0 | 89.2 | 0.0911 | 0 | 412 | 175000 | 351 | 175000
NE-HVAC-airAC-SpltPkg-240to759kBtuh-10p8eer | DEER2017 | D17 v2 |  | Any | OfL | New | CZ09 | cWtd | Cap-Tons | 517.2 | 175000 | None | 69.6 | 0.0773 | 0 | 69.6 | 0.0773 | 0 | 69.6 | 0.0773 | 0 | 69.6 | 0.0773 | 0 | DEER:HVAC_Split-Package_AC | Annual | 1719 | 69.6 | 0.0773 | 0 | 69.6 | 0.0773 | 0 | NE-HVAC-airAC-SpltPkg-240to759kBtuh-10p8eer_MZDEER2017AnyOfLNewCZ09cPVVG | 164242 | NE-HVAC-airAC-SpltPkg-240to759kBtuh-10p8eer_SZDEER2017AnyOfLNewCZ09cDXGF | 164241 |  | 70.9 | 0.0718 | 0 | 64.4 | 0.0993 | 0 | 70.9 | 0.0718 | 0 | 64.4 | 0.0993 | 0 | 531 | 175000 | 462 | 175000
NE-HVAC-airAC-SpltPkg-240to759kBtuh-10p8eer | DEER2017 | D17 v2 |  | Any | OfL | New | CZ10 | cWtd | Cap-Tons | 503 | 175000 | None | 75.7 | 0.0832 | 0 | 75.7 | 0.0832 | 0 | 75.7 | 0.0832 | 0 | 75.7 | 0.0832 | 0 | DEER:HVAC_Split-Package_AC | Annual | 1719 | 75.74 | 0.0832 | 0 | 75.74 | 0.0832 | 0 | NE-HVAC-airAC-SpltPkg-240to759kBtuh-10p8eer_MZDEER2017AnyOfLNewCZ10cPVVG | 164244 | NE-HVAC-airAC-SpltPkg-240to759kBtuh-10p8eer_SZDEER2017AnyOfLNewCZ10cDXGF | 164243 |  | 76.4 | 0.077 | 0 | 73.1 | 0.108 | 0 | 76.4 | 0.077 | 0 | 73.1 | 0.108 | 0 | 516 | 175000 | 451 | 175000
NE-HVAC-airAC-SpltPkg-240to759kBtuh-10p8eer | DEER2017 | D17 v2 |  | Any | OfL | New | CZ11 | cWtd | Cap-Tons | 443.8 | 175000 | None | 81 | 0.0808 | 0 | 81 | 0.0808 | 0 | 81 | 0.0808 | 0 | 81 | 0.0808 | 0 | DEER:HVAC_Split-Package_AC | Annual | 1719 | 81 | 0.08084 | 0 | 81 | 0.08084 | 0 | NE-HVAC-airAC-SpltPkg-240to759kBtuh-10p8eer_MZDEER2017AnyOfLNewCZ11cPVVG | 164246 | NE-HVAC-airAC-SpltPkg-240to759kBtuh-10p8eer_SZDEER2017AnyOfLNewCZ11cDXGF | 164245 |  | 80.2 | 0.0753 | 0 | 84.2 | 0.103 | 0 | 80.2 | 0.0753 | 0 | 84.2 | 0.103 | 0 | 456 | 175000 | 395 | 175000
NE-HVAC-airAC-SpltPkg-240to759kBtuh-10p8eer | DEER2017 | D17 v2 |  | Any | OfL | New | CZ12 | cWtd | Cap-Tons | 460.2 | 175000 | None | 64.7 | 0.0761 | 0 | 64.7 | 0.0761 | 0 | 64.7 | 0.0761 | 0 | 64.7 | 0.0761 | 0 | DEER:HVAC_Split-Package_AC | Annual | 1719 | 64.66 | 0.07614 | 0 | 64.66 | 0.07614 | 0 | NE-HVAC-airAC-SpltPkg-240to759kBtuh-10p8eer_MZDEER2017AnyOfLNewCZ12cPVVG | 164248 | NE-HVAC-airAC-SpltPkg-240to759kBtuh-10p8eer_SZDEER2017AnyOfLNewCZ12cDXGF | 164247 |  | 64.6 | 0.0706 | 0 | 64.9 | 0.0983 | 0 | 64.6 | 0.0706 | 0 | 64.9 | 0.0983 | 0 | 474 | 175000 | 405 | 175000
NE-HVAC-airAC-SpltPkg-240to759kBtuh-10p8eer | DEER2017 | D17 v2 |  | Any | OfL | New | CZ13 | cWtd | Cap-Tons | 472.4 | 175000 | None | 78.2 | 0.0764 | 0 | 78.2 | 0.0764 | 0 | 78.2 | 0.0764 | 0 | 78.2 | 0.0764 | 0 | DEER:HVAC_Split-Package_AC | Annual | 1719 | 78.2 | 0.07638 | 0 | 78.2 | 0.07638 | 0 | NE-HVAC-airAC-SpltPkg-240to759kBtuh-10p8eer_MZDEER2017AnyOfLNewCZ13cPVVG | 164250 | NE-HVAC-airAC-SpltPkg-240to759kBtuh-10p8eer_SZDEER2017AnyOfLNewCZ13cDXGF | 164249 |  | 76.8 | 0.0708 | 0 | 83.8 | 0.0987 | 0 | 76.8 | 0.0708 | 0 | 83.8 | 0.0987 | 0 | 486 | 175000 | 418 | 175000
NE-HVAC-airAC-SpltPkg-240to759kBtuh-10p8eer | DEER2017 | D17 v2 |  | Any | OfL | New | CZ14 | cWtd | Cap-Tons | 457.4 | 175000 | None | 83.4 | 0.0809 | 0 | 83.4 | 0.0809 | 0 | 83.4 | 0.0809 | 0 | 83.4 | 0.0809 | 0 | DEER:HVAC_Split-Package_AC | Annual | 1719 | 83.4 | 0.08088 | 0 | 83.4 | 0.08088 | 0 | NE-HVAC-airAC-SpltPkg-240to759kBtuh-10p8eer_MZDEER2017AnyOfLNewCZ14cPVVG | 164252 | NE-HVAC-airAC-SpltPkg-240to759kBtuh-10p8eer_SZDEER2017AnyOfLNewCZ14cDXGF | 164251 |  | 82.3 | 0.0751 | 0 | 87.8 | 0.104 | 0 | 82.3 | 0.0751 | 0 | 87.8 | 0.104 | 0 | 471 | 175000 | 403 | 175000
NE-HVAC-airAC-SpltPkg-240to759kBtuh-10p8eer | DEER2017 | D17 v2 |  | Any | OfL | New | CZ15 | cWtd | Cap-Tons | 524.2 | 175000 | None | 127 | 0.0848 | 0 | 127 | 0.0848 | 0 | 127 | 0.0848 | 0 | 127 | 0.0848 | 0 | DEER:HVAC_Split-Package_AC | Annual | 1719 | 127.4 | 0.08476 | 0 | 127.4 | 0.08476 | 0 | NE-HVAC-airAC-SpltPkg-240to759kBtuh-10p8eer_MZDEER2017AnyOfLNewCZ15cPVVG | 164254 | NE-HVAC-airAC-SpltPkg-240to759kBtuh-10p8eer_SZDEER2017AnyOfLNewCZ15cDXGF | 164253 |  | 124 | 0.0777 | 0 | 141 | 0.113 | 0 | 124 | 0.0777 | 0 | 141 | 0.113 | 0 | 538 | 175000 | 469 | 175000
NE-HVAC-airAC-SpltPkg-240to759kBtuh-10p8eer | DEER2017 | D17 v2 |  | Any | OfL | New | CZ16 | cWtd | Cap-Tons | 321.4 | 175000 | None | 47.8 | 0.0621 | 0 | 47.8 | 0.0621 | 0 | 47.8 | 0.0621 | 0 | 47.8 | 0.0621 | 0 | DEER:HVAC_Split-Package_AC | Annual | 1719 | 47.76 | 0.06208 | 0 | 47.76 | 0.06208 | 0 | NE-HVAC-airAC-SpltPkg-240to759kBtuh-10p8eer_MZDEER2017AnyOfLNewCZ16cPVVG | 164256 | NE-HVAC-airAC-SpltPkg-240to759kBtuh-10p8eer_SZDEER2017AnyOfLNewCZ16cDXGF | 164255 |  | 46.8 | 0.0581 | 0 | 51.6 | 0.078 | 0 | 46.8 | 0.0581 | 0 | 51.6 | 0.078 | 0 | 333 | 175000 | 275 | 175000
NE-HVAC-airAC-SpltPkg-240to759kBtuh-10p8eer | DEER2017 | D17 v2 |  | Any | OfS | 1975 | CZ01 | cWtd | Cap-Tons | 43.66 | 10000 | None | 16.3 | 0.0234 | 0 | 16.3 | 0.0234 | 0 | 16.3 | 0.0234 | 0 | 16.3 | 0.0234 | 0 | DEER:HVAC_Split-Package_AC | Annual | 1719 | 16.258 | 0.02342 | 0 | 16.258 | 0.02342 | 0 | NE-HVAC-airAC-SpltPkg-240to759kBtuh-10p8eer_MZDEER2017AnyOfS1975CZ01cPVVG | 11746 | NE-HVAC-airAC-SpltPkg-240to759kBtuh-10p8eer_SZDEER2017AnyOfS1975CZ01cDXGF | 11745 |  | 19.2 | 0.0234 | 0 | 4.49 | 0.0235 | 0 | 19.2 | 0.0234 | 0 | 4.49 | 0.0235 | 0 | 46.5 | 10000 | 32.3 | 10000
NE-HVAC-airAC-SpltPkg-240to759kBtuh-10p8eer | DEER2017 | D17 v2 |  | Any | OfS | 1975 | CZ02 | cWtd | Cap-Tons | 54.88 | 10000 | None | 48.5 | 0.0599 | 0 | 48.5 | 0.0599 | 0 | 48.5 | 0.0599 | 0 | 48.5 | 0.0599 | 0 | DEER:HVAC_Split-Package_AC | Annual | 1719 | 48.48 | 0.05988 | 0 | 48.48 | 0.05988 | 0 | NE-HVAC-airAC-SpltPkg-240to759kBtuh-10p8eer_MZDEER2017AnyOfS1975CZ02cPVVG | 11748 | NE-HVAC-airAC-SpltPkg-240to759kBtuh-10p8eer_SZDEER2017AnyOfS1975CZ02cDXGF | 11747 |  | 50 | 0.0549 | 0 | 42.4 | 0.0798 | 0 | 50 | 0.0549 | 0 | 42.4 | 0.0798 | 0 | 58 | 10000 | 42.4 | 10000
NE-HVAC-airAC-SpltPkg-240to759kBtuh-10p8eer | DEER2017 | D17 v2 |  | Any | OfS | 1975 | CZ03 | cWtd | Cap-Tons | 48.1 | 10000 | None | 40.5 | 0.0426 | 0 | 40.5 | 0.0426 | 0 | 40.5 | 0.0426 | 0 | 40.5 | 0.0426 | 0 | DEER:HVAC_Split-Package_AC | Annual | 1719 | 40.46 | 0.0426 | 0 | 40.46 | 0.0426 | 0 | NE-HVAC-airAC-SpltPkg-240to759kBtuh-10p8eer_MZDEER2017AnyOfS1975CZ03cPVVG | 11750 | NE-HVAC-airAC-SpltPkg-240to759kBtuh-10p8eer_SZDEER2017AnyOfS1975CZ03cDXGF | 11749 |  | 43.7 | 0.0386 | 0 | 27.5 | 0.0586 | 0 | 43.7 | 0.0386 | 0 | 27.5 | 0.0586 | 0 | 51.1 | 10000 | 36.1 | 10000
NE-HVAC-airAC-SpltPkg-240to759kBtuh-10p8eer | DEER2017 | D17 v2 |  | Any | OfS | 1975 | CZ04 | cWtd | Cap-Tons | 55.84 | 10000 | None | 55.4 | 0.0556 | 0 | 55.4 | 0.0556 | 0 | 55.4 | 0.0556 | 0 | 55.4 | 0.0556 | 0 | DEER:HVAC_Split-Package_AC | Annual | 1719 | 55.36 | 0.05556 | 0 | 55.36 | 0.05556 | 0 | NE-HVAC-airAC-SpltPkg-240to759kBtuh-10p8eer_MZDEER2017AnyOfS1975CZ04cPVVG | 11752 | NE-HVAC-airAC-SpltPkg-240to759kBtuh-10p8eer_SZDEER2017AnyOfS1975CZ04cDXGF | 11751 |  | 57.4 | 0.0503 | 0 | 47.2 | 0.0766 | 0 | 57.4 | 0.0503 | 0 | 47.2 | 0.0766 | 0 | 59.1 | 10000 | 42.8 | 10000
NE-HVAC-airAC-SpltPkg-240to759kBtuh-10p8eer | DEER2017 | D17 v2 |  | Any | OfS | 1975 | CZ05 | cWtd | Cap-Tons | 46.68 | 10000 | None | 42.7 | 0.0373 | 0 | 42.7 | 0.0373 | 0 | 42.7 | 0.0373 | 0 | 42.7 | 0.0373 | 0 | DEER:HVAC_Split-Package_AC | Annual | 1719 | 42.72 | 0.03726 | 0 | 42.72 | 0.03726 | 0 | NE-HVAC-airAC-SpltPkg-240to759kBtuh-10p8eer_MZDEER2017AnyOfS1975CZ05cPVVG | 11754 | NE-HVAC-airAC-SpltPkg-240to759kBtuh-10p8eer_SZDEER2017AnyOfS1975CZ05cDXGF | 11753 |  | 45.8 | 0.0341 | 0 | 30.4 | 0.0499 | 0 | 45.8 | 0.0341 | 0 | 30.4 | 0.0499 | 0 | 49.5 | 10000 | 35.4 | 10000
NE-HVAC-airAC-SpltPkg-240to759kBtuh-10p8eer | DEER2017 | D17 v2 |  | Any | OfS | 1975 | CZ06 | cWtd | Cap-Tons | 51.76 | 10000 | None | 66.5 | 0.0478 | 0 | 66.5 | 0.0478 | 0 | 66.5 | 0.0478 | 0 | 66.5 | 0.0478 | 0 | DEER:HVAC_Split-Package_AC | Annual | 1719 | 66.48 | 0.04776 | 0 | 66.48 | 0.04776 | 0 | NE-HVAC-airAC-SpltPkg-240to759kBtuh-10p8eer_MZDEER2017AnyOfS1975CZ06cPVVG | 11756 | NE-HVAC-airAC-SpltPkg-240to759kBtuh-10p8eer_SZDEER2017AnyOfS1975CZ06cDXGF | 11755 |  | 68.7 | 0.0438 | 0 | 57.6 | 0.0636 | 0 | 68.7 | 0.0438 | 0 | 57.6 | 0.0636 | 0 | 54.7 | 10000 | 40 | 10000
NE-HVAC-airAC-SpltPkg-240to759kBtuh-10p8eer | DEER2017 | D17 v2 |  | Any | OfS | 1975 | CZ07 | cWtd | Cap-Tons | 48.24 | 10000 | None | 66 | 0.0443 | 0 | 66 | 0.0443 | 0 | 66 | 0.0443 | 0 | 66 | 0.0443 | 0 | DEER:HVAC_Split-Package_AC | Annual | 1719 | 66 | 0.04434 | 0 | 66 | 0.04434 | 0 | NE-HVAC-airAC-SpltPkg-240to759kBtuh-10p8eer_MZDEER2017AnyOfS1975CZ07cPVVG | 11758 | NE-HVAC-airAC-SpltPkg-240to759kBtuh-10p8eer_SZDEER2017AnyOfS1975CZ07cDXGF | 11757 |  | 68.4 | 0.0404 | 0 | 56.4 | 0.0601 | 0 | 68.4 | 0.0404 | 0 | 56.4 | 0.0601 | 0 | 51.1 | 10000 | 36.8 | 10000
NE-HVAC-airAC-SpltPkg-240to759kBtuh-10p8eer | DEER2017 | D17 v2 |  | Any | OfS | 1975 | CZ08 | cWtd | Cap-Tons | 54.34 | 10000 | None | 71.6 | 0.0548 | 0 | 71.6 | 0.0548 | 0 | 71.6 | 0.0548 | 0 | 71.6 | 0.0548 | 0 | DEER:HVAC_Split-Package_AC | Annual | 1719 | 71.64 | 0.05482 | 0 | 71.64 | 0.05482 | 0 | NE-HVAC-airAC-SpltPkg-240to759kBtuh-10p8eer_MZDEER2017AnyOfS1975CZ08cPVVG | 11760 | NE-HVAC-airAC-SpltPkg-240to759kBtuh-10p8eer_SZDEER2017AnyOfS1975CZ08cDXGF | 11759 |  | 73 | 0.0501 | 0 | 66.2 | 0.0737 | 0 | 73 | 0.0501 | 0 | 66.2 | 0.0737 | 0 | 57.4 | 10000 | 42.1 | 10000
NE-HVAC-airAC-SpltPkg-240to759kBtuh-10p8eer | DEER2017 | D17 v2 |  | Any | OfS | 1975 | CZ09 | cWtd | Cap-Tons | 63.74 | 10000 | None | 66.8 | 0.064 | 0 | 66.8 | 0.064 | 0 | 66.8 | 0.064 | 0 | 66.8 | 0.064 | 0 | DEER:HVAC_Split-Package_AC | Annual | 1719 | 66.78 | 0.064 | 0 | 66.78 | 0.064 | 0 | NE-HVAC-airAC-SpltPkg-240to759kBtuh-10p8eer_MZDEER2017AnyOfS1975CZ09cPVVG | 11762 | NE-HVAC-airAC-SpltPkg-240to759kBtuh-10p8eer_SZDEER2017AnyOfS1975CZ09cDXGF | 11761 |  | 68.5 | 0.0584 | 0 | 59.9 | 0.0864 | 0 | 68.5 | 0.0584 | 0 | 59.9 | 0.0864 | 0 | 67.2 | 10000 | 49.9 | 10000
NE-HVAC-airAC-SpltPkg-240to759kBtuh-10p8eer | DEER2017 | D17 v2 |  | Any | OfS | 1975 | CZ10 | cWtd | Cap-Tons | 62.46 | 10000 | None | 72.3 | 0.0707 | 0 | 72.3 | 0.0707 | 0 | 72.3 | 0.0707 | 0 | 72.3 | 0.0707 | 0 | DEER:HVAC_Split-Package_AC | Annual | 1719 | 72.34 | 0.07066 | 0 | 72.34 | 0.07066 | 0 | NE-HVAC-airAC-SpltPkg-240to759kBtuh-10p8eer_MZDEER2017AnyOfS1975CZ10cPVVG | 11764 | NE-HVAC-airAC-SpltPkg-240to759kBtuh-10p8eer_SZDEER2017AnyOfS1975CZ10cDXGF | 11763 |  | 73.1 | 0.0636 | 0 | 69.3 | 0.0989 | 0 | 73.1 | 0.0636 | 0 | 69.3 | 0.0989 | 0 | 65.9 | 10000 | 48.7 | 10000
NE-HVAC-airAC-SpltPkg-240to759kBtuh-10p8eer | DEER2017 | D17 v2 |  | Any | OfS | 1975 | CZ11 | cWtd | Cap-Tons | 62.48 | 10000 | None | 70.3 | 0.0639 | 0 | 70.3 | 0.0639 | 0 | 70.3 | 0.0639 | 0 | 70.3 | 0.0639 | 0 | DEER:HVAC_Split-Package_AC | Annual | 1719 | 70.28 | 0.0639 | 0 | 70.28 | 0.0639 | 0 | NE-HVAC-airAC-SpltPkg-240to759kBtuh-10p8eer_MZDEER2017AnyOfS1975CZ11cPVVG | 11766 | NE-HVAC-airAC-SpltPkg-240to759kBtuh-10p8eer_SZDEER2017AnyOfS1975CZ11cDXGF | 11765 |  | 69.9 | 0.0586 | 0 | 71.8 | 0.0851 | 0 | 69.9 | 0.0586 | 0 | 71.8 | 0.0851 | 0 | 65.9 | 10000 | 48.8 | 10000
NE-HVAC-airAC-SpltPkg-240to759kBtuh-10p8eer | DEER2017 | D17 v2 |  | Any | OfS | 1975 | CZ12 | cWtd | Cap-Tons | 60.08 | 10000 | None | 58.4 | 0.0602 | 0 | 58.4 | 0.0602 | 0 | 58.4 | 0.0602 | 0 | 58.4 | 0.0602 | 0 | DEER:HVAC_Split-Package_AC | Annual | 1719 | 58.4 | 0.06024 | 0 | 58.4 | 0.06024 | 0 | NE-HVAC-airAC-SpltPkg-240to759kBtuh-10p8eer_MZDEER2017AnyOfS1975CZ12cPVVG | 11768 | NE-HVAC-airAC-SpltPkg-240to759kBtuh-10p8eer_SZDEER2017AnyOfS1975CZ12cDXGF | 11767 |  | 58.7 | 0.0551 | 0 | 57.2 | 0.0808 | 0 | 58.7 | 0.0551 | 0 | 57.2 | 0.0808 | 0 | 63.5 | 10000 | 46.4 | 10000
NE-HVAC-airAC-SpltPkg-240to759kBtuh-10p8eer | DEER2017 | D17 v2 |  | Any | OfS | 1975 | CZ13 | cWtd | Cap-Tons | 60.48 | 10000 | None | 72.9 | 0.0617 | 0 | 72.9 | 0.0617 | 0 | 72.9 | 0.0617 | 0 | 72.9 | 0.0617 | 0 | DEER:HVAC_Split-Package_AC | Annual | 1719 | 72.9 | 0.06174 | 0 | 72.9 | 0.06174 | 0 | NE-HVAC-airAC-SpltPkg-240to759kBtuh-10p8eer_MZDEER2017AnyOfS1975CZ13cPVVG | 11770 | NE-HVAC-airAC-SpltPkg-240to759kBtuh-10p8eer_SZDEER2017AnyOfS1975CZ13cDXGF | 11769 |  | 71.1 | 0.0562 | 0 | 80.1 | 0.0839 | 0 | 71.1 | 0.0562 | 0 | 80.1 | 0.0839 | 0 | 64 | 10000 | 46.4 | 10000
NE-HVAC-airAC-SpltPkg-240to759kBtuh-10p8eer | DEER2017 | D17 v2 |  | Any | OfS | 1975 | CZ14 | cWtd | Cap-Tons | 62.48 | 10000 | None | 74 | 0.0647 | 0 | 74 | 0.0647 | 0 | 74 | 0.0647 | 0 | 74 | 0.0647 | 0 | DEER:HVAC_Split-Package_AC | Annual | 1719 | 73.96 | 0.06468 | 0 | 73.96 | 0.06468 | 0 | NE-HVAC-airAC-SpltPkg-240to759kBtuh-10p8eer_MZDEER2017AnyOfS1975CZ14cPVVG | 11772 | NE-HVAC-airAC-SpltPkg-240to759kBtuh-10p8eer_SZDEER2017AnyOfS1975CZ14cDXGF | 11771 |  | 73.4 | 0.059 | 0 | 76.2 | 0.0874 | 0 | 73.4 | 0.059 | 0 | 76.2 | 0.0874 | 0 | 65.9 | 10000 | 48.8 | 10000
NE-HVAC-airAC-SpltPkg-240to759kBtuh-10p8eer | DEER2017 | D17 v2 |  | Any | OfS | 1975 | CZ15 | cWtd | Cap-Tons | 70.3 | 10000 | None | 117 | 0.0694 | 0 | 117 | 0.0694 | 0 | 117 | 0.0694 | 0 | 117 | 0.0694 | 0 | DEER:HVAC_Split-Package_AC | Annual | 1719 | 117.2 | 0.06938 | 0 | 117.2 | 0.06938 | 0 | NE-HVAC-airAC-SpltPkg-240to759kBtuh-10p8eer_MZDEER2017AnyOfS1975CZ15cPVVG | 11774 | NE-HVAC-airAC-SpltPkg-240to759kBtuh-10p8eer_SZDEER2017AnyOfS1975CZ15cDXGF | 11773 |  | 114 | 0.0627 | 0 | 130 | 0.0961 | 0 | 114 | 0.0627 | 0 | 130 | 0.0961 | 0 | 74.1 | 10000 | 55.1 | 10000
NE-HVAC-airAC-SpltPkg-240to759kBtuh-10p8eer | DEER2017 | D17 v2 |  | Any | OfS | 1975 | CZ16 | cWtd | Cap-Tons | 47.48 | 10000 | None | 38.7 | 0.0457 | 0 | 38.7 | 0.0457 | 0 | 38.7 | 0.0457 | 0 | 38.7 | 0.0457 | 0 | DEER:HVAC_Split-Package_AC | Annual | 1719 | 38.68 | 0.0457 | 0 | 38.68 | 0.0457 | 0 | NE-HVAC-airAC-SpltPkg-240to759kBtuh-10p8eer_MZDEER2017AnyOfS1975CZ16cPVVG | 11776 | NE-HVAC-airAC-SpltPkg-240to759kBtuh-10p8eer_SZDEER2017AnyOfS1975CZ16cDXGF | 11775 |  | 38.3 | 0.0417 | 0 | 40.2 | 0.0617 | 0 | 38.3 | 0.0417 | 0 | 40.2 | 0.0617 | 0 | 50.4 | 10000 | 35.8 | 10000
NE-HVAC-airAC-SpltPkg-240to759kBtuh-10p8eer | DEER2017 | D17 v2 |  | Any | OfS | 1985 | CZ01 | cWtd | Cap-Tons | 38.8 | 10000 | None | 9.65 | 0.0262 | 0 | 9.65 | 0.0262 | 0 | 9.65 | 0.0262 | 0 | 9.65 | 0.0262 | 0 | DEER:HVAC_Split-Package_AC | Annual | 1719 | 9.646 | 0.02624 | 0 | 9.646 | 0.02624 | 0 | NE-HVAC-airAC-SpltPkg-240to759kBtuh-10p8eer_MZDEER2017AnyOfS1985CZ01cPVVG | 33106 | NE-HVAC-airAC-SpltPkg-240to759kBtuh-10p8eer_SZDEER2017AnyOfS1985CZ01cDXGF | 33105 |  | 10.4 | 0.0261 | 0 | 6.63 | 0.0268 | 0 | 10.4 | 0.0261 | 0 | 6.63 | 0.0268 | 0 | 40.9 | 10000 | 30.4 | 10000
NE-HVAC-airAC-SpltPkg-240to759kBtuh-10p8eer | DEER2017 | D17 v2 |  | Any | OfS | 1985 | CZ02 | cWtd | Cap-Tons | 48.98 | 10000 | None | 47.7 | 0.0685 | 0 | 47.7 | 0.0685 | 0 | 47.7 | 0.0685 | 0 | 47.7 | 0.0685 | 0 | DEER:HVAC_Split-Package_AC | Annual | 1719 | 47.72 | 0.06852 | 0 | 47.72 | 0.06852 | 0 | NE-HVAC-airAC-SpltPkg-240to759kBtuh-10p8eer_MZDEER2017AnyOfS1985CZ02cPVVG | 33108 | NE-HVAC-airAC-SpltPkg-240to759kBtuh-10p8eer_SZDEER2017AnyOfS1985CZ02cDXGF | 33107 |  | 48.6 | 0.0651 | 0 | 44.2 | 0.0822 | 0 | 48.6 | 0.0651 | 0 | 44.2 | 0.0822 | 0 | 51.2 | 10000 | 40.1 | 10000
NE-HVAC-airAC-SpltPkg-240to759kBtuh-10p8eer | DEER2017 | D17 v2 |  | Any | OfS | 1985 | CZ03 | cWtd | Cap-Tons | 42.92 | 10000 | None | 34.9 | 0.0491 | 0 | 34.9 | 0.0491 | 0 | 34.9 | 0.0491 | 0 | 34.9 | 0.0491 | 0 | DEER:HVAC_Split-Package_AC | Annual | 1719 | 34.94 | 0.04906 | 0 | 34.94 | 0.04906 | 0 | NE-HVAC-airAC-SpltPkg-240to759kBtuh-10p8eer_MZDEER2017AnyOfS1985CZ03cPVVG | 33110 | NE-HVAC-airAC-SpltPkg-240to759kBtuh-10p8eer_SZDEER2017AnyOfS1985CZ03cDXGF | 33109 |  | 36.4 | 0.0462 | 0 | 29.1 | 0.0605 | 0 | 36.4 | 0.0462 | 0 | 29.1 | 0.0605 | 0 | 45.1 | 10000 | 34.2 | 10000
NE-HVAC-airAC-SpltPkg-240to759kBtuh-10p8eer | DEER2017 | D17 v2 |  | Any | OfS | 1985 | CZ04 | cWtd | Cap-Tons | 49.94 | 10000 | None | 54.2 | 0.0636 | 0 | 54.2 | 0.0636 | 0 | 54.2 | 0.0636 | 0 | 54.2 | 0.0636 | 0 | DEER:HVAC_Split-Package_AC | Annual | 1719 | 54.24 | 0.06364 | 0 | 54.24 | 0.06364 | 0 | NE-HVAC-airAC-SpltPkg-240to759kBtuh-10p8eer_MZDEER2017AnyOfS1985CZ04cPVVG | 33112 | NE-HVAC-airAC-SpltPkg-240to759kBtuh-10p8eer_SZDEER2017AnyOfS1985CZ04cDXGF | 33111 |  | 55.5 | 0.0597 | 0 | 49.2 | 0.0794 | 0 | 55.5 | 0.0597 | 0 | 49.2 | 0.0794 | 0 | 52.3 | 10000 | 40.5 | 10000
NE-HVAC-airAC-SpltPkg-240to759kBtuh-10p8eer | DEER2017 | D17 v2 |  | Any | OfS | 1985 | CZ05 | cWtd | Cap-Tons | 41.48 | 10000 | None | 39.5 | 0.0425 | 0 | 39.5 | 0.0425 | 0 | 39.5 | 0.0425 | 0 | 39.5 | 0.0425 | 0 | DEER:HVAC_Split-Package_AC | Annual | 1719 | 39.5 | 0.04252 | 0 | 39.5 | 0.04252 | 0 | NE-HVAC-airAC-SpltPkg-240to759kBtuh-10p8eer_MZDEER2017AnyOfS1985CZ05cPVVG | 33114 | NE-HVAC-airAC-SpltPkg-240to759kBtuh-10p8eer_SZDEER2017AnyOfS1985CZ05cDXGF | 33113 |  | 41.3 | 0.0402 | 0 | 32.3 | 0.0518 | 0 | 41.3 | 0.0402 | 0 | 32.3 | 0.0518 | 0 | 43.5 | 10000 | 33.4 | 10000
NE-HVAC-airAC-SpltPkg-240to759kBtuh-10p8eer | DEER2017 | D17 v2 |  | Any | OfS | 1985 | CZ06 | cWtd | Cap-Tons | 46.1 | 10000 | None | 66.2 | 0.0544 | 0 | 66.2 | 0.0544 | 0 | 66.2 | 0.0544 | 0 | 66.2 | 0.0544 | 0 | DEER:HVAC_Split-Package_AC | Annual | 1719 | 66.18 | 0.0544 | 0 | 66.18 | 0.0544 | 0 | NE-HVAC-airAC-SpltPkg-240to759kBtuh-10p8eer_MZDEER2017AnyOfS1985CZ06cPVVG | 33116 | NE-HVAC-airAC-SpltPkg-240to759kBtuh-10p8eer_SZDEER2017AnyOfS1985CZ06cDXGF | 33115 |  | 67.6 | 0.0516 | 0 | 60.5 | 0.0656 | 0 | 67.6 | 0.0516 | 0 | 60.5 | 0.0656 | 0 | 48.2 | 10000 | 37.7 | 10000
NE-HVAC-airAC-SpltPkg-240to759kBtuh-10p8eer | DEER2017 | D17 v2 |  | Any | OfS | 1985 | CZ07 | cWtd | Cap-Tons | 42.88 | 10000 | None | 64.3 | 0.0507 | 0 | 64.3 | 0.0507 | 0 | 64.3 | 0.0507 | 0 | 64.3 | 0.0507 | 0 | DEER:HVAC_Split-Package_AC | Annual | 1719 | 64.28 | 0.05072 | 0 | 64.28 | 0.05072 | 0 | NE-HVAC-airAC-SpltPkg-240to759kBtuh-10p8eer_MZDEER2017AnyOfS1985CZ07cPVVG | 33118 | NE-HVAC-airAC-SpltPkg-240to759kBtuh-10p8eer_SZDEER2017AnyOfS1985CZ07cDXGF | 33117 |  | 65.4 | 0.048 | 0 | 59.8 | 0.0616 | 0 | 65.4 | 0.048 | 0 | 59.8 | 0.0616 | 0 | 44.9 | 10000 | 34.8 | 10000
NE-HVAC-airAC-SpltPkg-240to759kBtuh-10p8eer | DEER2017 | D17 v2 |  | Any | OfS | 1985 | CZ08 | cWtd | Cap-Tons | 48.52 | 10000 | None | 72.5 | 0.0629 | 0 | 72.5 | 0.0629 | 0 | 72.5 | 0.0629 | 0 | 72.5 | 0.0629 | 0 | DEER:HVAC_Split-Package_AC | Annual | 1719 | 72.46 | 0.06286 | 0 | 72.46 | 0.06286 | 0 | NE-HVAC-airAC-SpltPkg-240to759kBtuh-10p8eer_MZDEER2017AnyOfS1985CZ08cPVVG | 33120 | NE-HVAC-airAC-SpltPkg-240to759kBtuh-10p8eer_SZDEER2017AnyOfS1985CZ08cDXGF | 33119 |  | 73.3 | 0.0594 | 0 | 69.1 | 0.0767 | 0 | 73.3 | 0.0594 | 0 | 69.1 | 0.0767 | 0 | 50.7 | 10000 | 39.8 | 10000
NE-HVAC-airAC-SpltPkg-240to759kBtuh-10p8eer | DEER2017 | D17 v2 |  | Any | OfS | 1985 | CZ09 | cWtd | Cap-Tons | 57.22 | 10000 | None | 66.8 | 0.0725 | 0 | 66.8 | 0.0725 | 0 | 66.8 | 0.0725 | 0 | 66.8 | 0.0725 | 0 | DEER:HVAC_Split-Package_AC | Annual | 1719 | 66.76 | 0.0725 | 0 | 66.76 | 0.0725 | 0 | NE-HVAC-airAC-SpltPkg-240to759kBtuh-10p8eer_MZDEER2017AnyOfS1985CZ09cPVVG | 33122 | NE-HVAC-airAC-SpltPkg-240to759kBtuh-10p8eer_SZDEER2017AnyOfS1985CZ09cDXGF | 33121 |  | 67.9 | 0.0683 | 0 | 62.2 | 0.0893 | 0 | 67.9 | 0.0683 | 0 | 62.2 | 0.0893 | 0 | 59.7 | 10000 | 47.3 | 10000
NE-HVAC-airAC-SpltPkg-240to759kBtuh-10p8eer | DEER2017 | D17 v2 |  | Any | OfS | 1985 | CZ10 | cWtd | Cap-Tons | 55.94 | 10000 | None | 73.8 | 0.0804 | 0 | 73.8 | 0.0804 | 0 | 73.8 | 0.0804 | 0 | 73.8 | 0.0804 | 0 | DEER:HVAC_Split-Package_AC | Annual | 1719 | 73.82 | 0.0804 | 0 | 73.82 | 0.0804 | 0 | NE-HVAC-airAC-SpltPkg-240to759kBtuh-10p8eer_MZDEER2017AnyOfS1985CZ10cPVVG | 33124 | NE-HVAC-airAC-SpltPkg-240to759kBtuh-10p8eer_SZDEER2017AnyOfS1985CZ10cDXGF | 33123 |  | 74.3 | 0.075 | 0 | 71.9 | 0.102 | 0 | 74.3 | 0.075 | 0 | 71.9 | 0.102 | 0 | 58.4 | 10000 | 46.1 | 10000
NE-HVAC-airAC-SpltPkg-240to759kBtuh-10p8eer | DEER2017 | D17 v2 |  | Any | OfS | 1985 | CZ11 | cWtd | Cap-Tons | 55.86 | 10000 | None | 72.5 | 0.0704 | 0 | 72.5 | 0.0704 | 0 | 72.5 | 0.0704 | 0 | 72.5 | 0.0704 | 0 | DEER:HVAC_Split-Package_AC | Annual | 1719 | 72.52 | 0.07044 | 0 | 72.52 | 0.07044 | 0 | NE-HVAC-airAC-SpltPkg-240to759kBtuh-10p8eer_MZDEER2017AnyOfS1985CZ11cPVVG | 33126 | NE-HVAC-airAC-SpltPkg-240to759kBtuh-10p8eer_SZDEER2017AnyOfS1985CZ11cDXGF | 33125 |  | 72 | 0.066 | 0 | 74.6 | 0.0882 | 0 | 72 | 0.066 | 0 | 74.6 | 0.0882 | 0 | 58.3 | 10000 | 46.1 | 10000
NE-HVAC-airAC-SpltPkg-240to759kBtuh-10p8eer | DEER2017 | D17 v2 |  | Any | OfS | 1985 | CZ12 | cWtd | Cap-Tons | 53.74 | 10000 | None | 59.1 | 0.0682 | 0 | 59.1 | 0.0682 | 0 | 59.1 | 0.0682 | 0 | 59.1 | 0.0682 | 0 | DEER:HVAC_Split-Package_AC | Annual | 1719 | 59.1 | 0.06824 | 0 | 59.1 | 0.06824 | 0 | NE-HVAC-airAC-SpltPkg-240to759kBtuh-10p8eer_MZDEER2017AnyOfS1985CZ12cPVVG | 33128 | NE-HVAC-airAC-SpltPkg-240to759kBtuh-10p8eer_SZDEER2017AnyOfS1985CZ12cDXGF | 33127 |  | 59 | 0.0643 | 0 | 59.5 | 0.084 | 0 | 59 | 0.0643 | 0 | 59.5 | 0.084 | 0 | 56.2 | 10000 | 43.9 | 10000
NE-HVAC-airAC-SpltPkg-240to759kBtuh-10p8eer | DEER2017 | D17 v2 |  | Any | OfS | 1985 | CZ13 | cWtd | Cap-Tons | 54.22 | 10000 | None | 76.4 | 0.07 | 0 | 76.4 | 0.07 | 0 | 76.4 | 0.07 | 0 | 76.4 | 0.07 | 0 | DEER:HVAC_Split-Package_AC | Annual | 1719 | 76.36 | 0.07004 | 0 | 76.36 | 0.07004 | 0 | NE-HVAC-airAC-SpltPkg-240to759kBtuh-10p8eer_MZDEER2017AnyOfS1985CZ13cPVVG | 33130 | NE-HVAC-airAC-SpltPkg-240to759kBtuh-10p8eer_SZDEER2017AnyOfS1985CZ13cDXGF | 33129 |  | 74.7 | 0.0659 | 0 | 83 | 0.0866 | 0 | 74.7 | 0.0659 | 0 | 83 | 0.0866 | 0 | 56.8 | 10000 | 43.9 | 10000
NE-HVAC-airAC-SpltPkg-240to759kBtuh-10p8eer | DEER2017 | D17 v2 |  | Any | OfS | 1985 | CZ14 | cWtd | Cap-Tons | 57.34 | 10000 | None | 72.6 | 0.0681 | 0 | 72.6 | 0.0681 | 0 | 72.6 | 0.0681 | 0 | 72.6 | 0.0681 | 0 | DEER:HVAC_Split-Package_AC | Annual | 1719 | 72.62 | 0.06806 | 0 | 72.62 | 0.06806 | 0 | NE-HVAC-airAC-SpltPkg-240to759kBtuh-10p8eer_MZDEER2017AnyOfS1985CZ14cPVVG | 33132 | NE-HVAC-airAC-SpltPkg-240to759kBtuh-10p8eer_SZDEER2017AnyOfS1985CZ14cDXGF | 33131 |  | 71.4 | 0.0636 | 0 | 77.5 | 0.0859 | 0 | 71.4 | 0.0636 | 0 | 77.5 | 0.0859 | 0 | 60 | 10000 | 46.7 | 10000
NE-HVAC-airAC-SpltPkg-240to759kBtuh-10p8eer | DEER2017 | D17 v2 |  | Any | OfS | 1985 | CZ15 | cWtd | Cap-Tons | 60.16 | 10000 | None | 125 | 0.0782 | 0 | 125 | 0.0782 | 0 | 125 | 0.0782 | 0 | 125 | 0.0782 | 0 | DEER:HVAC_Split-Package_AC | Annual | 1719 | 125 | 0.07818 | 0 | 125 | 0.07818 | 0 | NE-HVAC-airAC-SpltPkg-240to759kBtuh-10p8eer_MZDEER2017AnyOfS1985CZ15cPVVG | 33134 | NE-HVAC-airAC-SpltPkg-240to759kBtuh-10p8eer_SZDEER2017AnyOfS1985CZ15cDXGF | 33133 |  | 122 | 0.0728 | 0 | 137 | 0.0997 | 0 | 122 | 0.0728 | 0 | 137 | 0.0997 | 0 | 62.8 | 10000 | 49.6 | 10000
NE-HVAC-airAC-SpltPkg-240to759kBtuh-10p8eer | DEER2017 | D17 v2 |  | Any | OfS | 1985 | CZ16 | cWtd | Cap-Tons | 41.14 | 10000 | None | 40.4 | 0.0522 | 0 | 40.4 | 0.0522 | 0 | 40.4 | 0.0522 | 0 | 40.4 | 0.0522 | 0 | DEER:HVAC_Split-Package_AC | Annual | 1719 | 40.4 | 0.05224 | 0 | 40.4 | 0.05224 | 0 | NE-HVAC-airAC-SpltPkg-240to759kBtuh-10p8eer_MZDEER2017AnyOfS1985CZ16cPVVG | 33136 | NE-HVAC-airAC-SpltPkg-240to759kBtuh-10p8eer_SZDEER2017AnyOfS1985CZ16cDXGF | 33135 |  | 39.3 | 0.049 | 0 | 44.8 | 0.0652 | 0 | 39.3 | 0.049 | 0 | 44.8 | 0.0652 | 0 | 43.2 | 10000 | 32.9 | 10000
NE-HVAC-airAC-SpltPkg-240to759kBtuh-10p8eer | DEER2017 | D17 v2 |  | Any | OfS | 1996 | CZ01 | cWtd | Cap-Tons | 27.82 | 10000 | None | 11.9 | 0.0272 | 0 | 11.9 | 0.0272 | 0 | 11.9 | 0.0272 | 0 | 11.9 | 0.0272 | 0 | DEER:HVAC_Split-Package_AC | Annual | 1719 | 11.914 | 0.02716 | 0 | 11.914 | 0.02716 | 0 | NE-HVAC-airAC-SpltPkg-240to759kBtuh-10p8eer_MZDEER2017AnyOfS1996CZ01cPVVG | 54466 | NE-HVAC-airAC-SpltPkg-240to759kBtuh-10p8eer_SZDEER2017AnyOfS1996CZ01cDXGF | 54465 |  | 13.5 | 0.0272 | 0 | 5.57 | 0.027 | 0 | 13.5 | 0.0272 | 0 | 5.57 | 0.027 | 0 | 29.1 | 10000 | 22.7 | 10000
NE-HVAC-airAC-SpltPkg-240to759kBtuh-10p8eer | DEER2017 | D17 v2 |  | Any | OfS | 1996 | CZ02 | cWtd | Cap-Tons | 38.84 | 10000 | None | 50.1 | 0.0759 | 0 | 50.1 | 0.0759 | 0 | 50.1 | 0.0759 | 0 | 50.1 | 0.0759 | 0 | DEER:HVAC_Split-Package_AC | Annual | 1719 | 50.06 | 0.07594 | 0 | 50.06 | 0.07594 | 0 | NE-HVAC-airAC-SpltPkg-240to759kBtuh-10p8eer_MZDEER2017AnyOfS1996CZ02cPVVG | 54468 | NE-HVAC-airAC-SpltPkg-240to759kBtuh-10p8eer_SZDEER2017AnyOfS1996CZ02cDXGF | 54467 |  | 51.9 | 0.0723 | 0 | 42.7 | 0.0905 | 0 | 51.9 | 0.0723 | 0 | 42.7 | 0.0905 | 0 | 40.2 | 10000 | 33.4 | 10000
NE-HVAC-airAC-SpltPkg-240to759kBtuh-10p8eer | DEER2017 | D17 v2 |  | Any | OfS | 1996 | CZ03 | cWtd | Cap-Tons | 33.7 | 10000 | None | 37.7 | 0.0531 | 0 | 37.7 | 0.0531 | 0 | 37.7 | 0.0531 | 0 | 37.7 | 0.0531 | 0 | DEER:HVAC_Split-Package_AC | Annual | 1719 | 37.74 | 0.05308 | 0 | 37.74 | 0.05308 | 0 | NE-HVAC-airAC-SpltPkg-240to759kBtuh-10p8eer_MZDEER2017AnyOfS1996CZ03cPVVG | 54470 | NE-HVAC-airAC-SpltPkg-240to759kBtuh-10p8eer_SZDEER2017AnyOfS1996CZ03cDXGF | 54469 |  | 40.4 | 0.0507 | 0 | 27.1 | 0.0626 | 0 | 40.4 | 0.0507 | 0 | 27.1 | 0.0626 | 0 | 35.1 | 10000 | 28.1 | 10000
NE-HVAC-airAC-SpltPkg-240to759kBtuh-10p8eer | DEER2017 | D17 v2 |  | Any | OfS | 1996 | CZ04 | cWtd | Cap-Tons | 39.72 | 10000 | None | 56.9 | 0.069 | 0 | 56.9 | 0.069 | 0 | 56.9 | 0.069 | 0 | 56.9 | 0.069 | 0 | DEER:HVAC_Split-Package_AC | Annual | 1719 | 56.86 | 0.069 | 0 | 56.86 | 0.069 | 0 | NE-HVAC-airAC-SpltPkg-240to759kBtuh-10p8eer_MZDEER2017AnyOfS1996CZ04cPVVG | 54472 | NE-HVAC-airAC-SpltPkg-240to759kBtuh-10p8eer_SZDEER2017AnyOfS1996CZ04cDXGF | 54471 |  | 59.2 | 0.0651 | 0 | 47.5 | 0.0846 | 0 | 59.2 | 0.0651 | 0 | 47.5 | 0.0846 | 0 | 41.2 | 10000 | 33.8 | 10000
NE-HVAC-airAC-SpltPkg-240to759kBtuh-10p8eer | DEER2017 | D17 v2 |  | Any | OfS | 1996 | CZ05 | cWtd | Cap-Tons | 31.9 | 10000 | None | 42.3 | 0.0448 | 0 | 42.3 | 0.0448 | 0 | 42.3 | 0.0448 | 0 | 42.3 | 0.0448 | 0 | DEER:HVAC_Split-Package_AC | Annual | 1719 | 42.32 | 0.04484 | 0 | 42.32 | 0.04484 | 0 | NE-HVAC-airAC-SpltPkg-240to759kBtuh-10p8eer_MZDEER2017AnyOfS1996CZ05cPVVG | 54474 | NE-HVAC-airAC-SpltPkg-240to759kBtuh-10p8eer_SZDEER2017AnyOfS1996CZ05cDXGF | 54473 |  | 45.4 | 0.0431 | 0 | 30 | 0.0518 | 0 | 45.4 | 0.0431 | 0 | 30 | 0.0518 | 0 | 33.1 | 10000 | 27.1 | 10000
NE-HVAC-airAC-SpltPkg-240to759kBtuh-10p8eer | DEER2017 | D17 v2 |  | Any | OfS | 1996 | CZ06 | cWtd | Cap-Tons | 38.22 | 10000 | None | 67.8 | 0.0572 | 0 | 67.8 | 0.0572 | 0 | 67.8 | 0.0572 | 0 | 67.8 | 0.0572 | 0 | DEER:HVAC_Split-Package_AC | Annual | 1719 | 67.78 | 0.05724 | 0 | 67.78 | 0.05724 | 0 | NE-HVAC-airAC-SpltPkg-240to759kBtuh-10p8eer_MZDEER2017AnyOfS1996CZ06cPVVG | 54476 | NE-HVAC-airAC-SpltPkg-240to759kBtuh-10p8eer_SZDEER2017AnyOfS1996CZ06cDXGF | 54475 |  | 71 | 0.0547 | 0 | 54.9 | 0.0674 | 0 | 71 | 0.0547 | 0 | 54.9 | 0.0674 | 0 | 39.6 | 10000 | 32.7 | 10000
NE-HVAC-airAC-SpltPkg-240to759kBtuh-10p8eer | DEER2017 | D17 v2 |  | Any | OfS | 1996 | CZ07 | cWtd | Cap-Tons | 34.38 | 10000 | None | 67.4 | 0.0547 | 0 | 67.4 | 0.0547 | 0 | 67.4 | 0.0547 | 0 | 67.4 | 0.0547 | 0 | DEER:HVAC_Split-Package_AC | Annual | 1719 | 67.42 | 0.05466 | 0 | 67.42 | 0.05466 | 0 | NE-HVAC-airAC-SpltPkg-240to759kBtuh-10p8eer_MZDEER2017AnyOfS1996CZ07cPVVG | 54478 | NE-HVAC-airAC-SpltPkg-240to759kBtuh-10p8eer_SZDEER2017AnyOfS1996CZ07cDXGF | 54477 |  | 70.2 | 0.0522 | 0 | 56.3 | 0.0645 | 0 | 70.2 | 0.0522 | 0 | 56.3 | 0.0645 | 0 | 35.7 | 10000 | 29.1 | 10000
NE-HVAC-airAC-SpltPkg-240to759kBtuh-10p8eer | DEER2017 | D17 v2 |  | Any | OfS | 1996 | CZ08 | cWtd | Cap-Tons | 42.1 | 10000 | None | 71.4 | 0.064 | 0 | 71.4 | 0.064 | 0 | 71.4 | 0.064 | 0 | 71.4 | 0.064 | 0 | DEER:HVAC_Split-Package_AC | Annual | 1719 | 71.4 | 0.06396 | 0 | 71.4 | 0.06396 | 0 | NE-HVAC-airAC-SpltPkg-240to759kBtuh-10p8eer_MZDEER2017AnyOfS1996CZ08cPVVG | 54480 | NE-HVAC-airAC-SpltPkg-240to759kBtuh-10p8eer_SZDEER2017AnyOfS1996CZ08cDXGF | 54479 |  | 73.7 | 0.0608 | 0 | 62.2 | 0.0766 | 0 | 73.7 | 0.0608 | 0 | 62.2 | 0.0766 | 0 | 43.7 | 10000 | 35.7 | 10000
NE-HVAC-airAC-SpltPkg-240to759kBtuh-10p8eer | DEER2017 | D17 v2 |  | Any | OfS | 1996 | CZ09 | cWtd | Cap-Tons | 47.48 | 10000 | None | 68.4 | 0.078 | 0 | 68.4 | 0.078 | 0 | 68.4 | 0.078 | 0 | 68.4 | 0.078 | 0 | DEER:HVAC_Split-Package_AC | Annual | 1719 | 68.42 | 0.07804 | 0 | 68.42 | 0.07804 | 0 | NE-HVAC-airAC-SpltPkg-240to759kBtuh-10p8eer_MZDEER2017AnyOfS1996CZ09cPVVG | 54482 | NE-HVAC-airAC-SpltPkg-240to759kBtuh-10p8eer_SZDEER2017AnyOfS1996CZ09cDXGF | 54481 |  | 70.5 | 0.0733 | 0 | 60.1 | 0.097 | 0 | 70.5 | 0.0733 | 0 | 60.1 | 0.097 | 0 | 49.2 | 10000 | 40.6 | 10000
NE-HVAC-airAC-SpltPkg-240to759kBtuh-10p8eer | DEER2017 | D17 v2 |  | Any | OfS | 1996 | CZ10 | cWtd | Cap-Tons | 47.24 | 10000 | None | 74.1 | 0.0844 | 0 | 74.1 | 0.0844 | 0 | 74.1 | 0.0844 | 0 | 74.1 | 0.0844 | 0 | DEER:HVAC_Split-Package_AC | Annual | 1719 | 74.12 | 0.08444 | 0 | 74.12 | 0.08444 | 0 | NE-HVAC-airAC-SpltPkg-240to759kBtuh-10p8eer_MZDEER2017AnyOfS1996CZ10cPVVG | 54484 | NE-HVAC-airAC-SpltPkg-240to759kBtuh-10p8eer_SZDEER2017AnyOfS1996CZ10cDXGF | 54483 |  | 75.9 | 0.0793 | 0 | 67 | 0.105 | 0 | 75.9 | 0.0793 | 0 | 67 | 0.105 | 0 | 48.8 | 10000 | 41 | 10000
NE-HVAC-airAC-SpltPkg-240to759kBtuh-10p8eer | DEER2017 | D17 v2 |  | Any | OfS | 1996 | CZ11 | cWtd | Cap-Tons | 41.5 | 10000 | None | 74.5 | 0.0805 | 0 | 74.5 | 0.0805 | 0 | 74.5 | 0.0805 | 0 | 74.5 | 0.0805 | 0 | DEER:HVAC_Split-Package_AC | Annual | 1719 | 74.5 | 0.08046 | 0 | 74.5 | 0.08046 | 0 | NE-HVAC-airAC-SpltPkg-240to759kBtuh-10p8eer_MZDEER2017AnyOfS1996CZ11cPVVG | 54486 | NE-HVAC-airAC-SpltPkg-240to759kBtuh-10p8eer_SZDEER2017AnyOfS1996CZ11cDXGF | 54485 |  | 74.6 | 0.0758 | 0 | 74.1 | 0.0991 | 0 | 74.6 | 0.0758 | 0 | 74.1 | 0.0991 | 0 | 42.9 | 10000 | 35.9 | 10000
NE-HVAC-airAC-SpltPkg-240to759kBtuh-10p8eer | DEER2017 | D17 v2 |  | Any | OfS | 1996 | CZ12 | cWtd | Cap-Tons | 43.02 | 10000 | None | 57.5 | 0.0716 | 0 | 57.5 | 0.0716 | 0 | 57.5 | 0.0716 | 0 | 57.5 | 0.0716 | 0 | DEER:HVAC_Split-Package_AC | Annual | 1719 | 57.54 | 0.07162 | 0 | 57.54 | 0.07162 | 0 | NE-HVAC-airAC-SpltPkg-240to759kBtuh-10p8eer_MZDEER2017AnyOfS1996CZ12cPVVG | 54488 | NE-HVAC-airAC-SpltPkg-240to759kBtuh-10p8eer_SZDEER2017AnyOfS1996CZ12cDXGF | 54487 |  | 59 | 0.0681 | 0 | 51.7 | 0.0857 | 0 | 59 | 0.0681 | 0 | 51.7 | 0.0857 | 0 | 44.5 | 10000 | 37.1 | 10000
NE-HVAC-airAC-SpltPkg-240to759kBtuh-10p8eer | DEER2017 | D17 v2 |  | Any | OfS | 1996 | CZ13 | cWtd | Cap-Tons | 42.92 | 10000 | None | 75.6 | 0.0751 | 0 | 75.6 | 0.0751 | 0 | 75.6 | 0.0751 | 0 | 75.6 | 0.0751 | 0 | DEER:HVAC_Split-Package_AC | Annual | 1719 | 75.6 | 0.07514 | 0 | 75.6 | 0.07514 | 0 | NE-HVAC-airAC-SpltPkg-240to759kBtuh-10p8eer_MZDEER2017AnyOfS1996CZ13cPVVG | 54490 | NE-HVAC-airAC-SpltPkg-240to759kBtuh-10p8eer_SZDEER2017AnyOfS1996CZ13cDXGF | 54489 |  | 75.3 | 0.0712 | 0 | 76.8 | 0.0909 | 0 | 75.3 | 0.0712 | 0 | 76.8 | 0.0909 | 0 | 44.4 | 10000 | 37 | 10000
NE-HVAC-airAC-SpltPkg-240to759kBtuh-10p8eer | DEER2017 | D17 v2 |  | Any | OfS | 1996 | CZ14 | cWtd | Cap-Tons | 39.5 | 10000 | None | 80.1 | 0.0821 | 0 | 80.1 | 0.0821 | 0 | 80.1 | 0.0821 | 0 | 80.1 | 0.0821 | 0 | DEER:HVAC_Split-Package_AC | Annual | 1719 | 80.12 | 0.08208 | 0 | 80.12 | 0.08208 | 0 | NE-HVAC-airAC-SpltPkg-240to759kBtuh-10p8eer_MZDEER2017AnyOfS1996CZ14cPVVG | 54492 | NE-HVAC-airAC-SpltPkg-240to759kBtuh-10p8eer_SZDEER2017AnyOfS1996CZ14cDXGF | 54491 |  | 79.4 | 0.0771 | 0 | 83 | 0.102 | 0 | 79.4 | 0.0771 | 0 | 83 | 0.102 | 0 | 40.9 | 10000 | 33.9 | 10000
NE-HVAC-airAC-SpltPkg-240to759kBtuh-10p8eer | DEER2017 | D17 v2 |  | Any | OfS | 1996 | CZ15 | cWtd | Cap-Tons | 45.44 | 10000 | None | 130 | 0.0895 | 0 | 130 | 0.0895 | 0 | 130 | 0.0895 | 0 | 130 | 0.0895 | 0 | DEER:HVAC_Split-Package_AC | Annual | 1719 | 129.8 | 0.08948 | 0 | 129.8 | 0.08948 | 0 | NE-HVAC-airAC-SpltPkg-240to759kBtuh-10p8eer_MZDEER2017AnyOfS1996CZ15cPVVG | 54494 | NE-HVAC-airAC-SpltPkg-240to759kBtuh-10p8eer_SZDEER2017AnyOfS1996CZ15cDXGF | 54493 |  | 127 | 0.0836 | 0 | 141 | 0.113 | 0 | 127 | 0.0836 | 0 | 141 | 0.113 | 0 | 47 | 10000 | 39.2 | 10000
NE-HVAC-airAC-SpltPkg-240to759kBtuh-10p8eer | DEER2017 | D17 v2 |  | Any | OfS | 1996 | CZ16 | cWtd | Cap-Tons | 29.3 | 10000 | None | 41.6 | 0.0597 | 0 | 41.6 | 0.0597 | 0 | 41.6 | 0.0597 | 0 | 41.6 | 0.0597 | 0 | DEER:HVAC_Split-Package_AC | Annual | 1719 | 41.62 | 0.05974 | 0 | 41.62 | 0.05974 | 0 | NE-HVAC-airAC-SpltPkg-240to759kBtuh-10p8eer_MZDEER2017AnyOfS1996CZ16cPVVG | 54496 | NE-HVAC-airAC-SpltPkg-240to759kBtuh-10p8eer_SZDEER2017AnyOfS1996CZ16cDXGF | 54495 |  | 40.7 | 0.0567 | 0 | 45.3 | 0.0719 | 0 | 40.7 | 0.0567 | 0 | 45.3 | 0.0719 | 0 | 30.5 | 10000 | 24.5 | 10000
NE-HVAC-airAC-SpltPkg-240to759kBtuh-10p8eer | DEER2017 | D17 v2 |  | Any | OfS | 2003 | CZ01 | cWtd | Cap-Tons | 27.18 | 10000 | None | 16.8 | 0.0287 | 0 | 16.8 | 0.0287 | 0 | 16.8 | 0.0287 | 0 | 16.8 | 0.0287 | 0 | DEER:HVAC_Split-Package_AC | Annual | 1719 | 16.78 | 0.0287 | 0 | 16.78 | 0.0287 | 0 | NE-HVAC-airAC-SpltPkg-240to759kBtuh-10p8eer_MZDEER2017AnyOfS2003CZ01cPVVG | 75826 | NE-HVAC-airAC-SpltPkg-240to759kBtuh-10p8eer_SZDEER2017AnyOfS2003CZ01cDXGF | 75825 |  | 19.1 | 0.0285 | 0 | 7.5 | 0.0295 | 0 | 19.1 | 0.0285 | 0 | 7.5 | 0.0295 | 0 | 28.2 | 10000 | 23.1 | 10000
NE-HVAC-airAC-SpltPkg-240to759kBtuh-10p8eer | DEER2017 | D17 v2 |  | Any | OfS | 2003 | CZ02 | cWtd | Cap-Tons | 31.86 | 10000 | None | 53.4 | 0.0787 | 0 | 53.4 | 0.0787 | 0 | 53.4 | 0.0787 | 0 | 53.4 | 0.0787 | 0 | DEER:HVAC_Split-Package_AC | Annual | 1719 | 53.36 | 0.07868 | 0 | 53.36 | 0.07868 | 0 | NE-HVAC-airAC-SpltPkg-240to759kBtuh-10p8eer_MZDEER2017AnyOfS2003CZ02cPVVG | 75828 | NE-HVAC-airAC-SpltPkg-240to759kBtuh-10p8eer_SZDEER2017AnyOfS2003CZ02cDXGF | 75827 |  | 54.1 | 0.0744 | 0 | 50.4 | 0.0958 | 0 | 54.1 | 0.0744 | 0 | 50.4 | 0.0958 | 0 | 32.8 | 10000 | 28.1 | 10000
NE-HVAC-airAC-SpltPkg-240to759kBtuh-10p8eer | DEER2017 | D17 v2 |  | Any | OfS | 2003 | CZ03 | cWtd | Cap-Tons | 31.72 | 10000 | None | 40.1 | 0.0526 | 0 | 40.1 | 0.0526 | 0 | 40.1 | 0.0526 | 0 | 40.1 | 0.0526 | 0 | DEER:HVAC_Split-Package_AC | Annual | 1719 | 40.08 | 0.0526 | 0 | 40.08 | 0.0526 | 0 | NE-HVAC-airAC-SpltPkg-240to759kBtuh-10p8eer_MZDEER2017AnyOfS2003CZ03cPVVG | 75830 | NE-HVAC-airAC-SpltPkg-240to759kBtuh-10p8eer_SZDEER2017AnyOfS2003CZ03cDXGF | 75829 |  | 42.3 | 0.0498 | 0 | 31.2 | 0.0638 | 0 | 42.3 | 0.0498 | 0 | 31.2 | 0.0638 | 0 | 32.8 | 10000 | 27.4 | 10000
NE-HVAC-airAC-SpltPkg-240to759kBtuh-10p8eer | DEER2017 | D17 v2 |  | Any | OfS | 2003 | CZ04 | cWtd | Cap-Tons | 37.18 | 10000 | None | 56.8 | 0.068 | 0 | 56.8 | 0.068 | 0 | 56.8 | 0.068 | 0 | 56.8 | 0.068 | 0 | DEER:HVAC_Split-Package_AC | Annual | 1719 | 56.84 | 0.06798 | 0 | 56.84 | 0.06798 | 0 | NE-HVAC-airAC-SpltPkg-240to759kBtuh-10p8eer_MZDEER2017AnyOfS2003CZ04cPVVG | 75832 | NE-HVAC-airAC-SpltPkg-240to759kBtuh-10p8eer_SZDEER2017AnyOfS2003CZ04cDXGF | 75831 |  | 58.3 | 0.0639 | 0 | 51 | 0.0843 | 0 | 58.3 | 0.0639 | 0 | 51 | 0.0843 | 0 | 38.3 | 10000 | 32.7 | 10000
NE-HVAC-airAC-SpltPkg-240to759kBtuh-10p8eer | DEER2017 | D17 v2 |  | Any | OfS | 2003 | CZ05 | cWtd | Cap-Tons | 30.2 | 10000 | None | 43.8 | 0.0459 | 0 | 43.8 | 0.0459 | 0 | 43.8 | 0.0459 | 0 | 43.8 | 0.0459 | 0 | DEER:HVAC_Split-Package_AC | Annual | 1719 | 43.78 | 0.04592 | 0 | 43.78 | 0.04592 | 0 | NE-HVAC-airAC-SpltPkg-240to759kBtuh-10p8eer_MZDEER2017AnyOfS2003CZ05cPVVG | 75834 | NE-HVAC-airAC-SpltPkg-240to759kBtuh-10p8eer_SZDEER2017AnyOfS2003CZ05cDXGF | 75833 |  | 46.1 | 0.0439 | 0 | 34.5 | 0.054 | 0 | 46.1 | 0.0439 | 0 | 34.5 | 0.054 | 0 | 31.1 | 10000 | 26.6 | 10000
NE-HVAC-airAC-SpltPkg-240to759kBtuh-10p8eer | DEER2017 | D17 v2 |  | Any | OfS | 2003 | CZ06 | cWtd | Cap-Tons | 34.36 | 10000 | None | 69.9 | 0.0594 | 0 | 69.9 | 0.0594 | 0 | 69.9 | 0.0594 | 0 | 69.9 | 0.0594 | 0 | DEER:HVAC_Split-Package_AC | Annual | 1719 | 69.94 | 0.05944 | 0 | 69.94 | 0.05944 | 0 | NE-HVAC-airAC-SpltPkg-240to759kBtuh-10p8eer_MZDEER2017AnyOfS2003CZ06cPVVG | 75836 | NE-HVAC-airAC-SpltPkg-240to759kBtuh-10p8eer_SZDEER2017AnyOfS2003CZ06cDXGF | 75835 |  | 71.2 | 0.0563 | 0 | 64.9 | 0.072 | 0 | 71.2 | 0.0563 | 0 | 64.9 | 0.072 | 0 | 35.4 | 10000 | 30.2 | 10000
NE-HVAC-airAC-SpltPkg-240to759kBtuh-10p8eer | DEER2017 | D17 v2 |  | Any | OfS | 2003 | CZ07 | cWtd | Cap-Tons | 31.7 | 10000 | None | 70.9 | 0.0559 | 0 | 70.9 | 0.0559 | 0 | 70.9 | 0.0559 | 0 | 70.9 | 0.0559 | 0 | DEER:HVAC_Split-Package_AC | Annual | 1719 | 70.88 | 0.0559 | 0 | 70.88 | 0.0559 | 0 | NE-HVAC-airAC-SpltPkg-240to759kBtuh-10p8eer_MZDEER2017AnyOfS2003CZ07cPVVG | 75838 | NE-HVAC-airAC-SpltPkg-240to759kBtuh-10p8eer_SZDEER2017AnyOfS2003CZ07cDXGF | 75837 |  | 72.2 | 0.0532 | 0 | 65.6 | 0.0667 | 0 | 72.2 | 0.0532 | 0 | 65.6 | 0.0667 | 0 | 32.7 | 10000 | 27.7 | 10000
NE-HVAC-airAC-SpltPkg-240to759kBtuh-10p8eer | DEER2017 | D17 v2 |  | Any | OfS | 2003 | CZ08 | cWtd | Cap-Tons | 36.4 | 10000 | None | 76.2 | 0.0681 | 0 | 76.2 | 0.0681 | 0 | 76.2 | 0.0681 | 0 | 76.2 | 0.0681 | 0 | DEER:HVAC_Split-Package_AC | Annual | 1719 | 76.22 | 0.06808 | 0 | 76.22 | 0.06808 | 0 | NE-HVAC-airAC-SpltPkg-240to759kBtuh-10p8eer_MZDEER2017AnyOfS2003CZ08cPVVG | 75840 | NE-HVAC-airAC-SpltPkg-240to759kBtuh-10p8eer_SZDEER2017AnyOfS2003CZ08cDXGF | 75839 |  | 76.9 | 0.0642 | 0 | 73.5 | 0.0836 | 0 | 76.9 | 0.0642 | 0 | 73.5 | 0.0836 | 0 | 37.5 | 10000 | 32 | 10000
NE-HVAC-airAC-SpltPkg-240to759kBtuh-10p8eer | DEER2017 | D17 v2 |  | Any | OfS | 2003 | CZ09 | cWtd | Cap-Tons | 43.4 | 10000 | None | 68.6 | 0.0767 | 0 | 68.6 | 0.0767 | 0 | 68.6 | 0.0767 | 0 | 68.6 | 0.0767 | 0 | DEER:HVAC_Split-Package_AC | Annual | 1719 | 68.58 | 0.07672 | 0 | 68.58 | 0.07672 | 0 | NE-HVAC-airAC-SpltPkg-240to759kBtuh-10p8eer_MZDEER2017AnyOfS2003CZ09cPVVG | 75842 | NE-HVAC-airAC-SpltPkg-240to759kBtuh-10p8eer_SZDEER2017AnyOfS2003CZ09cDXGF | 75841 |  | 69.7 | 0.0721 | 0 | 64.1 | 0.0952 | 0 | 69.7 | 0.0721 | 0 | 64.1 | 0.0952 | 0 | 44.6 | 10000 | 38.6 | 10000
NE-HVAC-airAC-SpltPkg-240to759kBtuh-10p8eer | DEER2017 | D17 v2 |  | Any | OfS | 2003 | CZ10 | cWtd | Cap-Tons | 37.64 | 10000 | None | 78.8 | 0.0867 | 0 | 78.8 | 0.0867 | 0 | 78.8 | 0.0867 | 0 | 78.8 | 0.0867 | 0 | DEER:HVAC_Split-Package_AC | Annual | 1719 | 78.78 | 0.08672 | 0 | 78.78 | 0.08672 | 0 | NE-HVAC-airAC-SpltPkg-240to759kBtuh-10p8eer_MZDEER2017AnyOfS2003CZ10cPVVG | 75844 | NE-HVAC-airAC-SpltPkg-240to759kBtuh-10p8eer_SZDEER2017AnyOfS2003CZ10cDXGF | 75843 |  | 78.7 | 0.0809 | 0 | 79.1 | 0.11 | 0 | 78.7 | 0.0809 | 0 | 79.1 | 0.11 | 0 | 38.7 | 10000 | 33.4 | 10000
NE-HVAC-airAC-SpltPkg-240to759kBtuh-10p8eer | DEER2017 | D17 v2 |  | Any | OfS | 2003 | CZ11 | cWtd | Cap-Tons | 36.9 | 10000 | None | 77.5 | 0.0804 | 0 | 77.5 | 0.0804 | 0 | 77.5 | 0.0804 | 0 | 77.5 | 0.0804 | 0 | DEER:HVAC_Split-Package_AC | Annual | 1719 | 77.48 | 0.08036 | 0 | 77.48 | 0.08036 | 0 | NE-HVAC-airAC-SpltPkg-240to759kBtuh-10p8eer_MZDEER2017AnyOfS2003CZ11cPVVG | 75846 | NE-HVAC-airAC-SpltPkg-240to759kBtuh-10p8eer_SZDEER2017AnyOfS2003CZ11cDXGF | 75845 |  | 76.3 | 0.0757 | 0 | 82.2 | 0.099 | 0 | 76.3 | 0.0757 | 0 | 82.2 | 0.099 | 0 | 37.9 | 10000 | 32.9 | 10000
NE-HVAC-airAC-SpltPkg-240to759kBtuh-10p8eer | DEER2017 | D17 v2 |  | Any | OfS | 2003 | CZ12 | cWtd | Cap-Tons | 34.32 | 10000 | None | 67.1 | 0.0791 | 0 | 67.1 | 0.0791 | 0 | 67.1 | 0.0791 | 0 | 67.1 | 0.0791 | 0 | DEER:HVAC_Split-Package_AC | Annual | 1719 | 67.12 | 0.07912 | 0 | 67.12 | 0.07912 | 0 | NE-HVAC-airAC-SpltPkg-240to759kBtuh-10p8eer_MZDEER2017AnyOfS2003CZ12cPVVG | 75848 | NE-HVAC-airAC-SpltPkg-240to759kBtuh-10p8eer_SZDEER2017AnyOfS2003CZ12cDXGF | 75847 |  | 66.4 | 0.0747 | 0 | 70 | 0.0968 | 0 | 66.4 | 0.0747 | 0 | 70 | 0.0968 | 0 | 35.4 | 10000 | 30 | 10000
NE-HVAC-airAC-SpltPkg-240to759kBtuh-10p8eer | DEER2017 | D17 v2 |  | Any | OfS | 2003 | CZ13 | cWtd | Cap-Tons | 36.34 | 10000 | None | 81.9 | 0.0785 | 0 | 81.9 | 0.0785 | 0 | 81.9 | 0.0785 | 0 | 81.9 | 0.0785 | 0 | DEER:HVAC_Split-Package_AC | Annual | 1719 | 81.86 | 0.07846 | 0 | 81.86 | 0.07846 | 0 | NE-HVAC-airAC-SpltPkg-240to759kBtuh-10p8eer_MZDEER2017AnyOfS2003CZ13cPVVG | 75850 | NE-HVAC-airAC-SpltPkg-240to759kBtuh-10p8eer_SZDEER2017AnyOfS2003CZ13cDXGF | 75849 |  | 79.5 | 0.0736 | 0 | 91.3 | 0.0979 | 0 | 79.5 | 0.0736 | 0 | 91.3 | 0.0979 | 0 | 37.5 | 10000 | 31.7 | 10000
NE-HVAC-airAC-SpltPkg-240to759kBtuh-10p8eer | DEER2017 | D17 v2 |  | Any | OfS | 2003 | CZ14 | cWtd | Cap-Tons | 36.76 | 10000 | None | 81.7 | 0.0819 | 0 | 81.7 | 0.0819 | 0 | 81.7 | 0.0819 | 0 | 81.7 | 0.0819 | 0 | DEER:HVAC_Split-Package_AC | Annual | 1719 | 81.68 | 0.08192 | 0 | 81.68 | 0.08192 | 0 | NE-HVAC-airAC-SpltPkg-240to759kBtuh-10p8eer_MZDEER2017AnyOfS2003CZ14cPVVG | 75852 | NE-HVAC-airAC-SpltPkg-240to759kBtuh-10p8eer_SZDEER2017AnyOfS2003CZ14cDXGF | 75851 |  | 80.4 | 0.0769 | 0 | 86.8 | 0.102 | 0 | 80.4 | 0.0769 | 0 | 86.8 | 0.102 | 0 | 37.8 | 10000 | 32.6 | 10000
NE-HVAC-airAC-SpltPkg-240to759kBtuh-10p8eer | DEER2017 | D17 v2 |  | Any | OfS | 2003 | CZ15 | cWtd | Cap-Tons | 42.26 | 10000 | None | 130 | 0.0875 | 0 | 130 | 0.0875 | 0 | 130 | 0.0875 | 0 | 130 | 0.0875 | 0 | DEER:HVAC_Split-Package_AC | Annual | 1719 | 129.8 | 0.08748 | 0 | 129.8 | 0.08748 | 0 | NE-HVAC-airAC-SpltPkg-240to759kBtuh-10p8eer_MZDEER2017AnyOfS2003CZ15cPVVG | 75854 | NE-HVAC-airAC-SpltPkg-240to759kBtuh-10p8eer_SZDEER2017AnyOfS2003CZ15cDXGF | 75853 |  | 126 | 0.0811 | 0 | 145 | 0.113 | 0 | 126 | 0.0811 | 0 | 145 | 0.113 | 0 | 43.4 | 10000 | 37.7 | 10000
NE-HVAC-airAC-SpltPkg-240to759kBtuh-10p8eer | DEER2017 | D17 v2 |  | Any | OfS | 2003 | CZ16 | cWtd | Cap-Tons | 27.98 | 10000 | None | 45 | 0.0603 | 0 | 45 | 0.0603 | 0 | 45 | 0.0603 | 0 | 45 | 0.0603 | 0 | DEER:HVAC_Split-Package_AC | Annual | 1719 | 45 | 0.06034 | 0 | 45 | 0.06034 | 0 | NE-HVAC-airAC-SpltPkg-240to759kBtuh-10p8eer_MZDEER2017AnyOfS2003CZ16cPVVG | 75856 | NE-HVAC-airAC-SpltPkg-240to759kBtuh-10p8eer_SZDEER2017AnyOfS2003CZ16cDXGF | 75855 |  | 44.1 | 0.0571 | 0 | 48.6 | 0.0733 | 0 | 44.1 | 0.0571 | 0 | 48.6 | 0.0733 | 0 | 28.9 | 10000 | 24.3 | 10000
NE-HVAC-airAC-SpltPkg-240to759kBtuh-10p8eer | DEER2017 | D17 v2 |  | Any | OfS | 2007 | CZ01 | cWtd | Cap-Tons | 26.5 | 10000 | None | 15.9 | 0.0277 | 0 | 15.9 | 0.0277 | 0 | 15.9 | 0.0277 | 0 | 15.9 | 0.0277 | 0 | DEER:HVAC_Split-Package_AC | Annual | 1719 | 15.898 | 0.02766 | 0 | 15.898 | 0.02766 | 0 | NE-HVAC-airAC-SpltPkg-240to759kBtuh-10p8eer_MZDEER2017AnyOfS2007CZ01cPVVG | 97186 | NE-HVAC-airAC-SpltPkg-240to759kBtuh-10p8eer_SZDEER2017AnyOfS2007CZ01cDXGF | 97185 |  | 18.2 | 0.0277 | 0 | 6.69 | 0.0275 | 0 | 18.2 | 0.0277 | 0 | 6.69 | 0.0275 | 0 | 27.5 | 10000 | 22.5 | 10000
NE-HVAC-airAC-SpltPkg-240to759kBtuh-10p8eer | DEER2017 | D17 v2 |  | Any | OfS | 2007 | CZ02 | cWtd | Cap-Tons | 31.58 | 10000 | None | 51.2 | 0.0769 | 0 | 51.2 | 0.0769 | 0 | 51.2 | 0.0769 | 0 | 51.2 | 0.0769 | 0 | DEER:HVAC_Split-Package_AC | Annual | 1719 | 51.24 | 0.07694 | 0 | 51.24 | 0.07694 | 0 | NE-HVAC-airAC-SpltPkg-240to759kBtuh-10p8eer_MZDEER2017AnyOfS2007CZ02cPVVG | 97188 | NE-HVAC-airAC-SpltPkg-240to759kBtuh-10p8eer_SZDEER2017AnyOfS2007CZ02cDXGF | 97187 |  | 52.1 | 0.0727 | 0 | 47.8 | 0.0939 | 0 | 52.1 | 0.0727 | 0 | 47.8 | 0.0939 | 0 | 32.5 | 10000 | 27.9 | 10000
NE-HVAC-airAC-SpltPkg-240to759kBtuh-10p8eer | DEER2017 | D17 v2 |  | Any | OfS | 2007 | CZ03 | cWtd | Cap-Tons | 31.04 | 10000 | None | 38.7 | 0.0517 | 0 | 38.7 | 0.0517 | 0 | 38.7 | 0.0517 | 0 | 38.7 | 0.0517 | 0 | DEER:HVAC_Split-Package_AC | Annual | 1719 | 38.66 | 0.0517 | 0 | 38.66 | 0.0517 | 0 | NE-HVAC-airAC-SpltPkg-240to759kBtuh-10p8eer_MZDEER2017AnyOfS2007CZ03cPVVG | 97190 | NE-HVAC-airAC-SpltPkg-240to759kBtuh-10p8eer_SZDEER2017AnyOfS2007CZ03cDXGF | 97189 |  | 40.9 | 0.049 | 0 | 29.7 | 0.0625 | 0 | 40.9 | 0.049 | 0 | 29.7 | 0.0625 | 0 | 32.1 | 10000 | 26.8 | 10000
NE-HVAC-airAC-SpltPkg-240to759kBtuh-10p8eer | DEER2017 | D17 v2 |  | Any | OfS | 2007 | CZ04 | cWtd | Cap-Tons | 36.42 | 10000 | None | 55.6 | 0.0673 | 0 | 55.6 | 0.0673 | 0 | 55.6 | 0.0673 | 0 | 55.6 | 0.0673 | 0 | DEER:HVAC_Split-Package_AC | Annual | 1719 | 55.58 | 0.06726 | 0 | 55.58 | 0.06726 | 0 | NE-HVAC-airAC-SpltPkg-240to759kBtuh-10p8eer_MZDEER2017AnyOfS2007CZ04cPVVG | 97192 | NE-HVAC-airAC-SpltPkg-240to759kBtuh-10p8eer_SZDEER2017AnyOfS2007CZ04cDXGF | 97191 |  | 57.1 | 0.0633 | 0 | 49.5 | 0.0831 | 0 | 57.1 | 0.0633 | 0 | 49.5 | 0.0831 | 0 | 37.5 | 10000 | 32.1 | 10000
NE-HVAC-airAC-SpltPkg-240to759kBtuh-10p8eer | DEER2017 | D17 v2 |  | Any | OfS | 2007 | CZ05 | cWtd | Cap-Tons | 29.52 | 10000 | None | 42.4 | 0.045 | 0 | 42.4 | 0.045 | 0 | 42.4 | 0.045 | 0 | 42.4 | 0.045 | 0 | DEER:HVAC_Split-Package_AC | Annual | 1719 | 42.36 | 0.04502 | 0 | 42.36 | 0.04502 | 0 | NE-HVAC-airAC-SpltPkg-240to759kBtuh-10p8eer_MZDEER2017AnyOfS2007CZ05cPVVG | 97194 | NE-HVAC-airAC-SpltPkg-240to759kBtuh-10p8eer_SZDEER2017AnyOfS2007CZ05cDXGF | 97193 |  | 44.8 | 0.0431 | 0 | 32.6 | 0.0527 | 0 | 44.8 | 0.0431 | 0 | 32.6 | 0.0527 | 0 | 30.4 | 10000 | 26 | 10000
NE-HVAC-airAC-SpltPkg-240to759kBtuh-10p8eer | DEER2017 | D17 v2 |  | Any | OfS | 2007 | CZ06 | cWtd | Cap-Tons | 33.76 | 10000 | None | 68.1 | 0.0588 | 0 | 68.1 | 0.0588 | 0 | 68.1 | 0.0588 | 0 | 68.1 | 0.0588 | 0 | DEER:HVAC_Split-Package_AC | Annual | 1719 | 68.06 | 0.0588 | 0 | 68.06 | 0.0588 | 0 | NE-HVAC-airAC-SpltPkg-240to759kBtuh-10p8eer_MZDEER2017AnyOfS2007CZ06cPVVG | 97196 | NE-HVAC-airAC-SpltPkg-240to759kBtuh-10p8eer_SZDEER2017AnyOfS2007CZ06cDXGF | 97195 |  | 69.5 | 0.0557 | 0 | 62.3 | 0.0712 | 0 | 69.5 | 0.0557 | 0 | 62.3 | 0.0712 | 0 | 34.8 | 10000 | 29.6 | 10000
NE-HVAC-airAC-SpltPkg-240to759kBtuh-10p8eer | DEER2017 | D17 v2 |  | Any | OfS | 2007 | CZ07 | cWtd | Cap-Tons | 31.02 | 10000 | None | 69 | 0.0553 | 0 | 69 | 0.0553 | 0 | 69 | 0.0553 | 0 | 69 | 0.0553 | 0 | DEER:HVAC_Split-Package_AC | Annual | 1719 | 68.98 | 0.05528 | 0 | 68.98 | 0.05528 | 0 | NE-HVAC-airAC-SpltPkg-240to759kBtuh-10p8eer_MZDEER2017AnyOfS2007CZ07cPVVG | 97198 | NE-HVAC-airAC-SpltPkg-240to759kBtuh-10p8eer_SZDEER2017AnyOfS2007CZ07cDXGF | 97197 |  | 70.5 | 0.0526 | 0 | 62.9 | 0.066 | 0 | 70.5 | 0.0526 | 0 | 62.9 | 0.066 | 0 | 32 | 10000 | 27.1 | 10000
NE-HVAC-airAC-SpltPkg-240to759kBtuh-10p8eer | DEER2017 | D17 v2 |  | Any | OfS | 2007 | CZ08 | cWtd | Cap-Tons | 35.72 | 10000 | None | 74.7 | 0.0674 | 0 | 74.7 | 0.0674 | 0 | 74.7 | 0.0674 | 0 | 74.7 | 0.0674 | 0 | DEER:HVAC_Split-Package_AC | Annual | 1719 | 74.66 | 0.06742 | 0 | 74.66 | 0.06742 | 0 | NE-HVAC-airAC-SpltPkg-240to759kBtuh-10p8eer_MZDEER2017AnyOfS2007CZ08cPVVG | 97200 | NE-HVAC-airAC-SpltPkg-240to759kBtuh-10p8eer_SZDEER2017AnyOfS2007CZ08cDXGF | 97199 |  | 75.5 | 0.0637 | 0 | 71.3 | 0.0823 | 0 | 75.5 | 0.0637 | 0 | 71.3 | 0.0823 | 0 | 36.8 | 10000 | 31.4 | 10000
NE-HVAC-airAC-SpltPkg-240to759kBtuh-10p8eer | DEER2017 | D17 v2 |  | Any | OfS | 2007 | CZ09 | cWtd | Cap-Tons | 42.62 | 10000 | None | 67.4 | 0.0763 | 0 | 67.4 | 0.0763 | 0 | 67.4 | 0.0763 | 0 | 67.4 | 0.0763 | 0 | DEER:HVAC_Split-Package_AC | Annual | 1719 | 67.38 | 0.07632 | 0 | 67.38 | 0.07632 | 0 | NE-HVAC-airAC-SpltPkg-240to759kBtuh-10p8eer_MZDEER2017AnyOfS2007CZ09cPVVG | 97202 | NE-HVAC-airAC-SpltPkg-240to759kBtuh-10p8eer_SZDEER2017AnyOfS2007CZ09cDXGF | 97201 |  | 68.6 | 0.0717 | 0 | 62.5 | 0.0948 | 0 | 68.6 | 0.0717 | 0 | 62.5 | 0.0948 | 0 | 43.8 | 10000 | 37.9 | 10000
NE-HVAC-airAC-SpltPkg-240to759kBtuh-10p8eer | DEER2017 | D17 v2 |  | Any | OfS | 2007 | CZ10 | cWtd | Cap-Tons | 36.94 | 10000 | None | 77.3 | 0.0863 | 0 | 77.3 | 0.0863 | 0 | 77.3 | 0.0863 | 0 | 77.3 | 0.0863 | 0 | DEER:HVAC_Split-Package_AC | Annual | 1719 | 77.26 | 0.08632 | 0 | 77.26 | 0.08632 | 0 | NE-HVAC-airAC-SpltPkg-240to759kBtuh-10p8eer_MZDEER2017AnyOfS2007CZ10cPVVG | 97204 | NE-HVAC-airAC-SpltPkg-240to759kBtuh-10p8eer_SZDEER2017AnyOfS2007CZ10cDXGF | 97203 |  | 77.3 | 0.0804 | 0 | 77.1 | 0.11 | 0 | 77.3 | 0.0804 | 0 | 77.1 | 0.11 | 0 | 38 | 10000 | 32.7 | 10000
NE-HVAC-airAC-SpltPkg-240to759kBtuh-10p8eer | DEER2017 | D17 v2 |  | Any | OfS | 2007 | CZ11 | cWtd | Cap-Tons | 36.12 | 10000 | None | 76.2 | 0.0797 | 0 | 76.2 | 0.0797 | 0 | 76.2 | 0.0797 | 0 | 76.2 | 0.0797 | 0 | DEER:HVAC_Split-Package_AC | Annual | 1719 | 76.24 | 0.07968 | 0 | 76.24 | 0.07968 | 0 | NE-HVAC-airAC-SpltPkg-240to759kBtuh-10p8eer_MZDEER2017AnyOfS2007CZ11cPVVG | 97206 | NE-HVAC-airAC-SpltPkg-240to759kBtuh-10p8eer_SZDEER2017AnyOfS2007CZ11cDXGF | 97205 |  | 75.1 | 0.0751 | 0 | 80.8 | 0.098 | 0 | 75.1 | 0.0751 | 0 | 80.8 | 0.098 | 0 | 37.1 | 10000 | 32.2 | 10000
NE-HVAC-airAC-SpltPkg-240to759kBtuh-10p8eer | DEER2017 | D17 v2 |  | Any | OfS | 2007 | CZ12 | cWtd | Cap-Tons | 33.64 | 10000 | None | 65.9 | 0.0784 | 0 | 65.9 | 0.0784 | 0 | 65.9 | 0.0784 | 0 | 65.9 | 0.0784 | 0 | DEER:HVAC_Split-Package_AC | Annual | 1719 | 65.92 | 0.0784 | 0 | 65.92 | 0.0784 | 0 | NE-HVAC-airAC-SpltPkg-240to759kBtuh-10p8eer_MZDEER2017AnyOfS2007CZ12cPVVG | 97208 | NE-HVAC-airAC-SpltPkg-240to759kBtuh-10p8eer_SZDEER2017AnyOfS2007CZ12cDXGF | 97207 |  | 65.3 | 0.074 | 0 | 68.4 | 0.096 | 0 | 65.3 | 0.074 | 0 | 68.4 | 0.096 | 0 | 34.7 | 10000 | 29.4 | 10000
NE-HVAC-airAC-SpltPkg-240to759kBtuh-10p8eer | DEER2017 | D17 v2 |  | Any | OfS | 2007 | CZ13 | cWtd | Cap-Tons | 35.56 | 10000 | None | 80.6 | 0.078 | 0 | 80.6 | 0.078 | 0 | 80.6 | 0.078 | 0 | 80.6 | 0.078 | 0 | DEER:HVAC_Split-Package_AC | Annual | 1719 | 80.64 | 0.078 | 0 | 80.64 | 0.078 | 0 | NE-HVAC-airAC-SpltPkg-240to759kBtuh-10p8eer_MZDEER2017AnyOfS2007CZ13cPVVG | 97210 | NE-HVAC-airAC-SpltPkg-240to759kBtuh-10p8eer_SZDEER2017AnyOfS2007CZ13cDXGF | 97209 |  | 78.3 | 0.0731 | 0 | 90 | 0.0976 | 0 | 78.3 | 0.0731 | 0 | 90 | 0.0976 | 0 | 36.7 | 10000 | 31 | 10000
NE-HVAC-airAC-SpltPkg-240to759kBtuh-10p8eer | DEER2017 | D17 v2 |  | Any | OfS | 2007 | CZ14 | cWtd | Cap-Tons | 35.98 | 10000 | None | 80.3 | 0.0814 | 0 | 80.3 | 0.0814 | 0 | 80.3 | 0.0814 | 0 | 80.3 | 0.0814 | 0 | DEER:HVAC_Split-Package_AC | Annual | 1719 | 80.34 | 0.08144 | 0 | 80.34 | 0.08144 | 0 | NE-HVAC-airAC-SpltPkg-240to759kBtuh-10p8eer_MZDEER2017AnyOfS2007CZ14cPVVG | 97212 | NE-HVAC-airAC-SpltPkg-240to759kBtuh-10p8eer_SZDEER2017AnyOfS2007CZ14cDXGF | 97211 |  | 79.1 | 0.0763 | 0 | 85.3 | 0.102 | 0 | 79.1 | 0.0763 | 0 | 85.3 | 0.102 | 0 | 37 | 10000 | 31.9 | 10000
NE-HVAC-airAC-SpltPkg-240to759kBtuh-10p8eer | DEER2017 | D17 v2 |  | Any | OfS | 2007 | CZ15 | cWtd | Cap-Tons | 41.48 | 10000 | None | 129 | 0.0869 | 0 | 129 | 0.0869 | 0 | 129 | 0.0869 | 0 | 129 | 0.0869 | 0 | DEER:HVAC_Split-Package_AC | Annual | 1719 | 128.6 | 0.08688 | 0 | 128.6 | 0.08688 | 0 | NE-HVAC-airAC-SpltPkg-240to759kBtuh-10p8eer_MZDEER2017AnyOfS2007CZ15cPVVG | 97214 | NE-HVAC-airAC-SpltPkg-240to759kBtuh-10p8eer_SZDEER2017AnyOfS2007CZ15cDXGF | 97213 |  | 125 | 0.0806 | 0 | 143 | 0.112 | 0 | 125 | 0.0806 | 0 | 143 | 0.112 | 0 | 42.6 | 10000 | 37 | 10000
NE-HVAC-airAC-SpltPkg-240to759kBtuh-10p8eer | DEER2017 | D17 v2 |  | Any | OfS | 2007 | CZ16 | cWtd | Cap-Tons | 27.4 | 10000 | None | 44 | 0.0594 | 0 | 44 | 0.0594 | 0 | 44 | 0.0594 | 0 | 44 | 0.0594 | 0 | DEER:HVAC_Split-Package_AC | Annual | 1719 | 44.02 | 0.05938 | 0 | 44.02 | 0.05938 | 0 | NE-HVAC-airAC-SpltPkg-240to759kBtuh-10p8eer_MZDEER2017AnyOfS2007CZ16cPVVG | 97216 | NE-HVAC-airAC-SpltPkg-240to759kBtuh-10p8eer_SZDEER2017AnyOfS2007CZ16cDXGF | 97215 |  | 43.2 | 0.0563 | 0 | 47.3 | 0.0717 | 0 | 43.2 | 0.0563 | 0 | 47.3 | 0.0717 | 0 | 28.3 | 10000 | 23.8 | 10000
NE-HVAC-airAC-SpltPkg-240to759kBtuh-10p8eer | DEER2017 | D17 v2 |  | Any | OfS | 2011 | CZ01 | cWtd | Cap-Tons | 26.4 | 10000 | None | 82.7 | 0.0387 | -0.282 | 16.1 | 0.0278 | 0 | 82.7 | 0.0387 | -0.282 | 16.1 | 0.0278 | 0 | DEER:HVAC_Split-Package_AC | Annual | 1719 | 82.72 | 0.03866 | -0.282 | 16.078 | 0.02778 | 0 | NE-HVAC-airAC-SpltPkg-240to759kBtuh-10p8eer_MZDEER2017AnyOfS2011CZ01cPVVG | 118546 | NE-HVAC-airAC-SpltPkg-240to759kBtuh-10p8eer_SZDEER2017AnyOfS2011CZ01cDXGF | 118545 |  | 18.4 | 0.0278 | 0 | 340 | 0.0821 | -1.41 | 18.4 | 0.0278 | 0 | 6.79 | 0.0277 | 0 | 27.4 | 10000 | 22.4 | 10000
NE-HVAC-airAC-SpltPkg-240to759kBtuh-10p8eer | DEER2017 | D17 v2 |  | Any | OfS | 2011 | CZ02 | cWtd | Cap-Tons | 31.04 | 10000 | None | 120 | 0.0996 | -0.454 | 52.2 | 0.0771 | 0 | 120 | 0.0996 | -0.454 | 52.2 | 0.0771 | 0 | DEER:HVAC_Split-Package_AC | Annual | 1719 | 120.08 | 0.09964 | -0.454 | 52.18 | 0.07706 | 0 | NE-HVAC-airAC-SpltPkg-240to759kBtuh-10p8eer_MZDEER2017AnyOfS2011CZ02cPVVG | 118548 | NE-HVAC-airAC-SpltPkg-240to759kBtuh-10p8eer_SZDEER2017AnyOfS2011CZ02cDXGF | 118547 |  | 53.1 | 0.0728 | 0 | 388 | 0.207 | -2.27 | 53.1 | 0.0728 | 0 | 48.5 | 0.0941 | 0 | 31.9 | 10000 | 27.6 | 10000
NE-HVAC-airAC-SpltPkg-240to759kBtuh-10p8eer | DEER2017 | D17 v2 |  | Any | OfS | 2011 | CZ03 | cWtd | Cap-Tons | 30.78 | 10000 | None | 99.9 | 0.077 | -0.348 | 39.1 | 0.0518 | 0 | 99.9 | 0.077 | -0.348 | 39.1 | 0.0518 | 0 | DEER:HVAC_Split-Package_AC | Annual | 1719 | 99.92 | 0.07696 | -0.348 | 39.1 | 0.05184 | 0 | NE-HVAC-airAC-SpltPkg-240to759kBtuh-10p8eer_MZDEER2017AnyOfS2011CZ03cPVVG | 118550 | NE-HVAC-airAC-SpltPkg-240to759kBtuh-10p8eer_SZDEER2017AnyOfS2011CZ03cDXGF | 118549 |  | 41.4 | 0.0492 | 0 | 334 | 0.188 | -1.74 | 41.4 | 0.0492 | 0 | 29.9 | 0.0624 | 0 | 31.8 | 10000 | 26.7 | 10000
NE-HVAC-airAC-SpltPkg-240to759kBtuh-10p8eer | DEER2017 | D17 v2 |  | Any | OfS | 2011 | CZ04 | cWtd | Cap-Tons | 35.88 | 10000 | None | 126 | 0.0926 | -0.384 | 56.7 | 0.0677 | 0 | 126 | 0.0926 | -0.384 | 56.7 | 0.0677 | 0 | DEER:HVAC_Split-Package_AC | Annual | 1719 | 125.76 | 0.09256 | -0.384 | 56.66 | 0.06766 | 0 | NE-HVAC-airAC-SpltPkg-240to759kBtuh-10p8eer_MZDEER2017AnyOfS2011CZ04cPVVG | 118552 | NE-HVAC-airAC-SpltPkg-240to759kBtuh-10p8eer_SZDEER2017AnyOfS2011CZ04cDXGF | 118551 |  | 58.2 | 0.0637 | 0 | 396 | 0.208 | -1.92 | 58.2 | 0.0637 | 0 | 50.5 | 0.0835 | 0 | 36.9 | 10000 | 31.8 | 10000
NE-HVAC-airAC-SpltPkg-240to759kBtuh-10p8eer | DEER2017 | D17 v2 |  | Any | OfS | 2011 | CZ05 | cWtd | Cap-Tons | 29.42 | 10000 | None | 103 | 0.0706 | -0.14 | 42.5 | 0.0452 | 0 | 103 | 0.0706 | -0.14 | 42.5 | 0.0452 | 0 | DEER:HVAC_Split-Package_AC | Annual | 1719 | 103.12 | 0.07064 | -0.1402 | 42.48 | 0.0452 | 0 | NE-HVAC-airAC-SpltPkg-240to759kBtuh-10p8eer_MZDEER2017AnyOfS2011CZ05cPVVG | 118554 | NE-HVAC-airAC-SpltPkg-240to759kBtuh-10p8eer_SZDEER2017AnyOfS2011CZ05cDXGF | 118553 |  | 44.9 | 0.0433 | 0 | 336 | 0.18 | -0.701 | 44.9 | 0.0433 | 0 | 32.8 | 0.0528 | 0 | 30.3 | 10000 | 25.9 | 10000
NE-HVAC-airAC-SpltPkg-240to759kBtuh-10p8eer | DEER2017 | D17 v2 |  | Any | OfS | 2011 | CZ06 | cWtd | Cap-Tons | 33.5 | 10000 | None | 129 | 0.0821 | -0.156 | 68.5 | 0.059 | 0 | 129 | 0.0821 | -0.156 | 68.5 | 0.059 | 0 | DEER:HVAC_Split-Package_AC | Annual | 1719 | 129.32 | 0.08212 | -0.1562 | 68.46 | 0.05898 | 0 | NE-HVAC-airAC-SpltPkg-240to759kBtuh-10p8eer_MZDEER2017AnyOfS2011CZ06cPVVG | 118556 | NE-HVAC-airAC-SpltPkg-240to759kBtuh-10p8eer_SZDEER2017AnyOfS2011CZ06cDXGF | 118555 |  | 69.9 | 0.0559 | 0 | 367 | 0.187 | -0.781 | 69.9 | 0.0559 | 0 | 62.7 | 0.0713 | 0 | 34.5 | 10000 | 29.5 | 10000
NE-HVAC-airAC-SpltPkg-240to759kBtuh-10p8eer | DEER2017 | D17 v2 |  | Any | OfS | 2011 | CZ07 | cWtd | Cap-Tons | 30.76 | 10000 | None | 118 | 0.0758 | -0.0185 | 69.5 | 0.0554 | 0 | 118 | 0.0758 | -0.0185 | 69.5 | 0.0554 | 0 | DEER:HVAC_Split-Package_AC | Annual | 1719 | 118.48 | 0.07584 | -0.01846 | 69.54 | 0.0554 | 0 | NE-HVAC-airAC-SpltPkg-240to759kBtuh-10p8eer_MZDEER2017AnyOfS2011CZ07cPVVG | 118558 | NE-HVAC-airAC-SpltPkg-240to759kBtuh-10p8eer_SZDEER2017AnyOfS2011CZ07cDXGF | 118557 |  | 71.1 | 0.0528 | 0 | 308 | 0.168 | -0.0923 | 71.1 | 0.0528 | 0 | 63.3 | 0.0658 | 0 | 31.7 | 10000 | 27 | 10000
NE-HVAC-airAC-SpltPkg-240to759kBtuh-10p8eer | DEER2017 | D17 v2 |  | Any | OfS | 2011 | CZ08 | cWtd | Cap-Tons | 35.38 | 10000 | None | 139 | 0.0909 | -0.144 | 75 | 0.0675 | 0 | 139 | 0.0909 | -0.144 | 75 | 0.0675 | 0 | DEER:HVAC_Split-Package_AC | Annual | 1719 | 139.12 | 0.09092 | -0.144 | 75.02 | 0.06754 | 0 | NE-HVAC-airAC-SpltPkg-240to759kBtuh-10p8eer_MZDEER2017AnyOfS2011CZ08cPVVG | 118560 | NE-HVAC-airAC-SpltPkg-240to759kBtuh-10p8eer_SZDEER2017AnyOfS2011CZ08cDXGF | 118559 |  | 75.9 | 0.0639 | 0 | 392 | 0.199 | -0.72 | 75.9 | 0.0639 | 0 | 71.5 | 0.0821 | 0 | 36.4 | 10000 | 31.3 | 10000
NE-HVAC-airAC-SpltPkg-240to759kBtuh-10p8eer | DEER2017 | D17 v2 |  | Any | OfS | 2011 | CZ09 | cWtd | Cap-Tons | 41.76 | 10000 | None | 140 | 0.104 | -0.163 | 68.2 | 0.0763 | 0 | 140 | 0.104 | -0.163 | 68.2 | 0.0763 | 0 | DEER:HVAC_Split-Package_AC | Annual | 1719 | 140 | 0.10424 | -0.1632 | 68.22 | 0.0763 | 0 | NE-HVAC-airAC-SpltPkg-240to759kBtuh-10p8eer_MZDEER2017AnyOfS2011CZ09cPVVG | 118562 | NE-HVAC-airAC-SpltPkg-240to759kBtuh-10p8eer_SZDEER2017AnyOfS2011CZ09cDXGF | 118561 |  | 69.5 | 0.0718 | 0 | 422 | 0.234 | -0.816 | 69.5 | 0.0718 | 0 | 63.1 | 0.0943 | 0 | 42.8 | 10000 | 37.6 | 10000
NE-HVAC-airAC-SpltPkg-240to759kBtuh-10p8eer | DEER2017 | D17 v2 |  | Any | OfS | 2011 | CZ10 | cWtd | Cap-Tons | 36.24 | 10000 | None | 150 | 0.108 | -0.111 | 78.2 | 0.0862 | 0 | 150 | 0.108 | -0.111 | 78.2 | 0.0862 | 0 | DEER:HVAC_Split-Package_AC | Annual | 1719 | 149.64 | 0.1084 | -0.1112 | 78.22 | 0.0862 | 0 | NE-HVAC-airAC-SpltPkg-240to759kBtuh-10p8eer_MZDEER2017AnyOfS2011CZ10cPVVG | 118564 | NE-HVAC-airAC-SpltPkg-240to759kBtuh-10p8eer_SZDEER2017AnyOfS2011CZ10cDXGF | 118563 |  | 78.3 | 0.0805 | 0 | 435 | 0.22 | -0.556 | 78.3 | 0.0805 | 0 | 77.9 | 0.109 | 0 | 37.2 | 10000 | 32.4 | 10000
NE-HVAC-airAC-SpltPkg-240to759kBtuh-10p8eer | DEER2017 | D17 v2 |  | Any | OfS | 2011 | CZ11 | cWtd | Cap-Tons | 35.5 | 10000 | None | 149 | 0.102 | -0.484 | 76.9 | 0.0796 | 0 | 149 | 0.102 | -0.484 | 76.9 | 0.0796 | 0 | DEER:HVAC_Split-Package_AC | Annual | 1719 | 148.84 | 0.10228 | -0.484 | 76.86 | 0.07964 | 0 | NE-HVAC-airAC-SpltPkg-240to759kBtuh-10p8eer_MZDEER2017AnyOfS2011CZ11cPVVG | 118566 | NE-HVAC-airAC-SpltPkg-240to759kBtuh-10p8eer_SZDEER2017AnyOfS2011CZ11cDXGF | 118565 |  | 75.8 | 0.0751 | 0 | 441 | 0.211 | -2.42 | 75.8 | 0.0751 | 0 | 81.1 | 0.0978 | 0 | 36.4 | 10000 | 31.9 | 10000
NE-HVAC-airAC-SpltPkg-240to759kBtuh-10p8eer | DEER2017 | D17 v2 |  | Any | OfS | 2011 | CZ12 | cWtd | Cap-Tons | 33.02 | 10000 | None | 137 | 0.103 | -0.49 | 66.9 | 0.0787 | 0 | 137 | 0.103 | -0.49 | 66.9 | 0.0787 | 0 | DEER:HVAC_Split-Package_AC | Annual | 1719 | 137.44 | 0.10272 | -0.49 | 66.9 | 0.07872 | 0 | NE-HVAC-airAC-SpltPkg-240to759kBtuh-10p8eer_MZDEER2017AnyOfS2011CZ12cPVVG | 118568 | NE-HVAC-airAC-SpltPkg-240to759kBtuh-10p8eer_SZDEER2017AnyOfS2011CZ12cDXGF | 118567 |  | 66.3 | 0.0744 | 0 | 422 | 0.216 | -2.45 | 66.3 | 0.0744 | 0 | 69.3 | 0.096 | 0 | 34 | 10000 | 29.1 | 10000
NE-HVAC-airAC-SpltPkg-240to759kBtuh-10p8eer | DEER2017 | D17 v2 |  | Any | OfS | 2011 | CZ13 | cWtd | Cap-Tons | 34.94 | 10000 | None | 152 | 0.0998 | -0.45 | 81.2 | 0.078 | 0 | 152 | 0.0998 | -0.45 | 81.2 | 0.078 | 0 | DEER:HVAC_Split-Package_AC | Annual | 1719 | 152.2 | 0.09976 | -0.45 | 81.22 | 0.078 | 0 | NE-HVAC-airAC-SpltPkg-240to759kBtuh-10p8eer_MZDEER2017AnyOfS2011CZ13cPVVG | 118570 | NE-HVAC-airAC-SpltPkg-240to759kBtuh-10p8eer_SZDEER2017AnyOfS2011CZ13cDXGF | 118569 |  | 79 | 0.0732 | 0 | 445 | 0.206 | -2.25 | 79 | 0.0732 | 0 | 90.1 | 0.0972 | 0 | 36 | 10000 | 30.7 | 10000
NE-HVAC-airAC-SpltPkg-240to759kBtuh-10p8eer | DEER2017 | D17 v2 |  | Any | OfS | 2011 | CZ14 | cWtd | Cap-Tons | 35.44 | 10000 | None | 154 | 0.103 | -0.4 | 81 | 0.0812 | 0 | 154 | 0.103 | -0.4 | 81 | 0.0812 | 0 | DEER:HVAC_Split-Package_AC | Annual | 1719 | 153.92 | 0.10296 | -0.4 | 81.02 | 0.08116 | 0 | NE-HVAC-airAC-SpltPkg-240to759kBtuh-10p8eer_MZDEER2017AnyOfS2011CZ14cPVVG | 118572 | NE-HVAC-airAC-SpltPkg-240to759kBtuh-10p8eer_SZDEER2017AnyOfS2011CZ14cDXGF | 118571 |  | 79.9 | 0.0762 | 0 | 450 | 0.21 | -2 | 79.9 | 0.0762 | 0 | 85.5 | 0.101 | 0 | 36.4 | 10000 | 31.6 | 10000
NE-HVAC-airAC-SpltPkg-240to759kBtuh-10p8eer | DEER2017 | D17 v2 |  | Any | OfS | 2011 | CZ15 | cWtd | Cap-Tons | 40.16 | 10000 | None | 204 | 0.109 | -0.0181 | 130 | 0.0872 | 0 | 204 | 0.109 | -0.0181 | 130 | 0.0872 | 0 | DEER:HVAC_Split-Package_AC | Annual | 1719 | 204 | 0.109 | -0.01808 | 129.6 | 0.0872 | 0 | NE-HVAC-airAC-SpltPkg-240to759kBtuh-10p8eer_MZDEER2017AnyOfS2011CZ15cPVVG | 118574 | NE-HVAC-airAC-SpltPkg-240to759kBtuh-10p8eer_SZDEER2017AnyOfS2011CZ15cDXGF | 118573 |  | 126 | 0.081 | 0 | 516 | 0.221 | -0.0904 | 126 | 0.081 | 0 | 144 | 0.112 | 0 | 41.2 | 10000 | 36 | 10000
NE-HVAC-airAC-SpltPkg-240to759kBtuh-10p8eer | DEER2017 | D17 v2 |  | Any | OfS | 2011 | CZ16 | cWtd | Cap-Tons | 26.94 | 10000 | None | 104 | 0.0756 | -0.0878 | 44.8 | 0.0595 | 0 | 104 | 0.0756 | -0.0878 | 44.8 | 0.0595 | 0 | DEER:HVAC_Split-Package_AC | Annual | 1719 | 104.12 | 0.0756 | -0.0878 | 44.76 | 0.05954 | 0 | NE-HVAC-airAC-SpltPkg-240to759kBtuh-10p8eer_MZDEER2017AnyOfS2011CZ16cPVVG | 118576 | NE-HVAC-airAC-SpltPkg-240to759kBtuh-10p8eer_SZDEER2017AnyOfS2011CZ16cDXGF | 118575 |  | 43.9 | 0.0565 | 0 | 345 | 0.152 | -0.439 | 43.9 | 0.0565 | 0 | 48.2 | 0.0717 | 0 | 27.8 | 10000 | 23.5 | 10000
NE-HVAC-airAC-SpltPkg-240to759kBtuh-10p8eer | DEER2017 | D17 v2 |  | Any | OfS | 2014 | CZ01 | cWtd | Cap-Tons | 19.38 | 10000 | None | 11.2 | 0.0274 | 0 | 11.2 | 0.0274 | 0 | 11.2 | 0.0274 | 0 | 11.2 | 0.0274 | 0 | DEER:HVAC_Split-Package_AC | Annual | 1719 | 11.206 | 0.02742 | 0 | 11.206 | 0.02742 | 0 | NE-HVAC-airAC-SpltPkg-240to759kBtuh-10p8eer_MZDEER2017AnyOfS2014CZ01cPVVG | 139906 | NE-HVAC-airAC-SpltPkg-240to759kBtuh-10p8eer_SZDEER2017AnyOfS2014CZ01cDXGF | 139905 |  | 12.9 | 0.0275 | 0 | 4.43 | 0.0271 | 0 | 12.9 | 0.0275 | 0 | 4.43 | 0.0271 | 0 | 20.2 | 10000 | 16.1 | 10000
NE-HVAC-airAC-SpltPkg-240to759kBtuh-10p8eer | DEER2017 | D17 v2 |  | Any | OfS | 2014 | CZ02 | cWtd | Cap-Tons | 24.34 | 10000 | None | 49.2 | 0.081 | 0 | 49.2 | 0.081 | 0 | 49.2 | 0.081 | 0 | 49.2 | 0.081 | 0 | DEER:HVAC_Split-Package_AC | Annual | 1719 | 49.16 | 0.081 | 0 | 49.16 | 0.081 | 0 | NE-HVAC-airAC-SpltPkg-240to759kBtuh-10p8eer_MZDEER2017AnyOfS2014CZ02cPVVG | 139908 | NE-HVAC-airAC-SpltPkg-240to759kBtuh-10p8eer_SZDEER2017AnyOfS2014CZ02cDXGF | 139907 |  | 50.1 | 0.076 | 0 | 45.4 | 0.101 | 0 | 50.1 | 0.076 | 0 | 45.4 | 0.101 | 0 | 25.1 | 10000 | 21.3 | 10000
NE-HVAC-airAC-SpltPkg-240to759kBtuh-10p8eer | DEER2017 | D17 v2 |  | Any | OfS | 2014 | CZ03 | cWtd | Cap-Tons | 21.56 | 10000 | None | 36.9 | 0.0562 | 0 | 36.9 | 0.0562 | 0 | 36.9 | 0.0562 | 0 | 36.9 | 0.0562 | 0 | DEER:HVAC_Split-Package_AC | Annual | 1719 | 36.86 | 0.05618 | 0 | 36.86 | 0.05618 | 0 | NE-HVAC-airAC-SpltPkg-240to759kBtuh-10p8eer_MZDEER2017AnyOfS2014CZ03cPVVG | 139910 | NE-HVAC-airAC-SpltPkg-240to759kBtuh-10p8eer_SZDEER2017AnyOfS2014CZ03cDXGF | 139909 |  | 38.7 | 0.0526 | 0 | 29.5 | 0.0705 | 0 | 38.7 | 0.0526 | 0 | 29.5 | 0.0705 | 0 | 22.4 | 10000 | 18.2 | 10000
NE-HVAC-airAC-SpltPkg-240to759kBtuh-10p8eer | DEER2017 | D17 v2 |  | Any | OfS | 2014 | CZ04 | cWtd | Cap-Tons | 25.42 | 10000 | None | 55.2 | 0.072 | 0 | 55.2 | 0.072 | 0 | 55.2 | 0.072 | 0 | 55.2 | 0.072 | 0 | DEER:HVAC_Split-Package_AC | Annual | 1719 | 55.18 | 0.072 | 0 | 55.18 | 0.072 | 0 | NE-HVAC-airAC-SpltPkg-240to759kBtuh-10p8eer_MZDEER2017AnyOfS2014CZ04cPVVG | 139912 | NE-HVAC-airAC-SpltPkg-240to759kBtuh-10p8eer_SZDEER2017AnyOfS2014CZ04cDXGF | 139911 |  | 56.3 | 0.0666 | 0 | 50.7 | 0.0936 | 0 | 56.3 | 0.0666 | 0 | 50.7 | 0.0936 | 0 | 26.3 | 10000 | 21.9 | 10000
NE-HVAC-airAC-SpltPkg-240to759kBtuh-10p8eer | DEER2017 | D17 v2 |  | Any | OfS | 2014 | CZ05 | cWtd | Cap-Tons | 19.98 | 10000 | None | 41 | 0.046 | 0 | 41 | 0.046 | 0 | 41 | 0.046 | 0 | 41 | 0.046 | 0 | DEER:HVAC_Split-Package_AC | Annual | 1719 | 41.04 | 0.046 | 0 | 41.04 | 0.046 | 0 | NE-HVAC-airAC-SpltPkg-240to759kBtuh-10p8eer_MZDEER2017AnyOfS2014CZ05cPVVG | 139914 | NE-HVAC-airAC-SpltPkg-240to759kBtuh-10p8eer_SZDEER2017AnyOfS2014CZ05cDXGF | 139913 |  | 43.2 | 0.0435 | 0 | 32.4 | 0.056 | 0 | 43.2 | 0.0435 | 0 | 32.4 | 0.056 | 0 | 20.7 | 10000 | 17.1 | 10000
NE-HVAC-airAC-SpltPkg-240to759kBtuh-10p8eer | DEER2017 | D17 v2 |  | Any | OfS | 2014 | CZ06 | cWtd | Cap-Tons | 23.72 | 10000 | None | 70 | 0.0649 | 0 | 70 | 0.0649 | 0 | 70 | 0.0649 | 0 | 70 | 0.0649 | 0 | DEER:HVAC_Split-Package_AC | Annual | 1719 | 70 | 0.06492 | 0 | 70 | 0.06492 | 0 | NE-HVAC-airAC-SpltPkg-240to759kBtuh-10p8eer_MZDEER2017AnyOfS2014CZ06cPVVG | 139916 | NE-HVAC-airAC-SpltPkg-240to759kBtuh-10p8eer_SZDEER2017AnyOfS2014CZ06cDXGF | 139915 |  | 70.9 | 0.0601 | 0 | 66.4 | 0.0842 | 0 | 70.9 | 0.0601 | 0 | 66.4 | 0.0842 | 0 | 24.6 | 10000 | 20.2 | 10000
NE-HVAC-airAC-SpltPkg-240to759kBtuh-10p8eer | DEER2017 | D17 v2 |  | Any | OfS | 2014 | CZ07 | cWtd | Cap-Tons | 21.2 | 10000 | None | 71.9 | 0.0632 | 0 | 71.9 | 0.0632 | 0 | 71.9 | 0.0632 | 0 | 71.9 | 0.0632 | 0 | DEER:HVAC_Split-Package_AC | Annual | 1719 | 71.92 | 0.0632 | 0 | 71.92 | 0.0632 | 0 | NE-HVAC-airAC-SpltPkg-240to759kBtuh-10p8eer_MZDEER2017AnyOfS2014CZ07cPVVG | 139918 | NE-HVAC-airAC-SpltPkg-240to759kBtuh-10p8eer_SZDEER2017AnyOfS2014CZ07cDXGF | 139917 |  | 72.4 | 0.0586 | 0 | 70 | 0.0816 | 0 | 72.4 | 0.0586 | 0 | 70 | 0.0816 | 0 | 22 | 10000 | 18 | 10000
NE-HVAC-airAC-SpltPkg-240to759kBtuh-10p8eer | DEER2017 | D17 v2 |  | Any | OfS | 2014 | CZ08 | cWtd | Cap-Tons | 27.82 | 10000 | None | 70.5 | 0.0668 | 0 | 70.5 | 0.0668 | 0 | 70.5 | 0.0668 | 0 | 70.5 | 0.0668 | 0 | DEER:HVAC_Split-Package_AC | Annual | 1719 | 70.52 | 0.0668 | 0 | 70.52 | 0.0668 | 0 | NE-HVAC-airAC-SpltPkg-240to759kBtuh-10p8eer_MZDEER2017AnyOfS2014CZ08cPVVG | 139920 | NE-HVAC-airAC-SpltPkg-240to759kBtuh-10p8eer_SZDEER2017AnyOfS2014CZ08cDXGF | 139919 |  | 71.6 | 0.0621 | 0 | 66.2 | 0.0856 | 0 | 71.6 | 0.0621 | 0 | 66.2 | 0.0856 | 0 | 28.8 | 10000 | 23.9 | 10000
NE-HVAC-airAC-SpltPkg-240to759kBtuh-10p8eer | DEER2017 | D17 v2 |  | Any | OfS | 2014 | CZ09 | cWtd | Cap-Tons | 30.5 | 10000 | None | 67.7 | 0.0812 | 0 | 67.7 | 0.0812 | 0 | 67.7 | 0.0812 | 0 | 67.7 | 0.0812 | 0 | DEER:HVAC_Split-Package_AC | Annual | 1719 | 67.68 | 0.0812 | 0 | 67.68 | 0.0812 | 0 | NE-HVAC-airAC-SpltPkg-240to759kBtuh-10p8eer_MZDEER2017AnyOfS2014CZ09cPVVG | 139922 | NE-HVAC-airAC-SpltPkg-240to759kBtuh-10p8eer_SZDEER2017AnyOfS2014CZ09cDXGF | 139921 |  | 68.7 | 0.0755 | 0 | 63.6 | 0.104 | 0 | 68.7 | 0.0755 | 0 | 63.6 | 0.104 | 0 | 31.4 | 10000 | 26.9 | 10000
NE-HVAC-airAC-SpltPkg-240to759kBtuh-10p8eer | DEER2017 | D17 v2 |  | Any | OfS | 2014 | CZ10 | cWtd | Cap-Tons | 29.22 | 10000 | None | 75.7 | 0.0896 | 0 | 75.7 | 0.0896 | 0 | 75.7 | 0.0896 | 0 | 75.7 | 0.0896 | 0 | DEER:HVAC_Split-Package_AC | Annual | 1719 | 75.68 | 0.08956 | 0 | 75.68 | 0.08956 | 0 | NE-HVAC-airAC-SpltPkg-240to759kBtuh-10p8eer_MZDEER2017AnyOfS2014CZ10cPVVG | 139924 | NE-HVAC-airAC-SpltPkg-240to759kBtuh-10p8eer_SZDEER2017AnyOfS2014CZ10cDXGF | 139923 |  | 75.8 | 0.0832 | 0 | 75.2 | 0.115 | 0 | 75.8 | 0.0832 | 0 | 75.2 | 0.115 | 0 | 30.1 | 10000 | 25.7 | 10000
NE-HVAC-airAC-SpltPkg-240to759kBtuh-10p8eer | DEER2017 | D17 v2 |  | Any | OfS | 2014 | CZ11 | cWtd | Cap-Tons | 28.26 | 10000 | None | 74.9 | 0.0837 | 0 | 74.9 | 0.0837 | 0 | 74.9 | 0.0837 | 0 | 74.9 | 0.0837 | 0 | DEER:HVAC_Split-Package_AC | Annual | 1719 | 74.94 | 0.08372 | 0 | 74.94 | 0.08372 | 0 | NE-HVAC-airAC-SpltPkg-240to759kBtuh-10p8eer_MZDEER2017AnyOfS2014CZ11cPVVG | 139926 | NE-HVAC-airAC-SpltPkg-240to759kBtuh-10p8eer_SZDEER2017AnyOfS2014CZ11cDXGF | 139925 |  | 73.3 | 0.0784 | 0 | 81.5 | 0.105 | 0 | 73.3 | 0.0784 | 0 | 81.5 | 0.105 | 0 | 29.1 | 10000 | 24.9 | 10000
NE-HVAC-airAC-SpltPkg-240to759kBtuh-10p8eer | DEER2017 | D17 v2 |  | Any | OfS | 2014 | CZ12 | cWtd | Cap-Tons | 30.52 | 10000 | None | 55.9 | 0.0722 | 0 | 55.9 | 0.0722 | 0 | 55.9 | 0.0722 | 0 | 55.9 | 0.0722 | 0 | DEER:HVAC_Split-Package_AC | Annual | 1719 | 55.92 | 0.07218 | 0 | 55.92 | 0.07218 | 0 | NE-HVAC-airAC-SpltPkg-240to759kBtuh-10p8eer_MZDEER2017AnyOfS2014CZ12cPVVG | 139928 | NE-HVAC-airAC-SpltPkg-240to759kBtuh-10p8eer_SZDEER2017AnyOfS2014CZ12cDXGF | 139927 |  | 56.3 | 0.0676 | 0 | 54.4 | 0.0905 | 0 | 56.3 | 0.0676 | 0 | 54.4 | 0.0905 | 0 | 31.4 | 10000 | 27 | 10000
NE-HVAC-airAC-SpltPkg-240to759kBtuh-10p8eer | DEER2017 | D17 v2 |  | Any | OfS | 2014 | CZ13 | cWtd | Cap-Tons | 29 | 10000 | None | 76.7 | 0.0797 | 0 | 76.7 | 0.0797 | 0 | 76.7 | 0.0797 | 0 | 76.7 | 0.0797 | 0 | DEER:HVAC_Split-Package_AC | Annual | 1719 | 76.72 | 0.07972 | 0 | 76.72 | 0.07972 | 0 | NE-HVAC-airAC-SpltPkg-240to759kBtuh-10p8eer_MZDEER2017AnyOfS2014CZ13cPVVG | 139930 | NE-HVAC-airAC-SpltPkg-240to759kBtuh-10p8eer_SZDEER2017AnyOfS2014CZ13cDXGF | 139929 |  | 74.4 | 0.0744 | 0 | 86 | 0.101 | 0 | 74.4 | 0.0744 | 0 | 86 | 0.101 | 0 | 29.9 | 10000 | 25.4 | 10000
NE-HVAC-airAC-SpltPkg-240to759kBtuh-10p8eer | DEER2017 | D17 v2 |  | Any | OfS | 2014 | CZ14 | cWtd | Cap-Tons | 28.24 | 10000 | None | 79.6 | 0.086 | 0 | 79.6 | 0.086 | 0 | 79.6 | 0.086 | 0 | 79.6 | 0.086 | 0 | DEER:HVAC_Split-Package_AC | Annual | 1719 | 79.56 | 0.086 | 0 | 79.56 | 0.086 | 0 | NE-HVAC-airAC-SpltPkg-240to759kBtuh-10p8eer_MZDEER2017AnyOfS2014CZ14cPVVG | 139932 | NE-HVAC-airAC-SpltPkg-240to759kBtuh-10p8eer_SZDEER2017AnyOfS2014CZ14cDXGF | 139931 |  | 77.7 | 0.08 | 0 | 87 | 0.11 | 0 | 77.7 | 0.08 | 0 | 87 | 0.11 | 0 | 29.1 | 10000 | 24.8 | 10000
NE-HVAC-airAC-SpltPkg-240to759kBtuh-10p8eer | DEER2017 | D17 v2 |  | Any | OfS | 2014 | CZ15 | cWtd | Cap-Tons | 32.96 | 10000 | None | 129 | 0.0911 | 0 | 129 | 0.0911 | 0 | 129 | 0.0911 | 0 | 129 | 0.0911 | 0 | DEER:HVAC_Split-Package_AC | Annual | 1719 | 128.6 | 0.09108 | 0 | 128.6 | 0.09108 | 0 | NE-HVAC-airAC-SpltPkg-240to759kBtuh-10p8eer_MZDEER2017AnyOfS2014CZ15cPVVG | 139934 | NE-HVAC-airAC-SpltPkg-240to759kBtuh-10p8eer_SZDEER2017AnyOfS2014CZ15cDXGF | 139933 |  | 124 | 0.0841 | 0 | 147 | 0.119 | 0 | 124 | 0.0841 | 0 | 147 | 0.119 | 0 | 33.9 | 10000 | 29.2 | 10000
NE-HVAC-airAC-SpltPkg-240to759kBtuh-10p8eer | DEER2017 | D17 v2 |  | Any | OfS | 2014 | CZ16 | cWtd | Cap-Tons | 20.78 | 10000 | None | 40.5 | 0.06 | 0 | 40.5 | 0.06 | 0 | 40.5 | 0.06 | 0 | 40.5 | 0.06 | 0 | DEER:HVAC_Split-Package_AC | Annual | 1719 | 40.46 | 0.06002 | 0 | 40.46 | 0.06002 | 0 | NE-HVAC-airAC-SpltPkg-240to759kBtuh-10p8eer_MZDEER2017AnyOfS2014CZ16cPVVG | 139936 | NE-HVAC-airAC-SpltPkg-240to759kBtuh-10p8eer_SZDEER2017AnyOfS2014CZ16cDXGF | 139935 |  | 39.9 | 0.0565 | 0 | 42.7 | 0.0741 | 0 | 39.9 | 0.0565 | 0 | 42.7 | 0.0741 | 0 | 21.5 | 10000 | 17.9 | 10000
NE-HVAC-airAC-SpltPkg-240to759kBtuh-10p8eer | DEER2017 | D17 v2 |  | Any | OfS | New | CZ01 | cWtd | Cap-Tons | 19.38 | 10000 | None | 11.2 | 0.0274 | 0 | 11.2 | 0.0274 | 0 | 11.2 | 0.0274 | 0 | 11.2 | 0.0274 | 0 | DEER:HVAC_Split-Package_AC | Annual | 1719 | 11.206 | 0.02742 | 0 | 11.206 | 0.02742 | 0 | NE-HVAC-airAC-SpltPkg-240to759kBtuh-10p8eer_MZDEER2017AnyOfSNewCZ01cPVVG | 164258 | NE-HVAC-airAC-SpltPkg-240to759kBtuh-10p8eer_SZDEER2017AnyOfSNewCZ01cDXGF | 164257 |  | 12.9 | 0.0275 | 0 | 4.43 | 0.0271 | 0 | 12.9 | 0.0275 | 0 | 4.43 | 0.0271 | 0 | 20.2 | 10000 | 16.1 | 10000
NE-HVAC-airAC-SpltPkg-240to759kBtuh-10p8eer | DEER2017 | D17 v2 |  | Any | OfS | New | CZ02 | cWtd | Cap-Tons | 24.34 | 10000 | None | 49.2 | 0.081 | 0 | 49.2 | 0.081 | 0 | 49.2 | 0.081 | 0 | 49.2 | 0.081 | 0 | DEER:HVAC_Split-Package_AC | Annual | 1719 | 49.16 | 0.081 | 0 | 49.16 | 0.081 | 0 | NE-HVAC-airAC-SpltPkg-240to759kBtuh-10p8eer_MZDEER2017AnyOfSNewCZ02cPVVG | 164260 | NE-HVAC-airAC-SpltPkg-240to759kBtuh-10p8eer_SZDEER2017AnyOfSNewCZ02cDXGF | 164259 |  | 50.1 | 0.076 | 0 | 45.4 | 0.101 | 0 | 50.1 | 0.076 | 0 | 45.4 | 0.101 | 0 | 25.1 | 10000 | 21.3 | 10000
NE-HVAC-airAC-SpltPkg-240to759kBtuh-10p8eer | DEER2017 | D17 v2 |  | Any | OfS | New | CZ03 | cWtd | Cap-Tons | 21.56 | 10000 | None | 36.9 | 0.0562 | 0 | 36.9 | 0.0562 | 0 | 36.9 | 0.0562 | 0 | 36.9 | 0.0562 | 0 | DEER:HVAC_Split-Package_AC | Annual | 1719 | 36.86 | 0.05618 | 0 | 36.86 | 0.05618 | 0 | NE-HVAC-airAC-SpltPkg-240to759kBtuh-10p8eer_MZDEER2017AnyOfSNewCZ03cPVVG | 164262 | NE-HVAC-airAC-SpltPkg-240to759kBtuh-10p8eer_SZDEER2017AnyOfSNewCZ03cDXGF | 164261 |  | 38.7 | 0.0526 | 0 | 29.5 | 0.0705 | 0 | 38.7 | 0.0526 | 0 | 29.5 | 0.0705 | 0 | 22.4 | 10000 | 18.2 | 10000
NE-HVAC-airAC-SpltPkg-240to759kBtuh-10p8eer | DEER2017 | D17 v2 |  | Any | OfS | New | CZ04 | cWtd | Cap-Tons | 25.42 | 10000 | None | 55.2 | 0.072 | 0 | 55.2 | 0.072 | 0 | 55.2 | 0.072 | 0 | 55.2 | 0.072 | 0 | DEER:HVAC_Split-Package_AC | Annual | 1719 | 55.18 | 0.072 | 0 | 55.18 | 0.072 | 0 | NE-HVAC-airAC-SpltPkg-240to759kBtuh-10p8eer_MZDEER2017AnyOfSNewCZ04cPVVG | 164264 | NE-HVAC-airAC-SpltPkg-240to759kBtuh-10p8eer_SZDEER2017AnyOfSNewCZ04cDXGF | 164263 |  | 56.3 | 0.0666 | 0 | 50.7 | 0.0936 | 0 | 56.3 | 0.0666 | 0 | 50.7 | 0.0936 | 0 | 26.3 | 10000 | 21.9 | 10000
NE-HVAC-airAC-SpltPkg-240to759kBtuh-10p8eer | DEER2017 | D17 v2 |  | Any | OfS | New | CZ05 | cWtd | Cap-Tons | 19.98 | 10000 | None | 41 | 0.046 | 0 | 41 | 0.046 | 0 | 41 | 0.046 | 0 | 41 | 0.046 | 0 | DEER:HVAC_Split-Package_AC | Annual | 1719 | 41.04 | 0.046 | 0 | 41.04 | 0.046 | 0 | NE-HVAC-airAC-SpltPkg-240to759kBtuh-10p8eer_MZDEER2017AnyOfSNewCZ05cPVVG | 164266 | NE-HVAC-airAC-SpltPkg-240to759kBtuh-10p8eer_SZDEER2017AnyOfSNewCZ05cDXGF | 164265 |  | 43.2 | 0.0435 | 0 | 32.4 | 0.056 | 0 | 43.2 | 0.0435 | 0 | 32.4 | 0.056 | 0 | 20.7 | 10000 | 17.1 | 10000
NE-HVAC-airAC-SpltPkg-240to759kBtuh-10p8eer | DEER2017 | D17 v2 |  | Any | OfS | New | CZ06 | cWtd | Cap-Tons | 23.72 | 10000 | None | 70 | 0.0649 | 0 | 70 | 0.0649 | 0 | 70 | 0.0649 | 0 | 70 | 0.0649 | 0 | DEER:HVAC_Split-Package_AC | Annual | 1719 | 70 | 0.06492 | 0 | 70 | 0.06492 | 0 | NE-HVAC-airAC-SpltPkg-240to759kBtuh-10p8eer_MZDEER2017AnyOfSNewCZ06cPVVG | 164268 | NE-HVAC-airAC-SpltPkg-240to759kBtuh-10p8eer_SZDEER2017AnyOfSNewCZ06cDXGF | 164267 |  | 70.9 | 0.0601 | 0 | 66.4 | 0.0842 | 0 | 70.9 | 0.0601 | 0 | 66.4 | 0.0842 | 0 | 24.6 | 10000 | 20.2 | 10000
NE-HVAC-airAC-SpltPkg-240to759kBtuh-10p8eer | DEER2017 | D17 v2 |  | Any | OfS | New | CZ07 | cWtd | Cap-Tons | 21.2 | 10000 | None | 71.9 | 0.0632 | 0 | 71.9 | 0.0632 | 0 | 71.9 | 0.0632 | 0 | 71.9 | 0.0632 | 0 | DEER:HVAC_Split-Package_AC | Annual | 1719 | 71.92 | 0.0632 | 0 | 71.92 | 0.0632 | 0 | NE-HVAC-airAC-SpltPkg-240to759kBtuh-10p8eer_MZDEER2017AnyOfSNewCZ07cPVVG | 164270 | NE-HVAC-airAC-SpltPkg-240to759kBtuh-10p8eer_SZDEER2017AnyOfSNewCZ07cDXGF | 164269 |  | 72.4 | 0.0586 | 0 | 70 | 0.0816 | 0 | 72.4 | 0.0586 | 0 | 70 | 0.0816 | 0 | 22 | 10000 | 18 | 10000
NE-HVAC-airAC-SpltPkg-240to759kBtuh-10p8eer | DEER2017 | D17 v2 |  | Any | OfS | New | CZ08 | cWtd | Cap-Tons | 27.82 | 10000 | None | 70.5 | 0.0668 | 0 | 70.5 | 0.0668 | 0 | 70.5 | 0.0668 | 0 | 70.5 | 0.0668 | 0 | DEER:HVAC_Split-Package_AC | Annual | 1719 | 70.52 | 0.0668 | 0 | 70.52 | 0.0668 | 0 | NE-HVAC-airAC-SpltPkg-240to759kBtuh-10p8eer_MZDEER2017AnyOfSNewCZ08cPVVG | 164272 | NE-HVAC-airAC-SpltPkg-240to759kBtuh-10p8eer_SZDEER2017AnyOfSNewCZ08cDXGF | 164271 |  | 71.6 | 0.0621 | 0 | 66.2 | 0.0856 | 0 | 71.6 | 0.0621 | 0 | 66.2 | 0.0856 | 0 | 28.8 | 10000 | 23.9 | 10000
NE-HVAC-airAC-SpltPkg-240to759kBtuh-10p8eer | DEER2017 | D17 v2 |  | Any | OfS | New | CZ09 | cWtd | Cap-Tons | 30.5 | 10000 | None | 67.7 | 0.0812 | 0 | 67.7 | 0.0812 | 0 | 67.7 | 0.0812 | 0 | 67.7 | 0.0812 | 0 | DEER:HVAC_Split-Package_AC | Annual | 1719 | 67.68 | 0.0812 | 0 | 67.68 | 0.0812 | 0 | NE-HVAC-airAC-SpltPkg-240to759kBtuh-10p8eer_MZDEER2017AnyOfSNewCZ09cPVVG | 164274 | NE-HVAC-airAC-SpltPkg-240to759kBtuh-10p8eer_SZDEER2017AnyOfSNewCZ09cDXGF | 164273 |  | 68.7 | 0.0755 | 0 | 63.6 | 0.104 | 0 | 68.7 | 0.0755 | 0 | 63.6 | 0.104 | 0 | 31.4 | 10000 | 26.9 | 10000
NE-HVAC-airAC-SpltPkg-240to759kBtuh-10p8eer | DEER2017 | D17 v2 |  | Any | OfS | New | CZ10 | cWtd | Cap-Tons | 29.22 | 10000 | None | 75.7 | 0.0896 | 0 | 75.7 | 0.0896 | 0 | 75.7 | 0.0896 | 0 | 75.7 | 0.0896 | 0 | DEER:HVAC_Split-Package_AC | Annual | 1719 | 75.68 | 0.08956 | 0 | 75.68 | 0.08956 | 0 | NE-HVAC-airAC-SpltPkg-240to759kBtuh-10p8eer_MZDEER2017AnyOfSNewCZ10cPVVG | 164276 | NE-HVAC-airAC-SpltPkg-240to759kBtuh-10p8eer_SZDEER2017AnyOfSNewCZ10cDXGF | 164275 |  | 75.8 | 0.0832 | 0 | 75.2 | 0.115 | 0 | 75.8 | 0.0832 | 0 | 75.2 | 0.115 | 0 | 30.1 | 10000 | 25.7 | 10000
NE-HVAC-airAC-SpltPkg-240to759kBtuh-10p8eer | DEER2017 | D17 v2 |  | Any | OfS | New | CZ11 | cWtd | Cap-Tons | 28.26 | 10000 | None | 74.9 | 0.0837 | 0 | 74.9 | 0.0837 | 0 | 74.9 | 0.0837 | 0 | 74.9 | 0.0837 | 0 | DEER:HVAC_Split-Package_AC | Annual | 1719 | 74.94 | 0.08372 | 0 | 74.94 | 0.08372 | 0 | NE-HVAC-airAC-SpltPkg-240to759kBtuh-10p8eer_MZDEER2017AnyOfSNewCZ11cPVVG | 164278 | NE-HVAC-airAC-SpltPkg-240to759kBtuh-10p8eer_SZDEER2017AnyOfSNewCZ11cDXGF | 164277 |  | 73.3 | 0.0784 | 0 | 81.5 | 0.105 | 0 | 73.3 | 0.0784 | 0 | 81.5 | 0.105 | 0 | 29.1 | 10000 | 24.9 | 10000
NE-HVAC-airAC-SpltPkg-240to759kBtuh-10p8eer | DEER2017 | D17 v2 |  | Any | OfS | New | CZ12 | cWtd | Cap-Tons | 30.52 | 10000 | None | 55.9 | 0.0722 | 0 | 55.9 | 0.0722 | 0 | 55.9 | 0.0722 | 0 | 55.9 | 0.0722 | 0 | DEER:HVAC_Split-Package_AC | Annual | 1719 | 55.92 | 0.07218 | 0 | 55.92 | 0.07218 | 0 | NE-HVAC-airAC-SpltPkg-240to759kBtuh-10p8eer_MZDEER2017AnyOfSNewCZ12cPVVG | 164280 | NE-HVAC-airAC-SpltPkg-240to759kBtuh-10p8eer_SZDEER2017AnyOfSNewCZ12cDXGF | 164279 |  | 56.3 | 0.0676 | 0 | 54.4 | 0.0905 | 0 | 56.3 | 0.0676 | 0 | 54.4 | 0.0905 | 0 | 31.4 | 10000 | 27 | 10000
NE-HVAC-airAC-SpltPkg-240to759kBtuh-10p8eer | DEER2017 | D17 v2 |  | Any | OfS | New | CZ13 | cWtd | Cap-Tons | 29 | 10000 | None | 76.7 | 0.0797 | 0 | 76.7 | 0.0797 | 0 | 76.7 | 0.0797 | 0 | 76.7 | 0.0797 | 0 | DEER:HVAC_Split-Package_AC | Annual | 1719 | 76.72 | 0.07972 | 0 | 76.72 | 0.07972 | 0 | NE-HVAC-airAC-SpltPkg-240to759kBtuh-10p8eer_MZDEER2017AnyOfSNewCZ13cPVVG | 164282 | NE-HVAC-airAC-SpltPkg-240to759kBtuh-10p8eer_SZDEER2017AnyOfSNewCZ13cDXGF | 164281 |  | 74.4 | 0.0744 | 0 | 86 | 0.101 | 0 | 74.4 | 0.0744 | 0 | 86 | 0.101 | 0 | 29.9 | 10000 | 25.4 | 10000
NE-HVAC-airAC-SpltPkg-240to759kBtuh-10p8eer | DEER2017 | D17 v2 |  | Any | OfS | New | CZ14 | cWtd | Cap-Tons | 28.24 | 10000 | None | 79.6 | 0.086 | 0 | 79.6 | 0.086 | 0 | 79.6 | 0.086 | 0 | 79.6 | 0.086 | 0 | DEER:HVAC_Split-Package_AC | Annual | 1719 | 79.56 | 0.086 | 0 | 79.56 | 0.086 | 0 | NE-HVAC-airAC-SpltPkg-240to759kBtuh-10p8eer_MZDEER2017AnyOfSNewCZ14cPVVG | 164284 | NE-HVAC-airAC-SpltPkg-240to759kBtuh-10p8eer_SZDEER2017AnyOfSNewCZ14cDXGF | 164283 |  | 77.7 | 0.08 | 0 | 87 | 0.11 | 0 | 77.7 | 0.08 | 0 | 87 | 0.11 | 0 | 29.1 | 10000 | 24.8 | 10000
NE-HVAC-airAC-SpltPkg-240to759kBtuh-10p8eer | DEER2017 | D17 v2 |  | Any | OfS | New | CZ15 | cWtd | Cap-Tons | 32.96 | 10000 | None | 129 | 0.0911 | 0 | 129 | 0.0911 | 0 | 129 | 0.0911 | 0 | 129 | 0.0911 | 0 | DEER:HVAC_Split-Package_AC | Annual | 1719 | 128.6 | 0.09108 | 0 | 128.6 | 0.09108 | 0 | NE-HVAC-airAC-SpltPkg-240to759kBtuh-10p8eer_MZDEER2017AnyOfSNewCZ15cPVVG | 164286 | NE-HVAC-airAC-SpltPkg-240to759kBtuh-10p8eer_SZDEER2017AnyOfSNewCZ15cDXGF | 164285 |  | 124 | 0.0841 | 0 | 147 | 0.119 | 0 | 124 | 0.0841 | 0 | 147 | 0.119 | 0 | 33.9 | 10000 | 29.2 | 10000
NE-HVAC-airAC-SpltPkg-240to759kBtuh-10p8eer | DEER2017 | D17 v2 |  | Any | OfS | New | CZ16 | cWtd | Cap-Tons | 20.78 | 10000 | None | 40.5 | 0.06 | 0 | 40.5 | 0.06 | 0 | 40.5 | 0.06 | 0 | 40.5 | 0.06 | 0 | DEER:HVAC_Split-Package_AC | Annual | 1719 | 40.46 | 0.06002 | 0 | 40.46 | 0.06002 | 0 | NE-HVAC-airAC-SpltPkg-240to759kBtuh-10p8eer_MZDEER2017AnyOfSNewCZ16cPVVG | 164288 | NE-HVAC-airAC-SpltPkg-240to759kBtuh-10p8eer_SZDEER2017AnyOfSNewCZ16cDXGF | 164287 |  | 39.9 | 0.0565 | 0 | 42.7 | 0.0741 | 0 | 39.9 | 0.0565 | 0 | 42.7 | 0.0741 | 0 | 21.5 | 10000 | 17.9 | 10000
NE-HVAC-airAC-SpltPkg-240to759kBtuh-10p8eer | DEER2017 | D17 v2 |  | Any | RFF | 1975 | CZ01 | cDXGF | Cap-Tons | 15.7 | 4000 | None | 4.87 | 0.0198 | 0 | 4.87 | 0.0198 | 0 | 4.87 | 0.0198 | 0 | 4.87 | 0.0198 | 0 | DEER:HVAC_Split-Package_AC | Annual | 1719 | 4.87 | 0.0198 | 0 | 4.87 | 0.0198 | 0 | NE-HVAC-airAC-SpltPkg-240to759kBtuh-10p8eer_MZDEER2017AnyRFF1975CZ01cPVVG | #N/A | NE-HVAC-airAC-SpltPkg-240to759kBtuh-10p8eer_SZDEER2017AnyRFF1975CZ01cDXGF | 11777 |  | #N/A | #N/A | #N/A | 4.87 | 0.0198 | 0 | #N/A | #N/A | #N/A | 4.87 | 0.0198 | 0 | #N/A | #N/A | 15.7 | 4000
NE-HVAC-airAC-SpltPkg-240to759kBtuh-10p8eer | DEER2017 | D17 v2 |  | Any | RFF | 1975 | CZ02 | cDXGF | Cap-Tons | 27.3 | 4000 | None | 55.1 | 0.0919 | 0 | 55.1 | 0.0919 | 0 | 55.1 | 0.0919 | 0 | 55.1 | 0.0919 | 0 | DEER:HVAC_Split-Package_AC | Annual | 1719 | 55.1 | 0.0919 | 0 | 55.1 | 0.0919 | 0 | NE-HVAC-airAC-SpltPkg-240to759kBtuh-10p8eer_MZDEER2017AnyRFF1975CZ02cPVVG | #N/A | NE-HVAC-airAC-SpltPkg-240to759kBtuh-10p8eer_SZDEER2017AnyRFF1975CZ02cDXGF | 11778 |  | #N/A | #N/A | #N/A | 55.1 | 0.0919 | 0 | #N/A | #N/A | #N/A | 55.1 | 0.0919 | 0 | #N/A | #N/A | 27.3 | 4000
NE-HVAC-airAC-SpltPkg-240to759kBtuh-10p8eer | DEER2017 | D17 v2 |  | Any | RFF | 1975 | CZ03 | cDXGF | Cap-Tons | 21.6 | 4000 | None | 25.2 | 0.0595 | 0 | 25.2 | 0.0595 | 0 | 25.2 | 0.0595 | 0 | 25.2 | 0.0595 | 0 | DEER:HVAC_Split-Package_AC | Annual | 1719 | 25.2 | 0.0595 | 0 | 25.2 | 0.0595 | 0 | NE-HVAC-airAC-SpltPkg-240to759kBtuh-10p8eer_MZDEER2017AnyRFF1975CZ03cPVVG | #N/A | NE-HVAC-airAC-SpltPkg-240to759kBtuh-10p8eer_SZDEER2017AnyRFF1975CZ03cDXGF | 11779 |  | #N/A | #N/A | #N/A | 25.2 | 0.0595 | 0 | #N/A | #N/A | #N/A | 25.2 | 0.0595 | 0 | #N/A | #N/A | 21.6 | 4000
NE-HVAC-airAC-SpltPkg-240to759kBtuh-10p8eer | DEER2017 | D17 v2 |  | Any | RFF | 1975 | CZ04 | cDXGF | Cap-Tons | 26 | 4000 | None | 64.9 | 0.0872 | 0 | 64.9 | 0.0872 | 0 | 64.9 | 0.0872 | 0 | 64.9 | 0.0872 | 0 | DEER:HVAC_Split-Package_AC | Annual | 1719 | 64.9 | 0.0872 | 0 | 64.9 | 0.0872 | 0 | NE-HVAC-airAC-SpltPkg-240to759kBtuh-10p8eer_MZDEER2017AnyRFF1975CZ04cPVVG | #N/A | NE-HVAC-airAC-SpltPkg-240to759kBtuh-10p8eer_SZDEER2017AnyRFF1975CZ04cDXGF | 11780 |  | #N/A | #N/A | #N/A | 64.9 | 0.0872 | 0 | #N/A | #N/A | #N/A | 64.9 | 0.0872 | 0 | #N/A | #N/A | 26 | 4000
NE-HVAC-airAC-SpltPkg-240to759kBtuh-10p8eer | DEER2017 | D17 v2 |  | Any | RFF | 1975 | CZ05 | cDXGF | Cap-Tons | 18.3 | 4000 | None | 31.6 | 0.0478 | 0 | 31.6 | 0.0478 | 0 | 31.6 | 0.0478 | 0 | 31.6 | 0.0478 | 0 | DEER:HVAC_Split-Package_AC | Annual | 1719 | 31.6 | 0.0478 | 0 | 31.6 | 0.0478 | 0 | NE-HVAC-airAC-SpltPkg-240to759kBtuh-10p8eer_MZDEER2017AnyRFF1975CZ05cPVVG | #N/A | NE-HVAC-airAC-SpltPkg-240to759kBtuh-10p8eer_SZDEER2017AnyRFF1975CZ05cDXGF | 11781 |  | #N/A | #N/A | #N/A | 31.6 | 0.0478 | 0 | #N/A | #N/A | #N/A | 31.6 | 0.0478 | 0 | #N/A | #N/A | 18.3 | 4000
NE-HVAC-airAC-SpltPkg-240to759kBtuh-10p8eer | DEER2017 | D17 v2 |  | Any | RFF | 1975 | CZ06 | cDXGF | Cap-Tons | 26.8 | 4000 | None | 55.8 | 0.0578 | 0 | 55.8 | 0.0578 | 0 | 55.8 | 0.0578 | 0 | 55.8 | 0.0578 | 0 | DEER:HVAC_Split-Package_AC | Annual | 1719 | 55.8 | 0.0578 | 0 | 55.8 | 0.0578 | 0 | NE-HVAC-airAC-SpltPkg-240to759kBtuh-10p8eer_MZDEER2017AnyRFF1975CZ06cPVVG | #N/A | NE-HVAC-airAC-SpltPkg-240to759kBtuh-10p8eer_SZDEER2017AnyRFF1975CZ06cDXGF | 11782 |  | #N/A | #N/A | #N/A | 55.8 | 0.0578 | 0 | #N/A | #N/A | #N/A | 55.8 | 0.0578 | 0 | #N/A | #N/A | 26.8 | 4000
NE-HVAC-airAC-SpltPkg-240to759kBtuh-10p8eer | DEER2017 | D17 v2 |  | Any | RFF | 1975 | CZ07 | cDXGF | Cap-Tons | 22 | 4000 | None | 57.2 | 0.0664 | 0 | 57.2 | 0.0664 | 0 | 57.2 | 0.0664 | 0 | 57.2 | 0.0664 | 0 | DEER:HVAC_Split-Package_AC | Annual | 1719 | 57.2 | 0.0664 | 0 | 57.2 | 0.0664 | 0 | NE-HVAC-airAC-SpltPkg-240to759kBtuh-10p8eer_MZDEER2017AnyRFF1975CZ07cPVVG | #N/A | NE-HVAC-airAC-SpltPkg-240to759kBtuh-10p8eer_SZDEER2017AnyRFF1975CZ07cDXGF | 11783 |  | #N/A | #N/A | #N/A | 57.2 | 0.0664 | 0 | #N/A | #N/A | #N/A | 57.2 | 0.0664 | 0 | #N/A | #N/A | 22 | 4000
NE-HVAC-airAC-SpltPkg-240to759kBtuh-10p8eer | DEER2017 | D17 v2 |  | Any | RFF | 1975 | CZ08 | cDXGF | Cap-Tons | 24.9 | 4000 | None | 88.3 | 0.084 | 0 | 88.3 | 0.084 | 0 | 88.3 | 0.084 | 0 | 88.3 | 0.084 | 0 | DEER:HVAC_Split-Package_AC | Annual | 1719 | 88.3 | 0.084 | 0 | 88.3 | 0.084 | 0 | NE-HVAC-airAC-SpltPkg-240to759kBtuh-10p8eer_MZDEER2017AnyRFF1975CZ08cPVVG | #N/A | NE-HVAC-airAC-SpltPkg-240to759kBtuh-10p8eer_SZDEER2017AnyRFF1975CZ08cDXGF | 11784 |  | #N/A | #N/A | #N/A | 88.3 | 0.084 | 0 | #N/A | #N/A | #N/A | 88.3 | 0.084 | 0 | #N/A | #N/A | 24.9 | 4000
NE-HVAC-airAC-SpltPkg-240to759kBtuh-10p8eer | DEER2017 | D17 v2 |  | Any | RFF | 1975 | CZ09 | cDXGF | Cap-Tons | 36.1 | 4000 | None | 74.9 | 0.0916 | 0 | 74.9 | 0.0916 | 0 | 74.9 | 0.0916 | 0 | 74.9 | 0.0916 | 0 | DEER:HVAC_Split-Package_AC | Annual | 1719 | 74.9 | 0.0916 | 0 | 74.9 | 0.0916 | 0 | NE-HVAC-airAC-SpltPkg-240to759kBtuh-10p8eer_MZDEER2017AnyRFF1975CZ09cPVVG | #N/A | NE-HVAC-airAC-SpltPkg-240to759kBtuh-10p8eer_SZDEER2017AnyRFF1975CZ09cDXGF | 11785 |  | #N/A | #N/A | #N/A | 74.9 | 0.0916 | 0 | #N/A | #N/A | #N/A | 74.9 | 0.0916 | 0 | #N/A | #N/A | 36.1 | 4000
NE-HVAC-airAC-SpltPkg-240to759kBtuh-10p8eer | DEER2017 | D17 v2 |  | Any | RFF | 1975 | CZ10 | cDXGF | Cap-Tons | 33.3 | 4000 | None | 92.9 | 0.108 | 0 | 92.9 | 0.108 | 0 | 92.9 | 0.108 | 0 | 92.9 | 0.108 | 0 | DEER:HVAC_Split-Package_AC | Annual | 1719 | 92.9 | 0.108 | 0 | 92.9 | 0.108 | 0 | NE-HVAC-airAC-SpltPkg-240to759kBtuh-10p8eer_MZDEER2017AnyRFF1975CZ10cPVVG | #N/A | NE-HVAC-airAC-SpltPkg-240to759kBtuh-10p8eer_SZDEER2017AnyRFF1975CZ10cDXGF | 11786 |  | #N/A | #N/A | #N/A | 92.9 | 0.108 | 0 | #N/A | #N/A | #N/A | 92.9 | 0.108 | 0 | #N/A | #N/A | 33.3 | 4000
NE-HVAC-airAC-SpltPkg-240to759kBtuh-10p8eer | DEER2017 | D17 v2 |  | Any | RFF | 1975 | CZ11 | cDXGF | Cap-Tons | 34.7 | 4000 | None | 103 | 0.0861 | 0 | 103 | 0.0861 | 0 | 103 | 0.0861 | 0 | 103 | 0.0861 | 0 | DEER:HVAC_Split-Package_AC | Annual | 1719 | 103 | 0.0861 | 0 | 103 | 0.0861 | 0 | NE-HVAC-airAC-SpltPkg-240to759kBtuh-10p8eer_MZDEER2017AnyRFF1975CZ11cPVVG | #N/A | NE-HVAC-airAC-SpltPkg-240to759kBtuh-10p8eer_SZDEER2017AnyRFF1975CZ11cDXGF | 11787 |  | #N/A | #N/A | #N/A | 103 | 0.0861 | 0 | #N/A | #N/A | #N/A | 103 | 0.0861 | 0 | #N/A | #N/A | 34.7 | 4000
NE-HVAC-airAC-SpltPkg-240to759kBtuh-10p8eer | DEER2017 | D17 v2 |  | Any | RFF | 1975 | CZ12 | cDXGF | Cap-Tons | 34.7 | 4000 | None | 75 | 0.0808 | 0 | 75 | 0.0808 | 0 | 75 | 0.0808 | 0 | 75 | 0.0808 | 0 | DEER:HVAC_Split-Package_AC | Annual | 1719 | 75 | 0.0808 | 0 | 75 | 0.0808 | 0 | NE-HVAC-airAC-SpltPkg-240to759kBtuh-10p8eer_MZDEER2017AnyRFF1975CZ12cPVVG | #N/A | NE-HVAC-airAC-SpltPkg-240to759kBtuh-10p8eer_SZDEER2017AnyRFF1975CZ12cDXGF | 11788 |  | #N/A | #N/A | #N/A | 75 | 0.0808 | 0 | #N/A | #N/A | #N/A | 75 | 0.0808 | 0 | #N/A | #N/A | 34.7 | 4000
NE-HVAC-airAC-SpltPkg-240to759kBtuh-10p8eer | DEER2017 | D17 v2 |  | Any | RFF | 1975 | CZ13 | cDXGF | Cap-Tons | 34.2 | 4000 | None | 111 | 0.0875 | 0 | 111 | 0.0875 | 0 | 111 | 0.0875 | 0 | 111 | 0.0875 | 0 | DEER:HVAC_Split-Package_AC | Annual | 1719 | 111 | 0.0875 | 0 | 111 | 0.0875 | 0 | NE-HVAC-airAC-SpltPkg-240to759kBtuh-10p8eer_MZDEER2017AnyRFF1975CZ13cPVVG | #N/A | NE-HVAC-airAC-SpltPkg-240to759kBtuh-10p8eer_SZDEER2017AnyRFF1975CZ13cDXGF | 11789 |  | #N/A | #N/A | #N/A | 111 | 0.0875 | 0 | #N/A | #N/A | #N/A | 111 | 0.0875 | 0 | #N/A | #N/A | 34.2 | 4000
NE-HVAC-airAC-SpltPkg-240to759kBtuh-10p8eer | DEER2017 | D17 v2 |  | Any | RFF | 1975 | CZ14 | cDXGF | Cap-Tons | 38.1 | 4000 | None | 95 | 0.0778 | 0 | 95 | 0.0778 | 0 | 95 | 0.0778 | 0 | 95 | 0.0778 | 0 | DEER:HVAC_Split-Package_AC | Annual | 1719 | 95 | 0.0778 | 0 | 95 | 0.0778 | 0 | NE-HVAC-airAC-SpltPkg-240to759kBtuh-10p8eer_MZDEER2017AnyRFF1975CZ14cPVVG | #N/A | NE-HVAC-airAC-SpltPkg-240to759kBtuh-10p8eer_SZDEER2017AnyRFF1975CZ14cDXGF | 11790 |  | #N/A | #N/A | #N/A | 95 | 0.0778 | 0 | #N/A | #N/A | #N/A | 95 | 0.0778 | 0 | #N/A | #N/A | 38.1 | 4000
NE-HVAC-airAC-SpltPkg-240to759kBtuh-10p8eer | DEER2017 | D17 v2 |  | Any | RFF | 1975 | CZ15 | cDXGF | Cap-Tons | 38.6 | 4000 | None | 207 | 0.106 | 0 | 207 | 0.106 | 0 | 207 | 0.106 | 0 | 207 | 0.106 | 0 | DEER:HVAC_Split-Package_AC | Annual | 1719 | 207 | 0.106 | 0 | 207 | 0.106 | 0 | NE-HVAC-airAC-SpltPkg-240to759kBtuh-10p8eer_MZDEER2017AnyRFF1975CZ15cPVVG | #N/A | NE-HVAC-airAC-SpltPkg-240to759kBtuh-10p8eer_SZDEER2017AnyRFF1975CZ15cDXGF | 11791 |  | #N/A | #N/A | #N/A | 207 | 0.106 | 0 | #N/A | #N/A | #N/A | 207 | 0.106 | 0 | #N/A | #N/A | 38.6 | 4000
NE-HVAC-airAC-SpltPkg-240to759kBtuh-10p8eer | DEER2017 | D17 v2 |  | Any | RFF | 1975 | CZ16 | cDXGF | Cap-Tons | 22.3 | 4000 | None | 45.5 | 0.0604 | 0 | 45.5 | 0.0604 | 0 | 45.5 | 0.0604 | 0 | 45.5 | 0.0604 | 0 | DEER:HVAC_Split-Package_AC | Annual | 1719 | 45.5 | 0.0604 | 0 | 45.5 | 0.0604 | 0 | NE-HVAC-airAC-SpltPkg-240to759kBtuh-10p8eer_MZDEER2017AnyRFF1975CZ16cPVVG | #N/A | NE-HVAC-airAC-SpltPkg-240to759kBtuh-10p8eer_SZDEER2017AnyRFF1975CZ16cDXGF | 11792 |  | #N/A | #N/A | #N/A | 45.5 | 0.0604 | 0 | #N/A | #N/A | #N/A | 45.5 | 0.0604 | 0 | #N/A | #N/A | 22.3 | 4000
NE-HVAC-airAC-SpltPkg-240to759kBtuh-10p8eer | DEER2017 | D17 v2 |  | Any | RFF | 1985 | CZ01 | cDXGF | Cap-Tons | 14.9 | 4000 | None | 6.02 | 0.0207 | 0 | 6.02 | 0.0207 | 0 | 6.02 | 0.0207 | 0 | 6.02 | 0.0207 | 0 | DEER:HVAC_Split-Package_AC | Annual | 1719 | 6.02 | 0.0207 | 0 | 6.02 | 0.0207 | 0 | NE-HVAC-airAC-SpltPkg-240to759kBtuh-10p8eer_MZDEER2017AnyRFF1985CZ01cPVVG | #N/A | NE-HVAC-airAC-SpltPkg-240to759kBtuh-10p8eer_SZDEER2017AnyRFF1985CZ01cDXGF | 33137 |  | #N/A | #N/A | #N/A | 6.02 | 0.0207 | 0 | #N/A | #N/A | #N/A | 6.02 | 0.0207 | 0 | #N/A | #N/A | 14.9 | 4000
NE-HVAC-airAC-SpltPkg-240to759kBtuh-10p8eer | DEER2017 | D17 v2 |  | Any | RFF | 1985 | CZ02 | cDXGF | Cap-Tons | 26.1 | 4000 | None | 56 | 0.0941 | 0 | 56 | 0.0941 | 0 | 56 | 0.0941 | 0 | 56 | 0.0941 | 0 | DEER:HVAC_Split-Package_AC | Annual | 1719 | 56 | 0.0941 | 0 | 56 | 0.0941 | 0 | NE-HVAC-airAC-SpltPkg-240to759kBtuh-10p8eer_MZDEER2017AnyRFF1985CZ02cPVVG | #N/A | NE-HVAC-airAC-SpltPkg-240to759kBtuh-10p8eer_SZDEER2017AnyRFF1985CZ02cDXGF | 33138 |  | #N/A | #N/A | #N/A | 56 | 0.0941 | 0 | #N/A | #N/A | #N/A | 56 | 0.0941 | 0 | #N/A | #N/A | 26.1 | 4000
NE-HVAC-airAC-SpltPkg-240to759kBtuh-10p8eer | DEER2017 | D17 v2 |  | Any | RFF | 1985 | CZ03 | cDXGF | Cap-Tons | 20.6 | 4000 | None | 26.1 | 0.0605 | 0 | 26.1 | 0.0605 | 0 | 26.1 | 0.0605 | 0 | 26.1 | 0.0605 | 0 | DEER:HVAC_Split-Package_AC | Annual | 1719 | 26.1 | 0.0605 | 0 | 26.1 | 0.0605 | 0 | NE-HVAC-airAC-SpltPkg-240to759kBtuh-10p8eer_MZDEER2017AnyRFF1985CZ03cPVVG | #N/A | NE-HVAC-airAC-SpltPkg-240to759kBtuh-10p8eer_SZDEER2017AnyRFF1985CZ03cDXGF | 33139 |  | #N/A | #N/A | #N/A | 26.1 | 0.0605 | 0 | #N/A | #N/A | #N/A | 26.1 | 0.0605 | 0 | #N/A | #N/A | 20.6 | 4000
NE-HVAC-airAC-SpltPkg-240to759kBtuh-10p8eer | DEER2017 | D17 v2 |  | Any | RFF | 1985 | CZ04 | cDXGF | Cap-Tons | 24.9 | 4000 | None | 66 | 0.0888 | 0 | 66 | 0.0888 | 0 | 66 | 0.0888 | 0 | 66 | 0.0888 | 0 | DEER:HVAC_Split-Package_AC | Annual | 1719 | 66 | 0.0888 | 0 | 66 | 0.0888 | 0 | NE-HVAC-airAC-SpltPkg-240to759kBtuh-10p8eer_MZDEER2017AnyRFF1985CZ04cPVVG | #N/A | NE-HVAC-airAC-SpltPkg-240to759kBtuh-10p8eer_SZDEER2017AnyRFF1985CZ04cDXGF | 33140 |  | #N/A | #N/A | #N/A | 66 | 0.0888 | 0 | #N/A | #N/A | #N/A | 66 | 0.0888 | 0 | #N/A | #N/A | 24.9 | 4000
NE-HVAC-airAC-SpltPkg-240to759kBtuh-10p8eer | DEER2017 | D17 v2 |  | Any | RFF | 1985 | CZ05 | cDXGF | Cap-Tons | 17.3 | 4000 | None | 33.2 | 0.0496 | 0 | 33.2 | 0.0496 | 0 | 33.2 | 0.0496 | 0 | 33.2 | 0.0496 | 0 | DEER:HVAC_Split-Package_AC | Annual | 1719 | 33.2 | 0.0496 | 0 | 33.2 | 0.0496 | 0 | NE-HVAC-airAC-SpltPkg-240to759kBtuh-10p8eer_MZDEER2017AnyRFF1985CZ05cPVVG | #N/A | NE-HVAC-airAC-SpltPkg-240to759kBtuh-10p8eer_SZDEER2017AnyRFF1985CZ05cDXGF | 33141 |  | #N/A | #N/A | #N/A | 33.2 | 0.0496 | 0 | #N/A | #N/A | #N/A | 33.2 | 0.0496 | 0 | #N/A | #N/A | 17.3 | 4000
NE-HVAC-airAC-SpltPkg-240to759kBtuh-10p8eer | DEER2017 | D17 v2 |  | Any | RFF | 1985 | CZ06 | cDXGF | Cap-Tons | 25.7 | 4000 | None | 56.7 | 0.0586 | 0 | 56.7 | 0.0586 | 0 | 56.7 | 0.0586 | 0 | 56.7 | 0.0586 | 0 | DEER:HVAC_Split-Package_AC | Annual | 1719 | 56.7 | 0.0586 | 0 | 56.7 | 0.0586 | 0 | NE-HVAC-airAC-SpltPkg-240to759kBtuh-10p8eer_MZDEER2017AnyRFF1985CZ06cPVVG | #N/A | NE-HVAC-airAC-SpltPkg-240to759kBtuh-10p8eer_SZDEER2017AnyRFF1985CZ06cDXGF | 33142 |  | #N/A | #N/A | #N/A | 56.7 | 0.0586 | 0 | #N/A | #N/A | #N/A | 56.7 | 0.0586 | 0 | #N/A | #N/A | 25.7 | 4000
NE-HVAC-airAC-SpltPkg-240to759kBtuh-10p8eer | DEER2017 | D17 v2 |  | Any | RFF | 1985 | CZ07 | cDXGF | Cap-Tons | 20.9 | 4000 | None | 59.1 | 0.0672 | 0 | 59.1 | 0.0672 | 0 | 59.1 | 0.0672 | 0 | 59.1 | 0.0672 | 0 | DEER:HVAC_Split-Package_AC | Annual | 1719 | 59.1 | 0.0672 | 0 | 59.1 | 0.0672 | 0 | NE-HVAC-airAC-SpltPkg-240to759kBtuh-10p8eer_MZDEER2017AnyRFF1985CZ07cPVVG | #N/A | NE-HVAC-airAC-SpltPkg-240to759kBtuh-10p8eer_SZDEER2017AnyRFF1985CZ07cDXGF | 33143 |  | #N/A | #N/A | #N/A | 59.1 | 0.0672 | 0 | #N/A | #N/A | #N/A | 59.1 | 0.0672 | 0 | #N/A | #N/A | 20.9 | 4000
NE-HVAC-airAC-SpltPkg-240to759kBtuh-10p8eer | DEER2017 | D17 v2 |  | Any | RFF | 1985 | CZ08 | cDXGF | Cap-Tons | 23.8 | 4000 | None | 90.1 | 0.0851 | 0 | 90.1 | 0.0851 | 0 | 90.1 | 0.0851 | 0 | 90.1 | 0.0851 | 0 | DEER:HVAC_Split-Package_AC | Annual | 1719 | 90.1 | 0.0851 | 0 | 90.1 | 0.0851 | 0 | NE-HVAC-airAC-SpltPkg-240to759kBtuh-10p8eer_MZDEER2017AnyRFF1985CZ08cPVVG | #N/A | NE-HVAC-airAC-SpltPkg-240to759kBtuh-10p8eer_SZDEER2017AnyRFF1985CZ08cDXGF | 33144 |  | #N/A | #N/A | #N/A | 90.1 | 0.0851 | 0 | #N/A | #N/A | #N/A | 90.1 | 0.0851 | 0 | #N/A | #N/A | 23.8 | 4000
NE-HVAC-airAC-SpltPkg-240to759kBtuh-10p8eer | DEER2017 | D17 v2 |  | Any | RFF | 1985 | CZ09 | cDXGF | Cap-Tons | 34.8 | 4000 | None | 75.7 | 0.0924 | 0 | 75.7 | 0.0924 | 0 | 75.7 | 0.0924 | 0 | 75.7 | 0.0924 | 0 | DEER:HVAC_Split-Package_AC | Annual | 1719 | 75.7 | 0.0924 | 0 | 75.7 | 0.0924 | 0 | NE-HVAC-airAC-SpltPkg-240to759kBtuh-10p8eer_MZDEER2017AnyRFF1985CZ09cPVVG | #N/A | NE-HVAC-airAC-SpltPkg-240to759kBtuh-10p8eer_SZDEER2017AnyRFF1985CZ09cDXGF | 33145 |  | #N/A | #N/A | #N/A | 75.7 | 0.0924 | 0 | #N/A | #N/A | #N/A | 75.7 | 0.0924 | 0 | #N/A | #N/A | 34.8 | 4000
NE-HVAC-airAC-SpltPkg-240to759kBtuh-10p8eer | DEER2017 | D17 v2 |  | Any | RFF | 1985 | CZ10 | cDXGF | Cap-Tons | 31.9 | 4000 | None | 94.3 | 0.109 | 0 | 94.3 | 0.109 | 0 | 94.3 | 0.109 | 0 | 94.3 | 0.109 | 0 | DEER:HVAC_Split-Package_AC | Annual | 1719 | 94.3 | 0.109 | 0 | 94.3 | 0.109 | 0 | NE-HVAC-airAC-SpltPkg-240to759kBtuh-10p8eer_MZDEER2017AnyRFF1985CZ10cPVVG | #N/A | NE-HVAC-airAC-SpltPkg-240to759kBtuh-10p8eer_SZDEER2017AnyRFF1985CZ10cDXGF | 33146 |  | #N/A | #N/A | #N/A | 94.3 | 0.109 | 0 | #N/A | #N/A | #N/A | 94.3 | 0.109 | 0 | #N/A | #N/A | 31.9 | 4000
NE-HVAC-airAC-SpltPkg-240to759kBtuh-10p8eer | DEER2017 | D17 v2 |  | Any | RFF | 1985 | CZ11 | cDXGF | Cap-Tons | 33.3 | 4000 | None | 105 | 0.0871 | 0 | 105 | 0.0871 | 0 | 105 | 0.0871 | 0 | 105 | 0.0871 | 0 | DEER:HVAC_Split-Package_AC | Annual | 1719 | 105 | 0.0871 | 0 | 105 | 0.0871 | 0 | NE-HVAC-airAC-SpltPkg-240to759kBtuh-10p8eer_MZDEER2017AnyRFF1985CZ11cPVVG | #N/A | NE-HVAC-airAC-SpltPkg-240to759kBtuh-10p8eer_SZDEER2017AnyRFF1985CZ11cDXGF | 33147 |  | #N/A | #N/A | #N/A | 105 | 0.0871 | 0 | #N/A | #N/A | #N/A | 105 | 0.0871 | 0 | #N/A | #N/A | 33.3 | 4000
NE-HVAC-airAC-SpltPkg-240to759kBtuh-10p8eer | DEER2017 | D17 v2 |  | Any | RFF | 1985 | CZ12 | cDXGF | Cap-Tons | 33.3 | 4000 | None | 76 | 0.0825 | 0 | 76 | 0.0825 | 0 | 76 | 0.0825 | 0 | 76 | 0.0825 | 0 | DEER:HVAC_Split-Package_AC | Annual | 1719 | 76 | 0.0825 | 0 | 76 | 0.0825 | 0 | NE-HVAC-airAC-SpltPkg-240to759kBtuh-10p8eer_MZDEER2017AnyRFF1985CZ12cPVVG | #N/A | NE-HVAC-airAC-SpltPkg-240to759kBtuh-10p8eer_SZDEER2017AnyRFF1985CZ12cDXGF | 33148 |  | #N/A | #N/A | #N/A | 76 | 0.0825 | 0 | #N/A | #N/A | #N/A | 76 | 0.0825 | 0 | #N/A | #N/A | 33.3 | 4000
NE-HVAC-airAC-SpltPkg-240to759kBtuh-10p8eer | DEER2017 | D17 v2 |  | Any | RFF | 1985 | CZ13 | cDXGF | Cap-Tons | 32.8 | 4000 | None | 113 | 0.0883 | 0 | 113 | 0.0883 | 0 | 113 | 0.0883 | 0 | 113 | 0.0883 | 0 | DEER:HVAC_Split-Package_AC | Annual | 1719 | 113 | 0.0883 | 0 | 113 | 0.0883 | 0 | NE-HVAC-airAC-SpltPkg-240to759kBtuh-10p8eer_MZDEER2017AnyRFF1985CZ13cPVVG | #N/A | NE-HVAC-airAC-SpltPkg-240to759kBtuh-10p8eer_SZDEER2017AnyRFF1985CZ13cDXGF | 33149 |  | #N/A | #N/A | #N/A | 113 | 0.0883 | 0 | #N/A | #N/A | #N/A | 113 | 0.0883 | 0 | #N/A | #N/A | 32.8 | 4000
NE-HVAC-airAC-SpltPkg-240to759kBtuh-10p8eer | DEER2017 | D17 v2 |  | Any | RFF | 1985 | CZ14 | cDXGF | Cap-Tons | 35.6 | 4000 | None | 97.5 | 0.0787 | 0 | 97.5 | 0.0787 | 0 | 97.5 | 0.0787 | 0 | 97.5 | 0.0787 | 0 | DEER:HVAC_Split-Package_AC | Annual | 1719 | 97.5 | 0.0787 | 0 | 97.5 | 0.0787 | 0 | NE-HVAC-airAC-SpltPkg-240to759kBtuh-10p8eer_MZDEER2017AnyRFF1985CZ14cPVVG | #N/A | NE-HVAC-airAC-SpltPkg-240to759kBtuh-10p8eer_SZDEER2017AnyRFF1985CZ14cDXGF | 33150 |  | #N/A | #N/A | #N/A | 97.5 | 0.0787 | 0 | #N/A | #N/A | #N/A | 97.5 | 0.0787 | 0 | #N/A | #N/A | 35.6 | 4000
NE-HVAC-airAC-SpltPkg-240to759kBtuh-10p8eer | DEER2017 | D17 v2 |  | Any | RFF | 1985 | CZ15 | cDXGF | Cap-Tons | 35.8 | 4000 | None | 213 | 0.107 | 0 | 213 | 0.107 | 0 | 213 | 0.107 | 0 | 213 | 0.107 | 0 | DEER:HVAC_Split-Package_AC | Annual | 1719 | 213 | 0.107 | 0 | 213 | 0.107 | 0 | NE-HVAC-airAC-SpltPkg-240to759kBtuh-10p8eer_MZDEER2017AnyRFF1985CZ15cPVVG | #N/A | NE-HVAC-airAC-SpltPkg-240to759kBtuh-10p8eer_SZDEER2017AnyRFF1985CZ15cDXGF | 33151 |  | #N/A | #N/A | #N/A | 213 | 0.107 | 0 | #N/A | #N/A | #N/A | 213 | 0.107 | 0 | #N/A | #N/A | 35.8 | 4000
NE-HVAC-airAC-SpltPkg-240to759kBtuh-10p8eer | DEER2017 | D17 v2 |  | Any | RFF | 1985 | CZ16 | cDXGF | Cap-Tons | 20.9 | 4000 | None | 47.7 | 0.0608 | 0 | 47.7 | 0.0608 | 0 | 47.7 | 0.0608 | 0 | 47.7 | 0.0608 | 0 | DEER:HVAC_Split-Package_AC | Annual | 1719 | 47.7 | 0.0608 | 0 | 47.7 | 0.0608 | 0 | NE-HVAC-airAC-SpltPkg-240to759kBtuh-10p8eer_MZDEER2017AnyRFF1985CZ16cPVVG | #N/A | NE-HVAC-airAC-SpltPkg-240to759kBtuh-10p8eer_SZDEER2017AnyRFF1985CZ16cDXGF | 33152 |  | #N/A | #N/A | #N/A | 47.7 | 0.0608 | 0 | #N/A | #N/A | #N/A | 47.7 | 0.0608 | 0 | #N/A | #N/A | 20.9 | 4000
NE-HVAC-airAC-SpltPkg-240to759kBtuh-10p8eer | DEER2017 | D17 v2 |  | Any | RFF | 1996 | CZ01 | cDXGF | Cap-Tons | 12 | 4000 | None | 6.01 | 0.0206 | 0 | 6.01 | 0.0206 | 0 | 6.01 | 0.0206 | 0 | 6.01 | 0.0206 | 0 | DEER:HVAC_Split-Package_AC | Annual | 1719 | 6.01 | 0.0206 | 0 | 6.01 | 0.0206 | 0 | NE-HVAC-airAC-SpltPkg-240to759kBtuh-10p8eer_MZDEER2017AnyRFF1996CZ01cPVVG | #N/A | NE-HVAC-airAC-SpltPkg-240to759kBtuh-10p8eer_SZDEER2017AnyRFF1996CZ01cDXGF | 54497 |  | #N/A | #N/A | #N/A | 6.01 | 0.0206 | 0 | #N/A | #N/A | #N/A | 6.01 | 0.0206 | 0 | #N/A | #N/A | 12 | 4000
NE-HVAC-airAC-SpltPkg-240to759kBtuh-10p8eer | DEER2017 | D17 v2 |  | Any | RFF | 1996 | CZ02 | cDXGF | Cap-Tons | 23.1 | 4000 | None | 55.4 | 0.0956 | 0 | 55.4 | 0.0956 | 0 | 55.4 | 0.0956 | 0 | 55.4 | 0.0956 | 0 | DEER:HVAC_Split-Package_AC | Annual | 1719 | 55.4 | 0.0956 | 0 | 55.4 | 0.0956 | 0 | NE-HVAC-airAC-SpltPkg-240to759kBtuh-10p8eer_MZDEER2017AnyRFF1996CZ02cPVVG | #N/A | NE-HVAC-airAC-SpltPkg-240to759kBtuh-10p8eer_SZDEER2017AnyRFF1996CZ02cDXGF | 54498 |  | #N/A | #N/A | #N/A | 55.4 | 0.0956 | 0 | #N/A | #N/A | #N/A | 55.4 | 0.0956 | 0 | #N/A | #N/A | 23.1 | 4000
NE-HVAC-airAC-SpltPkg-240to759kBtuh-10p8eer | DEER2017 | D17 v2 |  | Any | RFF | 1996 | CZ03 | cDXGF | Cap-Tons | 17.7 | 4000 | None | 25.6 | 0.0611 | 0 | 25.6 | 0.0611 | 0 | 25.6 | 0.0611 | 0 | 25.6 | 0.0611 | 0 | DEER:HVAC_Split-Package_AC | Annual | 1719 | 25.6 | 0.0611 | 0 | 25.6 | 0.0611 | 0 | NE-HVAC-airAC-SpltPkg-240to759kBtuh-10p8eer_MZDEER2017AnyRFF1996CZ03cPVVG | #N/A | NE-HVAC-airAC-SpltPkg-240to759kBtuh-10p8eer_SZDEER2017AnyRFF1996CZ03cDXGF | 54499 |  | #N/A | #N/A | #N/A | 25.6 | 0.0611 | 0 | #N/A | #N/A | #N/A | 25.6 | 0.0611 | 0 | #N/A | #N/A | 17.7 | 4000
NE-HVAC-airAC-SpltPkg-240to759kBtuh-10p8eer | DEER2017 | D17 v2 |  | Any | RFF | 1996 | CZ04 | cDXGF | Cap-Tons | 21.9 | 4000 | None | 65.2 | 0.0897 | 0 | 65.2 | 0.0897 | 0 | 65.2 | 0.0897 | 0 | 65.2 | 0.0897 | 0 | DEER:HVAC_Split-Package_AC | Annual | 1719 | 65.2 | 0.0897 | 0 | 65.2 | 0.0897 | 0 | NE-HVAC-airAC-SpltPkg-240to759kBtuh-10p8eer_MZDEER2017AnyRFF1996CZ04cPVVG | #N/A | NE-HVAC-airAC-SpltPkg-240to759kBtuh-10p8eer_SZDEER2017AnyRFF1996CZ04cDXGF | 54500 |  | #N/A | #N/A | #N/A | 65.2 | 0.0897 | 0 | #N/A | #N/A | #N/A | 65.2 | 0.0897 | 0 | #N/A | #N/A | 21.9 | 4000
NE-HVAC-airAC-SpltPkg-240to759kBtuh-10p8eer | DEER2017 | D17 v2 |  | Any | RFF | 1996 | CZ05 | cDXGF | Cap-Tons | 14.7 | 4000 | None | 32.4 | 0.0494 | 0 | 32.4 | 0.0494 | 0 | 32.4 | 0.0494 | 0 | 32.4 | 0.0494 | 0 | DEER:HVAC_Split-Package_AC | Annual | 1719 | 32.4 | 0.0494 | 0 | 32.4 | 0.0494 | 0 | NE-HVAC-airAC-SpltPkg-240to759kBtuh-10p8eer_MZDEER2017AnyRFF1996CZ05cPVVG | #N/A | NE-HVAC-airAC-SpltPkg-240to759kBtuh-10p8eer_SZDEER2017AnyRFF1996CZ05cDXGF | 54501 |  | #N/A | #N/A | #N/A | 32.4 | 0.0494 | 0 | #N/A | #N/A | #N/A | 32.4 | 0.0494 | 0 | #N/A | #N/A | 14.7 | 4000
NE-HVAC-airAC-SpltPkg-240to759kBtuh-10p8eer | DEER2017 | D17 v2 |  | Any | RFF | 1996 | CZ06 | cDXGF | Cap-Tons | 22.7 | 4000 | None | 55.2 | 0.0593 | 0 | 55.2 | 0.0593 | 0 | 55.2 | 0.0593 | 0 | 55.2 | 0.0593 | 0 | DEER:HVAC_Split-Package_AC | Annual | 1719 | 55.2 | 0.0593 | 0 | 55.2 | 0.0593 | 0 | NE-HVAC-airAC-SpltPkg-240to759kBtuh-10p8eer_MZDEER2017AnyRFF1996CZ06cPVVG | #N/A | NE-HVAC-airAC-SpltPkg-240to759kBtuh-10p8eer_SZDEER2017AnyRFF1996CZ06cDXGF | 54502 |  | #N/A | #N/A | #N/A | 55.2 | 0.0593 | 0 | #N/A | #N/A | #N/A | 55.2 | 0.0593 | 0 | #N/A | #N/A | 22.7 | 4000
NE-HVAC-airAC-SpltPkg-240to759kBtuh-10p8eer | DEER2017 | D17 v2 |  | Any | RFF | 1996 | CZ07 | cDXGF | Cap-Tons | 18.1 | 4000 | None | 58.8 | 0.0683 | 0 | 58.8 | 0.0683 | 0 | 58.8 | 0.0683 | 0 | 58.8 | 0.0683 | 0 | DEER:HVAC_Split-Package_AC | Annual | 1719 | 58.8 | 0.0683 | 0 | 58.8 | 0.0683 | 0 | NE-HVAC-airAC-SpltPkg-240to759kBtuh-10p8eer_MZDEER2017AnyRFF1996CZ07cPVVG | #N/A | NE-HVAC-airAC-SpltPkg-240to759kBtuh-10p8eer_SZDEER2017AnyRFF1996CZ07cDXGF | 54503 |  | #N/A | #N/A | #N/A | 58.8 | 0.0683 | 0 | #N/A | #N/A | #N/A | 58.8 | 0.0683 | 0 | #N/A | #N/A | 18.1 | 4000
NE-HVAC-airAC-SpltPkg-240to759kBtuh-10p8eer | DEER2017 | D17 v2 |  | Any | RFF | 1996 | CZ08 | cDXGF | Cap-Tons | 21 | 4000 | None | 89.1 | 0.0854 | 0 | 89.1 | 0.0854 | 0 | 89.1 | 0.0854 | 0 | 89.1 | 0.0854 | 0 | DEER:HVAC_Split-Package_AC | Annual | 1719 | 89.1 | 0.0854 | 0 | 89.1 | 0.0854 | 0 | NE-HVAC-airAC-SpltPkg-240to759kBtuh-10p8eer_MZDEER2017AnyRFF1996CZ08cPVVG | #N/A | NE-HVAC-airAC-SpltPkg-240to759kBtuh-10p8eer_SZDEER2017AnyRFF1996CZ08cDXGF | 54504 |  | #N/A | #N/A | #N/A | 89.1 | 0.0854 | 0 | #N/A | #N/A | #N/A | 89.1 | 0.0854 | 0 | #N/A | #N/A | 21 | 4000
NE-HVAC-airAC-SpltPkg-240to759kBtuh-10p8eer | DEER2017 | D17 v2 |  | Any | RFF | 1996 | CZ09 | cDXGF | Cap-Tons | 31.4 | 4000 | None | 74.9 | 0.0937 | 0 | 74.9 | 0.0937 | 0 | 74.9 | 0.0937 | 0 | 74.9 | 0.0937 | 0 | DEER:HVAC_Split-Package_AC | Annual | 1719 | 74.9 | 0.0937 | 0 | 74.9 | 0.0937 | 0 | NE-HVAC-airAC-SpltPkg-240to759kBtuh-10p8eer_MZDEER2017AnyRFF1996CZ09cPVVG | #N/A | NE-HVAC-airAC-SpltPkg-240to759kBtuh-10p8eer_SZDEER2017AnyRFF1996CZ09cDXGF | 54505 |  | #N/A | #N/A | #N/A | 74.9 | 0.0937 | 0 | #N/A | #N/A | #N/A | 74.9 | 0.0937 | 0 | #N/A | #N/A | 31.4 | 4000
NE-HVAC-airAC-SpltPkg-240to759kBtuh-10p8eer | DEER2017 | D17 v2 |  | Any | RFF | 1996 | CZ10 | cDXGF | Cap-Tons | 28.7 | 4000 | None | 94.5 | 0.111 | 0 | 94.5 | 0.111 | 0 | 94.5 | 0.111 | 0 | 94.5 | 0.111 | 0 | DEER:HVAC_Split-Package_AC | Annual | 1719 | 94.5 | 0.111 | 0 | 94.5 | 0.111 | 0 | NE-HVAC-airAC-SpltPkg-240to759kBtuh-10p8eer_MZDEER2017AnyRFF1996CZ10cPVVG | #N/A | NE-HVAC-airAC-SpltPkg-240to759kBtuh-10p8eer_SZDEER2017AnyRFF1996CZ10cDXGF | 54506 |  | #N/A | #N/A | #N/A | 94.5 | 0.111 | 0 | #N/A | #N/A | #N/A | 94.5 | 0.111 | 0 | #N/A | #N/A | 28.7 | 4000
NE-HVAC-airAC-SpltPkg-240to759kBtuh-10p8eer | DEER2017 | D17 v2 |  | Any | RFF | 1996 | CZ11 | cDXGF | Cap-Tons | 28.6 | 4000 | None | 107 | 0.0904 | 0 | 107 | 0.0904 | 0 | 107 | 0.0904 | 0 | 107 | 0.0904 | 0 | DEER:HVAC_Split-Package_AC | Annual | 1719 | 107 | 0.0904 | 0 | 107 | 0.0904 | 0 | NE-HVAC-airAC-SpltPkg-240to759kBtuh-10p8eer_MZDEER2017AnyRFF1996CZ11cPVVG | #N/A | NE-HVAC-airAC-SpltPkg-240to759kBtuh-10p8eer_SZDEER2017AnyRFF1996CZ11cDXGF | 54507 |  | #N/A | #N/A | #N/A | 107 | 0.0904 | 0 | #N/A | #N/A | #N/A | 107 | 0.0904 | 0 | #N/A | #N/A | 28.6 | 4000
NE-HVAC-airAC-SpltPkg-240to759kBtuh-10p8eer | DEER2017 | D17 v2 |  | Any | RFF | 1996 | CZ12 | cDXGF | Cap-Tons | 28.8 | 4000 | None | 75 | 0.085 | 0 | 75 | 0.085 | 0 | 75 | 0.085 | 0 | 75 | 0.085 | 0 | DEER:HVAC_Split-Package_AC | Annual | 1719 | 75 | 0.085 | 0 | 75 | 0.085 | 0 | NE-HVAC-airAC-SpltPkg-240to759kBtuh-10p8eer_MZDEER2017AnyRFF1996CZ12cPVVG | #N/A | NE-HVAC-airAC-SpltPkg-240to759kBtuh-10p8eer_SZDEER2017AnyRFF1996CZ12cDXGF | 54508 |  | #N/A | #N/A | #N/A | 75 | 0.085 | 0 | #N/A | #N/A | #N/A | 75 | 0.085 | 0 | #N/A | #N/A | 28.8 | 4000
NE-HVAC-airAC-SpltPkg-240to759kBtuh-10p8eer | DEER2017 | D17 v2 |  | Any | RFF | 1996 | CZ13 | cDXGF | Cap-Tons | 28.2 | 4000 | None | 115 | 0.0916 | 0 | 115 | 0.0916 | 0 | 115 | 0.0916 | 0 | 115 | 0.0916 | 0 | DEER:HVAC_Split-Package_AC | Annual | 1719 | 115 | 0.0916 | 0 | 115 | 0.0916 | 0 | NE-HVAC-airAC-SpltPkg-240to759kBtuh-10p8eer_MZDEER2017AnyRFF1996CZ13cPVVG | #N/A | NE-HVAC-airAC-SpltPkg-240to759kBtuh-10p8eer_SZDEER2017AnyRFF1996CZ13cDXGF | 54509 |  | #N/A | #N/A | #N/A | 115 | 0.0916 | 0 | #N/A | #N/A | #N/A | 115 | 0.0916 | 0 | #N/A | #N/A | 28.2 | 4000
NE-HVAC-airAC-SpltPkg-240to759kBtuh-10p8eer | DEER2017 | D17 v2 |  | Any | RFF | 1996 | CZ14 | cDXGF | Cap-Tons | 31.2 | 4000 | None | 98.2 | 0.0805 | 0 | 98.2 | 0.0805 | 0 | 98.2 | 0.0805 | 0 | 98.2 | 0.0805 | 0 | DEER:HVAC_Split-Package_AC | Annual | 1719 | 98.2 | 0.0805 | 0 | 98.2 | 0.0805 | 0 | NE-HVAC-airAC-SpltPkg-240to759kBtuh-10p8eer_MZDEER2017AnyRFF1996CZ14cPVVG | #N/A | NE-HVAC-airAC-SpltPkg-240to759kBtuh-10p8eer_SZDEER2017AnyRFF1996CZ14cDXGF | 54510 |  | #N/A | #N/A | #N/A | 98.2 | 0.0805 | 0 | #N/A | #N/A | #N/A | 98.2 | 0.0805 | 0 | #N/A | #N/A | 31.2 | 4000
NE-HVAC-airAC-SpltPkg-240to759kBtuh-10p8eer | DEER2017 | D17 v2 |  | Any | RFF | 1996 | CZ15 | cDXGF | Cap-Tons | 33.1 | 4000 | None | 208 | 0.105 | 0 | 208 | 0.105 | 0 | 208 | 0.105 | 0 | 208 | 0.105 | 0 | DEER:HVAC_Split-Package_AC | Annual | 1719 | 208 | 0.105 | 0 | 208 | 0.105 | 0 | NE-HVAC-airAC-SpltPkg-240to759kBtuh-10p8eer_MZDEER2017AnyRFF1996CZ15cPVVG | #N/A | NE-HVAC-airAC-SpltPkg-240to759kBtuh-10p8eer_SZDEER2017AnyRFF1996CZ15cDXGF | 54511 |  | #N/A | #N/A | #N/A | 208 | 0.105 | 0 | #N/A | #N/A | #N/A | 208 | 0.105 | 0 | #N/A | #N/A | 33.1 | 4000
NE-HVAC-airAC-SpltPkg-240to759kBtuh-10p8eer | DEER2017 | D17 v2 |  | Any | RFF | 1996 | CZ16 | cDXGF | Cap-Tons | 17.4 | 4000 | None | 46.8 | 0.0613 | 0 | 46.8 | 0.0613 | 0 | 46.8 | 0.0613 | 0 | 46.8 | 0.0613 | 0 | DEER:HVAC_Split-Package_AC | Annual | 1719 | 46.8 | 0.0613 | 0 | 46.8 | 0.0613 | 0 | NE-HVAC-airAC-SpltPkg-240to759kBtuh-10p8eer_MZDEER2017AnyRFF1996CZ16cPVVG | #N/A | NE-HVAC-airAC-SpltPkg-240to759kBtuh-10p8eer_SZDEER2017AnyRFF1996CZ16cDXGF | 54512 |  | #N/A | #N/A | #N/A | 46.8 | 0.0613 | 0 | #N/A | #N/A | #N/A | 46.8 | 0.0613 | 0 | #N/A | #N/A | 17.4 | 4000
NE-HVAC-airAC-SpltPkg-240to759kBtuh-10p8eer | DEER2017 | D17 v2 |  | Any | RFF | 2003 | CZ01 | cDXGF | Cap-Tons | 12.1 | 4000 | None | 7.08 | 0.0215 | 0 | 7.08 | 0.0215 | 0 | 7.08 | 0.0215 | 0 | 7.08 | 0.0215 | 0 | DEER:HVAC_Split-Package_AC | Annual | 1719 | 7.08 | 0.0215 | 0 | 7.08 | 0.0215 | 0 | NE-HVAC-airAC-SpltPkg-240to759kBtuh-10p8eer_MZDEER2017AnyRFF2003CZ01cPVVG | #N/A | NE-HVAC-airAC-SpltPkg-240to759kBtuh-10p8eer_SZDEER2017AnyRFF2003CZ01cDXGF | 75857 |  | #N/A | #N/A | #N/A | 7.08 | 0.0215 | 0 | #N/A | #N/A | #N/A | 7.08 | 0.0215 | 0 | #N/A | #N/A | 12.1 | 4000
NE-HVAC-airAC-SpltPkg-240to759kBtuh-10p8eer | DEER2017 | D17 v2 |  | Any | RFF | 2003 | CZ02 | cDXGF | Cap-Tons | 21.3 | 4000 | None | 56.7 | 0.0941 | 0 | 56.7 | 0.0941 | 0 | 56.7 | 0.0941 | 0 | 56.7 | 0.0941 | 0 | DEER:HVAC_Split-Package_AC | Annual | 1719 | 56.7 | 0.0941 | 0 | 56.7 | 0.0941 | 0 | NE-HVAC-airAC-SpltPkg-240to759kBtuh-10p8eer_MZDEER2017AnyRFF2003CZ02cPVVG | #N/A | NE-HVAC-airAC-SpltPkg-240to759kBtuh-10p8eer_SZDEER2017AnyRFF2003CZ02cDXGF | 75858 |  | #N/A | #N/A | #N/A | 56.7 | 0.0941 | 0 | #N/A | #N/A | #N/A | 56.7 | 0.0941 | 0 | #N/A | #N/A | 21.3 | 4000
NE-HVAC-airAC-SpltPkg-240to759kBtuh-10p8eer | DEER2017 | D17 v2 |  | Any | RFF | 2003 | CZ03 | cDXGF | Cap-Tons | 16.5 | 4000 | None | 30.4 | 0.0649 | 0 | 30.4 | 0.0649 | 0 | 30.4 | 0.0649 | 0 | 30.4 | 0.0649 | 0 | DEER:HVAC_Split-Package_AC | Annual | 1719 | 30.4 | 0.0649 | 0 | 30.4 | 0.0649 | 0 | NE-HVAC-airAC-SpltPkg-240to759kBtuh-10p8eer_MZDEER2017AnyRFF2003CZ03cPVVG | #N/A | NE-HVAC-airAC-SpltPkg-240to759kBtuh-10p8eer_SZDEER2017AnyRFF2003CZ03cDXGF | 75859 |  | #N/A | #N/A | #N/A | 30.4 | 0.0649 | 0 | #N/A | #N/A | #N/A | 30.4 | 0.0649 | 0 | #N/A | #N/A | 16.5 | 4000
NE-HVAC-airAC-SpltPkg-240to759kBtuh-10p8eer | DEER2017 | D17 v2 |  | Any | RFF | 2003 | CZ04 | cDXGF | Cap-Tons | 21.6 | 4000 | None | 66.2 | 0.0887 | 0 | 66.2 | 0.0887 | 0 | 66.2 | 0.0887 | 0 | 66.2 | 0.0887 | 0 | DEER:HVAC_Split-Package_AC | Annual | 1719 | 66.2 | 0.0887 | 0 | 66.2 | 0.0887 | 0 | NE-HVAC-airAC-SpltPkg-240to759kBtuh-10p8eer_MZDEER2017AnyRFF2003CZ04cPVVG | #N/A | NE-HVAC-airAC-SpltPkg-240to759kBtuh-10p8eer_SZDEER2017AnyRFF2003CZ04cDXGF | 75860 |  | #N/A | #N/A | #N/A | 66.2 | 0.0887 | 0 | #N/A | #N/A | #N/A | 66.2 | 0.0887 | 0 | #N/A | #N/A | 21.6 | 4000
NE-HVAC-airAC-SpltPkg-240to759kBtuh-10p8eer | DEER2017 | D17 v2 |  | Any | RFF | 2003 | CZ05 | cDXGF | Cap-Tons | 14.7 | 4000 | None | 34.5 | 0.0489 | 0 | 34.5 | 0.0489 | 0 | 34.5 | 0.0489 | 0 | 34.5 | 0.0489 | 0 | DEER:HVAC_Split-Package_AC | Annual | 1719 | 34.5 | 0.0489 | 0 | 34.5 | 0.0489 | 0 | NE-HVAC-airAC-SpltPkg-240to759kBtuh-10p8eer_MZDEER2017AnyRFF2003CZ05cPVVG | #N/A | NE-HVAC-airAC-SpltPkg-240to759kBtuh-10p8eer_SZDEER2017AnyRFF2003CZ05cDXGF | 75861 |  | #N/A | #N/A | #N/A | 34.5 | 0.0489 | 0 | #N/A | #N/A | #N/A | 34.5 | 0.0489 | 0 | #N/A | #N/A | 14.7 | 4000
NE-HVAC-airAC-SpltPkg-240to759kBtuh-10p8eer | DEER2017 | D17 v2 |  | Any | RFF | 2003 | CZ06 | cDXGF | Cap-Tons | 22.3 | 4000 | None | 57.3 | 0.0604 | 0 | 57.3 | 0.0604 | 0 | 57.3 | 0.0604 | 0 | 57.3 | 0.0604 | 0 | DEER:HVAC_Split-Package_AC | Annual | 1719 | 57.3 | 0.0604 | 0 | 57.3 | 0.0604 | 0 | NE-HVAC-airAC-SpltPkg-240to759kBtuh-10p8eer_MZDEER2017AnyRFF2003CZ06cPVVG | #N/A | NE-HVAC-airAC-SpltPkg-240to759kBtuh-10p8eer_SZDEER2017AnyRFF2003CZ06cDXGF | 75862 |  | #N/A | #N/A | #N/A | 57.3 | 0.0604 | 0 | #N/A | #N/A | #N/A | 57.3 | 0.0604 | 0 | #N/A | #N/A | 22.3 | 4000
NE-HVAC-airAC-SpltPkg-240to759kBtuh-10p8eer | DEER2017 | D17 v2 |  | Any | RFF | 2003 | CZ07 | cDXGF | Cap-Tons | 17.9 | 4000 | None | 61.5 | 0.0684 | 0 | 61.5 | 0.0684 | 0 | 61.5 | 0.0684 | 0 | 61.5 | 0.0684 | 0 | DEER:HVAC_Split-Package_AC | Annual | 1719 | 61.5 | 0.0684 | 0 | 61.5 | 0.0684 | 0 | NE-HVAC-airAC-SpltPkg-240to759kBtuh-10p8eer_MZDEER2017AnyRFF2003CZ07cPVVG | #N/A | NE-HVAC-airAC-SpltPkg-240to759kBtuh-10p8eer_SZDEER2017AnyRFF2003CZ07cDXGF | 75863 |  | #N/A | #N/A | #N/A | 61.5 | 0.0684 | 0 | #N/A | #N/A | #N/A | 61.5 | 0.0684 | 0 | #N/A | #N/A | 17.9 | 4000
NE-HVAC-airAC-SpltPkg-240to759kBtuh-10p8eer | DEER2017 | D17 v2 |  | Any | RFF | 2003 | CZ08 | cDXGF | Cap-Tons | 22.3 | 4000 | None | 84.3 | 0.0795 | 0 | 84.3 | 0.0795 | 0 | 84.3 | 0.0795 | 0 | 84.3 | 0.0795 | 0 | DEER:HVAC_Split-Package_AC | Annual | 1719 | 84.3 | 0.0795 | 0 | 84.3 | 0.0795 | 0 | NE-HVAC-airAC-SpltPkg-240to759kBtuh-10p8eer_MZDEER2017AnyRFF2003CZ08cPVVG | #N/A | NE-HVAC-airAC-SpltPkg-240to759kBtuh-10p8eer_SZDEER2017AnyRFF2003CZ08cDXGF | 75864 |  | #N/A | #N/A | #N/A | 84.3 | 0.0795 | 0 | #N/A | #N/A | #N/A | 84.3 | 0.0795 | 0 | #N/A | #N/A | 22.3 | 4000
NE-HVAC-airAC-SpltPkg-240to759kBtuh-10p8eer | DEER2017 | D17 v2 |  | Any | RFF | 2003 | CZ09 | cDXGF | Cap-Tons | 30.7 | 4000 | None | 76.4 | 0.0935 | 0 | 76.4 | 0.0935 | 0 | 76.4 | 0.0935 | 0 | 76.4 | 0.0935 | 0 | DEER:HVAC_Split-Package_AC | Annual | 1719 | 76.4 | 0.0935 | 0 | 76.4 | 0.0935 | 0 | NE-HVAC-airAC-SpltPkg-240to759kBtuh-10p8eer_MZDEER2017AnyRFF2003CZ09cPVVG | #N/A | NE-HVAC-airAC-SpltPkg-240to759kBtuh-10p8eer_SZDEER2017AnyRFF2003CZ09cDXGF | 75865 |  | #N/A | #N/A | #N/A | 76.4 | 0.0935 | 0 | #N/A | #N/A | #N/A | 76.4 | 0.0935 | 0 | #N/A | #N/A | 30.7 | 4000
NE-HVAC-airAC-SpltPkg-240to759kBtuh-10p8eer | DEER2017 | D17 v2 |  | Any | RFF | 2003 | CZ10 | cDXGF | Cap-Tons | 24.2 | 4000 | None | 105 | 0.115 | 0 | 105 | 0.115 | 0 | 105 | 0.115 | 0 | 105 | 0.115 | 0 | DEER:HVAC_Split-Package_AC | Annual | 1719 | 105 | 0.115 | 0 | 105 | 0.115 | 0 | NE-HVAC-airAC-SpltPkg-240to759kBtuh-10p8eer_MZDEER2017AnyRFF2003CZ10cPVVG | #N/A | NE-HVAC-airAC-SpltPkg-240to759kBtuh-10p8eer_SZDEER2017AnyRFF2003CZ10cDXGF | 75866 |  | #N/A | #N/A | #N/A | 105 | 0.115 | 0 | #N/A | #N/A | #N/A | 105 | 0.115 | 0 | #N/A | #N/A | 24.2 | 4000
NE-HVAC-airAC-SpltPkg-240to759kBtuh-10p8eer | DEER2017 | D17 v2 |  | Any | RFF | 2003 | CZ11 | cDXGF | Cap-Tons | 27.1 | 4000 | None | 110 | 0.0903 | 0 | 110 | 0.0903 | 0 | 110 | 0.0903 | 0 | 110 | 0.0903 | 0 | DEER:HVAC_Split-Package_AC | Annual | 1719 | 110 | 0.0903 | 0 | 110 | 0.0903 | 0 | NE-HVAC-airAC-SpltPkg-240to759kBtuh-10p8eer_MZDEER2017AnyRFF2003CZ11cPVVG | #N/A | NE-HVAC-airAC-SpltPkg-240to759kBtuh-10p8eer_SZDEER2017AnyRFF2003CZ11cDXGF | 75867 |  | #N/A | #N/A | #N/A | 110 | 0.0903 | 0 | #N/A | #N/A | #N/A | 110 | 0.0903 | 0 | #N/A | #N/A | 27.1 | 4000
NE-HVAC-airAC-SpltPkg-240to759kBtuh-10p8eer | DEER2017 | D17 v2 |  | Any | RFF | 2003 | CZ12 | cDXGF | Cap-Tons | 27.7 | 4000 | None | 77.4 | 0.0844 | 0 | 77.4 | 0.0844 | 0 | 77.4 | 0.0844 | 0 | 77.4 | 0.0844 | 0 | DEER:HVAC_Split-Package_AC | Annual | 1719 | 77.4 | 0.0844 | 0 | 77.4 | 0.0844 | 0 | NE-HVAC-airAC-SpltPkg-240to759kBtuh-10p8eer_MZDEER2017AnyRFF2003CZ12cPVVG | #N/A | NE-HVAC-airAC-SpltPkg-240to759kBtuh-10p8eer_SZDEER2017AnyRFF2003CZ12cDXGF | 75868 |  | #N/A | #N/A | #N/A | 77.4 | 0.0844 | 0 | #N/A | #N/A | #N/A | 77.4 | 0.0844 | 0 | #N/A | #N/A | 27.7 | 4000
NE-HVAC-airAC-SpltPkg-240to759kBtuh-10p8eer | DEER2017 | D17 v2 |  | Any | RFF | 2003 | CZ13 | cDXGF | Cap-Tons | 27.3 | 4000 | None | 116 | 0.0908 | 0 | 116 | 0.0908 | 0 | 116 | 0.0908 | 0 | 116 | 0.0908 | 0 | DEER:HVAC_Split-Package_AC | Annual | 1719 | 116 | 0.0908 | 0 | 116 | 0.0908 | 0 | NE-HVAC-airAC-SpltPkg-240to759kBtuh-10p8eer_MZDEER2017AnyRFF2003CZ13cPVVG | #N/A | NE-HVAC-airAC-SpltPkg-240to759kBtuh-10p8eer_SZDEER2017AnyRFF2003CZ13cDXGF | 75869 |  | #N/A | #N/A | #N/A | 116 | 0.0908 | 0 | #N/A | #N/A | #N/A | 116 | 0.0908 | 0 | #N/A | #N/A | 27.3 | 4000
NE-HVAC-airAC-SpltPkg-240to759kBtuh-10p8eer | DEER2017 | D17 v2 |  | Any | RFF | 2003 | CZ14 | cDXGF | Cap-Tons | 21.2 | 4000 | None | 141 | 0.113 | 0 | 141 | 0.113 | 0 | 141 | 0.113 | 0 | 141 | 0.113 | 0 | DEER:HVAC_Split-Package_AC | Annual | 1719 | 141 | 0.113 | 0 | 141 | 0.113 | 0 | NE-HVAC-airAC-SpltPkg-240to759kBtuh-10p8eer_MZDEER2017AnyRFF2003CZ14cPVVG | #N/A | NE-HVAC-airAC-SpltPkg-240to759kBtuh-10p8eer_SZDEER2017AnyRFF2003CZ14cDXGF | 75870 |  | #N/A | #N/A | #N/A | 141 | 0.113 | 0 | #N/A | #N/A | #N/A | 141 | 0.113 | 0 | #N/A | #N/A | 21.2 | 4000
NE-HVAC-airAC-SpltPkg-240to759kBtuh-10p8eer | DEER2017 | D17 v2 |  | Any | RFF | 2003 | CZ15 | cDXGF | Cap-Tons | 31.9 | 4000 | None | 211 | 0.105 | 0 | 211 | 0.105 | 0 | 211 | 0.105 | 0 | 211 | 0.105 | 0 | DEER:HVAC_Split-Package_AC | Annual | 1719 | 211 | 0.105 | 0 | 211 | 0.105 | 0 | NE-HVAC-airAC-SpltPkg-240to759kBtuh-10p8eer_MZDEER2017AnyRFF2003CZ15cPVVG | #N/A | NE-HVAC-airAC-SpltPkg-240to759kBtuh-10p8eer_SZDEER2017AnyRFF2003CZ15cDXGF | 75871 |  | #N/A | #N/A | #N/A | 211 | 0.105 | 0 | #N/A | #N/A | #N/A | 211 | 0.105 | 0 | #N/A | #N/A | 31.9 | 4000
NE-HVAC-airAC-SpltPkg-240to759kBtuh-10p8eer | DEER2017 | D17 v2 |  | Any | RFF | 2003 | CZ16 | cDXGF | Cap-Tons | 17.3 | 4000 | None | 48.2 | 0.0614 | 0 | 48.2 | 0.0614 | 0 | 48.2 | 0.0614 | 0 | 48.2 | 0.0614 | 0 | DEER:HVAC_Split-Package_AC | Annual | 1719 | 48.2 | 0.0614 | 0 | 48.2 | 0.0614 | 0 | NE-HVAC-airAC-SpltPkg-240to759kBtuh-10p8eer_MZDEER2017AnyRFF2003CZ16cPVVG | #N/A | NE-HVAC-airAC-SpltPkg-240to759kBtuh-10p8eer_SZDEER2017AnyRFF2003CZ16cDXGF | 75872 |  | #N/A | #N/A | #N/A | 48.2 | 0.0614 | 0 | #N/A | #N/A | #N/A | 48.2 | 0.0614 | 0 | #N/A | #N/A | 17.3 | 4000
NE-HVAC-airAC-SpltPkg-240to759kBtuh-10p8eer | DEER2017 | D17 v2 |  | Any | RFF | 2007 | CZ01 | cDXGF | Cap-Tons | 11.9 | 4000 | None | 6.79 | 0.0208 | 0 | 6.79 | 0.0208 | 0 | 6.79 | 0.0208 | 0 | 6.79 | 0.0208 | 0 | DEER:HVAC_Split-Package_AC | Annual | 1719 | 6.79 | 0.0208 | 0 | 6.79 | 0.0208 | 0 | NE-HVAC-airAC-SpltPkg-240to759kBtuh-10p8eer_MZDEER2017AnyRFF2007CZ01cPVVG | #N/A | NE-HVAC-airAC-SpltPkg-240to759kBtuh-10p8eer_SZDEER2017AnyRFF2007CZ01cDXGF | 97217 |  | #N/A | #N/A | #N/A | 6.79 | 0.0208 | 0 | #N/A | #N/A | #N/A | 6.79 | 0.0208 | 0 | #N/A | #N/A | 11.9 | 4000
NE-HVAC-airAC-SpltPkg-240to759kBtuh-10p8eer | DEER2017 | D17 v2 |  | Any | RFF | 2007 | CZ02 | cDXGF | Cap-Tons | 21.1 | 4000 | None | 56.1 | 0.0939 | 0 | 56.1 | 0.0939 | 0 | 56.1 | 0.0939 | 0 | 56.1 | 0.0939 | 0 | DEER:HVAC_Split-Package_AC | Annual | 1719 | 56.1 | 0.0939 | 0 | 56.1 | 0.0939 | 0 | NE-HVAC-airAC-SpltPkg-240to759kBtuh-10p8eer_MZDEER2017AnyRFF2007CZ02cPVVG | #N/A | NE-HVAC-airAC-SpltPkg-240to759kBtuh-10p8eer_SZDEER2017AnyRFF2007CZ02cDXGF | 97218 |  | #N/A | #N/A | #N/A | 56.1 | 0.0939 | 0 | #N/A | #N/A | #N/A | 56.1 | 0.0939 | 0 | #N/A | #N/A | 21.1 | 4000
NE-HVAC-airAC-SpltPkg-240to759kBtuh-10p8eer | DEER2017 | D17 v2 |  | Any | RFF | 2007 | CZ03 | cDXGF | Cap-Tons | 16.3 | 4000 | None | 29.7 | 0.0646 | 0 | 29.7 | 0.0646 | 0 | 29.7 | 0.0646 | 0 | 29.7 | 0.0646 | 0 | DEER:HVAC_Split-Package_AC | Annual | 1719 | 29.7 | 0.0646 | 0 | 29.7 | 0.0646 | 0 | NE-HVAC-airAC-SpltPkg-240to759kBtuh-10p8eer_MZDEER2017AnyRFF2007CZ03cPVVG | #N/A | NE-HVAC-airAC-SpltPkg-240to759kBtuh-10p8eer_SZDEER2017AnyRFF2007CZ03cDXGF | 97219 |  | #N/A | #N/A | #N/A | 29.7 | 0.0646 | 0 | #N/A | #N/A | #N/A | 29.7 | 0.0646 | 0 | #N/A | #N/A | 16.3 | 4000
NE-HVAC-airAC-SpltPkg-240to759kBtuh-10p8eer | DEER2017 | D17 v2 |  | Any | RFF | 2007 | CZ04 | cDXGF | Cap-Tons | 21.5 | 4000 | None | 65.5 | 0.0885 | 0 | 65.5 | 0.0885 | 0 | 65.5 | 0.0885 | 0 | 65.5 | 0.0885 | 0 | DEER:HVAC_Split-Package_AC | Annual | 1719 | 65.5 | 0.0885 | 0 | 65.5 | 0.0885 | 0 | NE-HVAC-airAC-SpltPkg-240to759kBtuh-10p8eer_MZDEER2017AnyRFF2007CZ04cPVVG | #N/A | NE-HVAC-airAC-SpltPkg-240to759kBtuh-10p8eer_SZDEER2017AnyRFF2007CZ04cDXGF | 97220 |  | #N/A | #N/A | #N/A | 65.5 | 0.0885 | 0 | #N/A | #N/A | #N/A | 65.5 | 0.0885 | 0 | #N/A | #N/A | 21.5 | 4000
NE-HVAC-airAC-SpltPkg-240to759kBtuh-10p8eer | DEER2017 | D17 v2 |  | Any | RFF | 2007 | CZ05 | cDXGF | Cap-Tons | 14.5 | 4000 | None | 33.7 | 0.0486 | 0 | 33.7 | 0.0486 | 0 | 33.7 | 0.0486 | 0 | 33.7 | 0.0486 | 0 | DEER:HVAC_Split-Package_AC | Annual | 1719 | 33.7 | 0.0486 | 0 | 33.7 | 0.0486 | 0 | NE-HVAC-airAC-SpltPkg-240to759kBtuh-10p8eer_MZDEER2017AnyRFF2007CZ05cPVVG | #N/A | NE-HVAC-airAC-SpltPkg-240to759kBtuh-10p8eer_SZDEER2017AnyRFF2007CZ05cDXGF | 97221 |  | #N/A | #N/A | #N/A | 33.7 | 0.0486 | 0 | #N/A | #N/A | #N/A | 33.7 | 0.0486 | 0 | #N/A | #N/A | 14.5 | 4000
NE-HVAC-airAC-SpltPkg-240to759kBtuh-10p8eer | DEER2017 | D17 v2 |  | Any | RFF | 2007 | CZ06 | cDXGF | Cap-Tons | 22.1 | 4000 | None | 56.4 | 0.0599 | 0 | 56.4 | 0.0599 | 0 | 56.4 | 0.0599 | 0 | 56.4 | 0.0599 | 0 | DEER:HVAC_Split-Package_AC | Annual | 1719 | 56.4 | 0.0599 | 0 | 56.4 | 0.0599 | 0 | NE-HVAC-airAC-SpltPkg-240to759kBtuh-10p8eer_MZDEER2017AnyRFF2007CZ06cPVVG | #N/A | NE-HVAC-airAC-SpltPkg-240to759kBtuh-10p8eer_SZDEER2017AnyRFF2007CZ06cDXGF | 97222 |  | #N/A | #N/A | #N/A | 56.4 | 0.0599 | 0 | #N/A | #N/A | #N/A | 56.4 | 0.0599 | 0 | #N/A | #N/A | 22.1 | 4000
NE-HVAC-airAC-SpltPkg-240to759kBtuh-10p8eer | DEER2017 | D17 v2 |  | Any | RFF | 2007 | CZ07 | cDXGF | Cap-Tons | 17.7 | 4000 | None | 60.2 | 0.0681 | 0 | 60.2 | 0.0681 | 0 | 60.2 | 0.0681 | 0 | 60.2 | 0.0681 | 0 | DEER:HVAC_Split-Package_AC | Annual | 1719 | 60.2 | 0.0681 | 0 | 60.2 | 0.0681 | 0 | NE-HVAC-airAC-SpltPkg-240to759kBtuh-10p8eer_MZDEER2017AnyRFF2007CZ07cPVVG | #N/A | NE-HVAC-airAC-SpltPkg-240to759kBtuh-10p8eer_SZDEER2017AnyRFF2007CZ07cDXGF | 97223 |  | #N/A | #N/A | #N/A | 60.2 | 0.0681 | 0 | #N/A | #N/A | #N/A | 60.2 | 0.0681 | 0 | #N/A | #N/A | 17.7 | 4000
NE-HVAC-airAC-SpltPkg-240to759kBtuh-10p8eer | DEER2017 | D17 v2 |  | Any | RFF | 2007 | CZ08 | cDXGF | Cap-Tons | 22.1 | 4000 | None | 83.3 | 0.0793 | 0 | 83.3 | 0.0793 | 0 | 83.3 | 0.0793 | 0 | 83.3 | 0.0793 | 0 | DEER:HVAC_Split-Package_AC | Annual | 1719 | 83.3 | 0.0793 | 0 | 83.3 | 0.0793 | 0 | NE-HVAC-airAC-SpltPkg-240to759kBtuh-10p8eer_MZDEER2017AnyRFF2007CZ08cPVVG | #N/A | NE-HVAC-airAC-SpltPkg-240to759kBtuh-10p8eer_SZDEER2017AnyRFF2007CZ08cDXGF | 97224 |  | #N/A | #N/A | #N/A | 83.3 | 0.0793 | 0 | #N/A | #N/A | #N/A | 83.3 | 0.0793 | 0 | #N/A | #N/A | 22.1 | 4000
NE-HVAC-airAC-SpltPkg-240to759kBtuh-10p8eer | DEER2017 | D17 v2 |  | Any | RFF | 2007 | CZ09 | cDXGF | Cap-Tons | 30.5 | 4000 | None | 75.8 | 0.0933 | 0 | 75.8 | 0.0933 | 0 | 75.8 | 0.0933 | 0 | 75.8 | 0.0933 | 0 | DEER:HVAC_Split-Package_AC | Annual | 1719 | 75.8 | 0.0933 | 0 | 75.8 | 0.0933 | 0 | NE-HVAC-airAC-SpltPkg-240to759kBtuh-10p8eer_MZDEER2017AnyRFF2007CZ09cPVVG | #N/A | NE-HVAC-airAC-SpltPkg-240to759kBtuh-10p8eer_SZDEER2017AnyRFF2007CZ09cDXGF | 97225 |  | #N/A | #N/A | #N/A | 75.8 | 0.0933 | 0 | #N/A | #N/A | #N/A | 75.8 | 0.0933 | 0 | #N/A | #N/A | 30.5 | 4000
NE-HVAC-airAC-SpltPkg-240to759kBtuh-10p8eer | DEER2017 | D17 v2 |  | Any | RFF | 2007 | CZ10 | cDXGF | Cap-Tons | 24 | 4000 | None | 105 | 0.115 | 0 | 105 | 0.115 | 0 | 105 | 0.115 | 0 | 105 | 0.115 | 0 | DEER:HVAC_Split-Package_AC | Annual | 1719 | 105 | 0.115 | 0 | 105 | 0.115 | 0 | NE-HVAC-airAC-SpltPkg-240to759kBtuh-10p8eer_MZDEER2017AnyRFF2007CZ10cPVVG | #N/A | NE-HVAC-airAC-SpltPkg-240to759kBtuh-10p8eer_SZDEER2017AnyRFF2007CZ10cDXGF | 97226 |  | #N/A | #N/A | #N/A | 105 | 0.115 | 0 | #N/A | #N/A | #N/A | 105 | 0.115 | 0 | #N/A | #N/A | 24 | 4000
NE-HVAC-airAC-SpltPkg-240to759kBtuh-10p8eer | DEER2017 | D17 v2 |  | Any | RFF | 2007 | CZ11 | cDXGF | Cap-Tons | 26.9 | 4000 | None | 110 | 0.0902 | 0 | 110 | 0.0902 | 0 | 110 | 0.0902 | 0 | 110 | 0.0902 | 0 | DEER:HVAC_Split-Package_AC | Annual | 1719 | 110 | 0.0902 | 0 | 110 | 0.0902 | 0 | NE-HVAC-airAC-SpltPkg-240to759kBtuh-10p8eer_MZDEER2017AnyRFF2007CZ11cPVVG | #N/A | NE-HVAC-airAC-SpltPkg-240to759kBtuh-10p8eer_SZDEER2017AnyRFF2007CZ11cDXGF | 97227 |  | #N/A | #N/A | #N/A | 110 | 0.0902 | 0 | #N/A | #N/A | #N/A | 110 | 0.0902 | 0 | #N/A | #N/A | 26.9 | 4000
NE-HVAC-airAC-SpltPkg-240to759kBtuh-10p8eer | DEER2017 | D17 v2 |  | Any | RFF | 2007 | CZ12 | cDXGF | Cap-Tons | 27.4 | 4000 | None | 76.8 | 0.0843 | 0 | 76.8 | 0.0843 | 0 | 76.8 | 0.0843 | 0 | 76.8 | 0.0843 | 0 | DEER:HVAC_Split-Package_AC | Annual | 1719 | 76.8 | 0.0843 | 0 | 76.8 | 0.0843 | 0 | NE-HVAC-airAC-SpltPkg-240to759kBtuh-10p8eer_MZDEER2017AnyRFF2007CZ12cPVVG | #N/A | NE-HVAC-airAC-SpltPkg-240to759kBtuh-10p8eer_SZDEER2017AnyRFF2007CZ12cDXGF | 97228 |  | #N/A | #N/A | #N/A | 76.8 | 0.0843 | 0 | #N/A | #N/A | #N/A | 76.8 | 0.0843 | 0 | #N/A | #N/A | 27.4 | 4000
NE-HVAC-airAC-SpltPkg-240to759kBtuh-10p8eer | DEER2017 | D17 v2 |  | Any | RFF | 2007 | CZ13 | cDXGF | Cap-Tons | 27.1 | 4000 | None | 116 | 0.0907 | 0 | 116 | 0.0907 | 0 | 116 | 0.0907 | 0 | 116 | 0.0907 | 0 | DEER:HVAC_Split-Package_AC | Annual | 1719 | 116 | 0.0907 | 0 | 116 | 0.0907 | 0 | NE-HVAC-airAC-SpltPkg-240to759kBtuh-10p8eer_MZDEER2017AnyRFF2007CZ13cPVVG | #N/A | NE-HVAC-airAC-SpltPkg-240to759kBtuh-10p8eer_SZDEER2017AnyRFF2007CZ13cDXGF | 97229 |  | #N/A | #N/A | #N/A | 116 | 0.0907 | 0 | #N/A | #N/A | #N/A | 116 | 0.0907 | 0 | #N/A | #N/A | 27.1 | 4000
NE-HVAC-airAC-SpltPkg-240to759kBtuh-10p8eer | DEER2017 | D17 v2 |  | Any | RFF | 2007 | CZ14 | cDXGF | Cap-Tons | 21 | 4000 | None | 140 | 0.113 | 0 | 140 | 0.113 | 0 | 140 | 0.113 | 0 | 140 | 0.113 | 0 | DEER:HVAC_Split-Package_AC | Annual | 1719 | 140 | 0.113 | 0 | 140 | 0.113 | 0 | NE-HVAC-airAC-SpltPkg-240to759kBtuh-10p8eer_MZDEER2017AnyRFF2007CZ14cPVVG | #N/A | NE-HVAC-airAC-SpltPkg-240to759kBtuh-10p8eer_SZDEER2017AnyRFF2007CZ14cDXGF | 97230 |  | #N/A | #N/A | #N/A | 140 | 0.113 | 0 | #N/A | #N/A | #N/A | 140 | 0.113 | 0 | #N/A | #N/A | 21 | 4000
NE-HVAC-airAC-SpltPkg-240to759kBtuh-10p8eer | DEER2017 | D17 v2 |  | Any | RFF | 2007 | CZ15 | cDXGF | Cap-Tons | 31.7 | 4000 | None | 211 | 0.105 | 0 | 211 | 0.105 | 0 | 211 | 0.105 | 0 | 211 | 0.105 | 0 | DEER:HVAC_Split-Package_AC | Annual | 1719 | 211 | 0.105 | 0 | 211 | 0.105 | 0 | NE-HVAC-airAC-SpltPkg-240to759kBtuh-10p8eer_MZDEER2017AnyRFF2007CZ15cPVVG | #N/A | NE-HVAC-airAC-SpltPkg-240to759kBtuh-10p8eer_SZDEER2017AnyRFF2007CZ15cDXGF | 97231 |  | #N/A | #N/A | #N/A | 211 | 0.105 | 0 | #N/A | #N/A | #N/A | 211 | 0.105 | 0 | #N/A | #N/A | 31.7 | 4000
NE-HVAC-airAC-SpltPkg-240to759kBtuh-10p8eer | DEER2017 | D17 v2 |  | Any | RFF | 2007 | CZ16 | cDXGF | Cap-Tons | 17.1 | 4000 | None | 47.6 | 0.0607 | 0 | 47.6 | 0.0607 | 0 | 47.6 | 0.0607 | 0 | 47.6 | 0.0607 | 0 | DEER:HVAC_Split-Package_AC | Annual | 1719 | 47.6 | 0.0607 | 0 | 47.6 | 0.0607 | 0 | NE-HVAC-airAC-SpltPkg-240to759kBtuh-10p8eer_MZDEER2017AnyRFF2007CZ16cPVVG | #N/A | NE-HVAC-airAC-SpltPkg-240to759kBtuh-10p8eer_SZDEER2017AnyRFF2007CZ16cDXGF | 97232 |  | #N/A | #N/A | #N/A | 47.6 | 0.0607 | 0 | #N/A | #N/A | #N/A | 47.6 | 0.0607 | 0 | #N/A | #N/A | 17.1 | 4000
NE-HVAC-airAC-SpltPkg-240to759kBtuh-10p8eer | DEER2017 | D17 v2 |  | Any | RFF | 2011 | CZ01 | cDXGF | Cap-Tons | 11.9 | 4000 | None | 435 | 0.0758 | 53.5 | 6.94 | 0.0211 | 0 | 435 | 0.0758 | 53.5 | 6.94 | 0.0211 | 0 | DEER:HVAC_Split-Package_AC | Annual | 1719 | 435 | 0.0758 | 53.5 | 6.94 | 0.0211 | 0 | NE-HVAC-airAC-SpltPkg-240to759kBtuh-10p8eer_MZDEER2017AnyRFF2011CZ01cPVVG | #N/A | NE-HVAC-airAC-SpltPkg-240to759kBtuh-10p8eer_SZDEER2017AnyRFF2011CZ01cDXGF | 118577 |  | #N/A | #N/A | #N/A | 435 | 0.0758 | 53.5 | #N/A | #N/A | #N/A | 6.94 | 0.0211 | 0 | #N/A | #N/A | 11.9 | 4000
NE-HVAC-airAC-SpltPkg-240to759kBtuh-10p8eer | DEER2017 | D17 v2 |  | Any | RFF | 2011 | CZ02 | cDXGF | Cap-Tons | 21.1 | 4000 | None | 551 | 0.18 | -12.8 | 56.1 | 0.0938 | 0 | 551 | 0.18 | -12.8 | 56.1 | 0.0938 | 0 | DEER:HVAC_Split-Package_AC | Annual | 1719 | 551 | 0.18 | -12.8 | 56.1 | 0.0938 | 0 | NE-HVAC-airAC-SpltPkg-240to759kBtuh-10p8eer_MZDEER2017AnyRFF2011CZ02cPVVG | #N/A | NE-HVAC-airAC-SpltPkg-240to759kBtuh-10p8eer_SZDEER2017AnyRFF2011CZ02cDXGF | 118578 |  | #N/A | #N/A | #N/A | 551 | 0.18 | -12.8 | #N/A | #N/A | #N/A | 56.1 | 0.0938 | 0 | #N/A | #N/A | 21.1 | 4000
NE-HVAC-airAC-SpltPkg-240to759kBtuh-10p8eer | DEER2017 | D17 v2 |  | Any | RFF | 2011 | CZ03 | cDXGF | Cap-Tons | 16.3 | 4000 | None | 503 | 0.163 | 3.13 | 29.9 | 0.0646 | 0 | 503 | 0.163 | 3.13 | 29.9 | 0.0646 | 0 | DEER:HVAC_Split-Package_AC | Annual | 1719 | 503 | 0.163 | 3.13 | 29.9 | 0.0646 | 0 | NE-HVAC-airAC-SpltPkg-240to759kBtuh-10p8eer_MZDEER2017AnyRFF2011CZ03cPVVG | #N/A | NE-HVAC-airAC-SpltPkg-240to759kBtuh-10p8eer_SZDEER2017AnyRFF2011CZ03cDXGF | 118579 |  | #N/A | #N/A | #N/A | 503 | 0.163 | 3.13 | #N/A | #N/A | #N/A | 29.9 | 0.0646 | 0 | #N/A | #N/A | 16.3 | 4000
NE-HVAC-airAC-SpltPkg-240to759kBtuh-10p8eer | DEER2017 | D17 v2 |  | Any | RFF | 2011 | CZ04 | cDXGF | Cap-Tons | 21.4 | 4000 | None | 613 | 0.172 | -10.9 | 65.6 | 0.0886 | 0 | 613 | 0.172 | -10.9 | 65.6 | 0.0886 | 0 | DEER:HVAC_Split-Package_AC | Annual | 1719 | 613 | 0.172 | -10.9 | 65.6 | 0.0886 | 0 | NE-HVAC-airAC-SpltPkg-240to759kBtuh-10p8eer_MZDEER2017AnyRFF2011CZ04cPVVG | #N/A | NE-HVAC-airAC-SpltPkg-240to759kBtuh-10p8eer_SZDEER2017AnyRFF2011CZ04cDXGF | 118580 |  | #N/A | #N/A | #N/A | 613 | 0.172 | -10.9 | #N/A | #N/A | #N/A | 65.6 | 0.0886 | 0 | #N/A | #N/A | 21.4 | 4000
NE-HVAC-airAC-SpltPkg-240to759kBtuh-10p8eer | DEER2017 | D17 v2 |  | Any | RFF | 2011 | CZ05 | cDXGF | Cap-Tons | 14.5 | 4000 | None | 481 | 0.157 | 5.26 | 33.9 | 0.0487 | 0 | 481 | 0.157 | 5.26 | 33.9 | 0.0487 | 0 | DEER:HVAC_Split-Package_AC | Annual | 1719 | 481 | 0.157 | 5.26 | 33.9 | 0.0487 | 0 | NE-HVAC-airAC-SpltPkg-240to759kBtuh-10p8eer_MZDEER2017AnyRFF2011CZ05cPVVG | #N/A | NE-HVAC-airAC-SpltPkg-240to759kBtuh-10p8eer_SZDEER2017AnyRFF2011CZ05cDXGF | 118581 |  | #N/A | #N/A | #N/A | 481 | 0.157 | 5.26 | #N/A | #N/A | #N/A | 33.9 | 0.0487 | 0 | #N/A | #N/A | 14.5 | 4000
NE-HVAC-airAC-SpltPkg-240to759kBtuh-10p8eer | DEER2017 | D17 v2 |  | Any | RFF | 2011 | CZ06 | cDXGF | Cap-Tons | 22.1 | 4000 | None | 585 | 0.143 | -8.05 | 56.5 | 0.0602 | 0 | 585 | 0.143 | -8.05 | 56.5 | 0.0602 | 0 | DEER:HVAC_Split-Package_AC | Annual | 1719 | 585 | 0.143 | -8.05 | 56.5 | 0.0602 | 0 | NE-HVAC-airAC-SpltPkg-240to759kBtuh-10p8eer_MZDEER2017AnyRFF2011CZ06cPVVG | #N/A | NE-HVAC-airAC-SpltPkg-240to759kBtuh-10p8eer_SZDEER2017AnyRFF2011CZ06cDXGF | 118582 |  | #N/A | #N/A | #N/A | 585 | 0.143 | -8.05 | #N/A | #N/A | #N/A | 56.5 | 0.0602 | 0 | #N/A | #N/A | 22.1 | 4000
NE-HVAC-airAC-SpltPkg-240to759kBtuh-10p8eer | DEER2017 | D17 v2 |  | Any | RFF | 2011 | CZ07 | cDXGF | Cap-Tons | 17.7 | 4000 | None | 535 | 0.139 | -0.101 | 60.4 | 0.0681 | 0 | 535 | 0.139 | -0.101 | 60.4 | 0.0681 | 0 | DEER:HVAC_Split-Package_AC | Annual | 1719 | 535 | 0.139 | -0.101 | 60.4 | 0.0681 | 0 | NE-HVAC-airAC-SpltPkg-240to759kBtuh-10p8eer_MZDEER2017AnyRFF2011CZ07cPVVG | #N/A | NE-HVAC-airAC-SpltPkg-240to759kBtuh-10p8eer_SZDEER2017AnyRFF2011CZ07cDXGF | 118583 |  | #N/A | #N/A | #N/A | 535 | 0.139 | -0.101 | #N/A | #N/A | #N/A | 60.4 | 0.0681 | 0 | #N/A | #N/A | 17.7 | 4000
NE-HVAC-airAC-SpltPkg-240to759kBtuh-10p8eer | DEER2017 | D17 v2 |  | Any | RFF | 2011 | CZ08 | cDXGF | Cap-Tons | 22 | 4000 | None | 628 | 0.166 | -6.93 | 83.3 | 0.0793 | 0 | 628 | 0.166 | -6.93 | 83.3 | 0.0793 | 0 | DEER:HVAC_Split-Package_AC | Annual | 1719 | 628 | 0.166 | -6.93 | 83.3 | 0.0793 | 0 | NE-HVAC-airAC-SpltPkg-240to759kBtuh-10p8eer_MZDEER2017AnyRFF2011CZ08cPVVG | #N/A | NE-HVAC-airAC-SpltPkg-240to759kBtuh-10p8eer_SZDEER2017AnyRFF2011CZ08cDXGF | 118584 |  | #N/A | #N/A | #N/A | 628 | 0.166 | -6.93 | #N/A | #N/A | #N/A | 83.3 | 0.0793 | 0 | #N/A | #N/A | 22 | 4000
NE-HVAC-airAC-SpltPkg-240to759kBtuh-10p8eer | DEER2017 | D17 v2 |  | Any | RFF | 2011 | CZ09 | cDXGF | Cap-Tons | 30.4 | 4000 | None | 672 | 0.192 | -7.67 | 75.7 | 0.0931 | 0 | 672 | 0.192 | -7.67 | 75.7 | 0.0931 | 0 | DEER:HVAC_Split-Package_AC | Annual | 1719 | 672 | 0.192 | -7.67 | 75.7 | 0.0931 | 0 | NE-HVAC-airAC-SpltPkg-240to759kBtuh-10p8eer_MZDEER2017AnyRFF2011CZ09cPVVG | #N/A | NE-HVAC-airAC-SpltPkg-240to759kBtuh-10p8eer_SZDEER2017AnyRFF2011CZ09cDXGF | 118585 |  | #N/A | #N/A | #N/A | 672 | 0.192 | -7.67 | #N/A | #N/A | #N/A | 75.7 | 0.0931 | 0 | #N/A | #N/A | 30.4 | 4000
NE-HVAC-airAC-SpltPkg-240to759kBtuh-10p8eer | DEER2017 | D17 v2 |  | Any | RFF | 2011 | CZ10 | cDXGF | Cap-Tons | 23.9 | 4000 | None | 665 | 0.189 | -7.64 | 105 | 0.115 | 0 | 665 | 0.189 | -7.64 | 105 | 0.115 | 0 | DEER:HVAC_Split-Package_AC | Annual | 1719 | 665 | 0.189 | -7.64 | 105 | 0.115 | 0 | NE-HVAC-airAC-SpltPkg-240to759kBtuh-10p8eer_MZDEER2017AnyRFF2011CZ10cPVVG | #N/A | NE-HVAC-airAC-SpltPkg-240to759kBtuh-10p8eer_SZDEER2017AnyRFF2011CZ10cDXGF | 118586 |  | #N/A | #N/A | #N/A | 665 | 0.189 | -7.64 | #N/A | #N/A | #N/A | 105 | 0.115 | 0 | #N/A | #N/A | 23.9 | 4000
NE-HVAC-airAC-SpltPkg-240to759kBtuh-10p8eer | DEER2017 | D17 v2 |  | Any | RFF | 2011 | CZ11 | cDXGF | Cap-Tons | 26.4 | 4000 | None | 652 | 0.199 | -9.82 | 109 | 0.0896 | 0 | 652 | 0.199 | -9.82 | 109 | 0.0896 | 0 | DEER:HVAC_Split-Package_AC | Annual | 1719 | 652 | 0.199 | -9.82 | 109 | 0.0896 | 0 | NE-HVAC-airAC-SpltPkg-240to759kBtuh-10p8eer_MZDEER2017AnyRFF2011CZ11cPVVG | #N/A | NE-HVAC-airAC-SpltPkg-240to759kBtuh-10p8eer_SZDEER2017AnyRFF2011CZ11cDXGF | 118587 |  | #N/A | #N/A | #N/A | 652 | 0.199 | -9.82 | #N/A | #N/A | #N/A | 109 | 0.0896 | 0 | #N/A | #N/A | 26.4 | 4000
NE-HVAC-airAC-SpltPkg-240to759kBtuh-10p8eer | DEER2017 | D17 v2 |  | Any | RFF | 2011 | CZ12 | cDXGF | Cap-Tons | 27.3 | 4000 | None | 646 | 0.166 | -10.6 | 76.8 | 0.0843 | 0 | 646 | 0.166 | -10.6 | 76.8 | 0.0843 | 0 | DEER:HVAC_Split-Package_AC | Annual | 1719 | 646 | 0.166 | -10.6 | 76.8 | 0.0843 | 0 | NE-HVAC-airAC-SpltPkg-240to759kBtuh-10p8eer_MZDEER2017AnyRFF2011CZ12cPVVG | #N/A | NE-HVAC-airAC-SpltPkg-240to759kBtuh-10p8eer_SZDEER2017AnyRFF2011CZ12cDXGF | 118588 |  | #N/A | #N/A | #N/A | 646 | 0.166 | -10.6 | #N/A | #N/A | #N/A | 76.8 | 0.0843 | 0 | #N/A | #N/A | 27.3 | 4000
NE-HVAC-airAC-SpltPkg-240to759kBtuh-10p8eer | DEER2017 | D17 v2 |  | Any | RFF | 2011 | CZ13 | cDXGF | Cap-Tons | 26.8 | 4000 | None | 649 | 0.177 | -9.18 | 115 | 0.0904 | 0 | 649 | 0.177 | -9.18 | 115 | 0.0904 | 0 | DEER:HVAC_Split-Package_AC | Annual | 1719 | 649 | 0.177 | -9.18 | 115 | 0.0904 | 0 | NE-HVAC-airAC-SpltPkg-240to759kBtuh-10p8eer_MZDEER2017AnyRFF2011CZ13cPVVG | #N/A | NE-HVAC-airAC-SpltPkg-240to759kBtuh-10p8eer_SZDEER2017AnyRFF2011CZ13cDXGF | 118589 |  | #N/A | #N/A | #N/A | 649 | 0.177 | -9.18 | #N/A | #N/A | #N/A | 115 | 0.0904 | 0 | #N/A | #N/A | 26.8 | 4000
NE-HVAC-airAC-SpltPkg-240to759kBtuh-10p8eer | DEER2017 | D17 v2 |  | Any | RFF | 2011 | CZ14 | cDXGF | Cap-Tons | 29.5 | 4000 | None | 653 | 0.17 | -9.39 | 97.9 | 0.0779 | 0 | 653 | 0.17 | -9.39 | 97.9 | 0.0779 | 0 | DEER:HVAC_Split-Package_AC | Annual | 1719 | 653 | 0.17 | -9.39 | 97.9 | 0.0779 | 0 | NE-HVAC-airAC-SpltPkg-240to759kBtuh-10p8eer_MZDEER2017AnyRFF2011CZ14cPVVG | #N/A | NE-HVAC-airAC-SpltPkg-240to759kBtuh-10p8eer_SZDEER2017AnyRFF2011CZ14cDXGF | 118590 |  | #N/A | #N/A | #N/A | 653 | 0.17 | -9.39 | #N/A | #N/A | #N/A | 97.9 | 0.0779 | 0 | #N/A | #N/A | 29.5 | 4000
NE-HVAC-airAC-SpltPkg-240to759kBtuh-10p8eer | DEER2017 | D17 v2 |  | Any | RFF | 2011 | CZ15 | cDXGF | Cap-Tons | 31 | 4000 | None | 792 | 0.212 | -3.61 | 208 | 0.104 | 0 | 792 | 0.212 | -3.61 | 208 | 0.104 | 0 | DEER:HVAC_Split-Package_AC | Annual | 1719 | 792 | 0.212 | -3.61 | 208 | 0.104 | 0 | NE-HVAC-airAC-SpltPkg-240to759kBtuh-10p8eer_MZDEER2017AnyRFF2011CZ15cPVVG | #N/A | NE-HVAC-airAC-SpltPkg-240to759kBtuh-10p8eer_SZDEER2017AnyRFF2011CZ15cDXGF | 118591 |  | #N/A | #N/A | #N/A | 792 | 0.212 | -3.61 | #N/A | #N/A | #N/A | 208 | 0.104 | 0 | #N/A | #N/A | 31 | 4000
NE-HVAC-airAC-SpltPkg-240to759kBtuh-10p8eer | DEER2017 | D17 v2 |  | Any | RFF | 2011 | CZ16 | cDXGF | Cap-Tons | 16.7 | 4000 | None | 493 | 0.187 | 0.434 | 47.8 | 0.0603 | 0 | 493 | 0.187 | 0.434 | 47.8 | 0.0603 | 0 | DEER:HVAC_Split-Package_AC | Annual | 1719 | 493 | 0.187 | 0.434 | 47.8 | 0.0603 | 0 | NE-HVAC-airAC-SpltPkg-240to759kBtuh-10p8eer_MZDEER2017AnyRFF2011CZ16cPVVG | #N/A | NE-HVAC-airAC-SpltPkg-240to759kBtuh-10p8eer_SZDEER2017AnyRFF2011CZ16cDXGF | 118592 |  | #N/A | #N/A | #N/A | 493 | 0.187 | 0.434 | #N/A | #N/A | #N/A | 47.8 | 0.0603 | 0 | #N/A | #N/A | 16.7 | 4000
NE-HVAC-airAC-SpltPkg-240to759kBtuh-10p8eer | DEER2017 | D17 v2 |  | Any | RFF | 2014 | CZ01 | cDXGF | Cap-Tons | 10.1 | 4000 | None | 4.22 | 0.0163 | 0 | 4.22 | 0.0163 | 0 | 4.22 | 0.0163 | 0 | 4.22 | 0.0163 | 0 | DEER:HVAC_Split-Package_AC | Annual | 1719 | 4.22 | 0.0163 | 0 | 4.22 | 0.0163 | 0 | NE-HVAC-airAC-SpltPkg-240to759kBtuh-10p8eer_MZDEER2017AnyRFF2014CZ01cPVVG | #N/A | NE-HVAC-airAC-SpltPkg-240to759kBtuh-10p8eer_SZDEER2017AnyRFF2014CZ01cDXGF | 139937 |  | #N/A | #N/A | #N/A | 4.22 | 0.0163 | 0 | #N/A | #N/A | #N/A | 4.22 | 0.0163 | 0 | #N/A | #N/A | 10.1 | 4000
NE-HVAC-airAC-SpltPkg-240to759kBtuh-10p8eer | DEER2017 | D17 v2 |  | Any | RFF | 2014 | CZ02 | cDXGF | Cap-Tons | 18.8 | 4000 | None | 53.7 | 0.0924 | 0 | 53.7 | 0.0924 | 0 | 53.7 | 0.0924 | 0 | 53.7 | 0.0924 | 0 | DEER:HVAC_Split-Package_AC | Annual | 1719 | 53.7 | 0.0924 | 0 | 53.7 | 0.0924 | 0 | NE-HVAC-airAC-SpltPkg-240to759kBtuh-10p8eer_MZDEER2017AnyRFF2014CZ02cPVVG | #N/A | NE-HVAC-airAC-SpltPkg-240to759kBtuh-10p8eer_SZDEER2017AnyRFF2014CZ02cDXGF | 139938 |  | #N/A | #N/A | #N/A | 53.7 | 0.0924 | 0 | #N/A | #N/A | #N/A | 53.7 | 0.0924 | 0 | #N/A | #N/A | 18.8 | 4000
NE-HVAC-airAC-SpltPkg-240to759kBtuh-10p8eer | DEER2017 | D17 v2 |  | Any | RFF | 2014 | CZ03 | cDXGF | Cap-Tons | 13.3 | 4000 | None | 28.5 | 0.0595 | 0 | 28.5 | 0.0595 | 0 | 28.5 | 0.0595 | 0 | 28.5 | 0.0595 | 0 | DEER:HVAC_Split-Package_AC | Annual | 1719 | 28.5 | 0.0595 | 0 | 28.5 | 0.0595 | 0 | NE-HVAC-airAC-SpltPkg-240to759kBtuh-10p8eer_MZDEER2017AnyRFF2014CZ03cPVVG | #N/A | NE-HVAC-airAC-SpltPkg-240to759kBtuh-10p8eer_SZDEER2017AnyRFF2014CZ03cDXGF | 139939 |  | #N/A | #N/A | #N/A | 28.5 | 0.0595 | 0 | #N/A | #N/A | #N/A | 28.5 | 0.0595 | 0 | #N/A | #N/A | 13.3 | 4000
NE-HVAC-airAC-SpltPkg-240to759kBtuh-10p8eer | DEER2017 | D17 v2 |  | Any | RFF | 2014 | CZ04 | cDXGF | Cap-Tons | 17.4 | 4000 | None | 63.5 | 0.0864 | 0 | 63.5 | 0.0864 | 0 | 63.5 | 0.0864 | 0 | 63.5 | 0.0864 | 0 | DEER:HVAC_Split-Package_AC | Annual | 1719 | 63.5 | 0.0864 | 0 | 63.5 | 0.0864 | 0 | NE-HVAC-airAC-SpltPkg-240to759kBtuh-10p8eer_MZDEER2017AnyRFF2014CZ04cPVVG | #N/A | NE-HVAC-airAC-SpltPkg-240to759kBtuh-10p8eer_SZDEER2017AnyRFF2014CZ04cDXGF | 139940 |  | #N/A | #N/A | #N/A | 63.5 | 0.0864 | 0 | #N/A | #N/A | #N/A | 63.5 | 0.0864 | 0 | #N/A | #N/A | 17.4 | 4000
NE-HVAC-airAC-SpltPkg-240to759kBtuh-10p8eer | DEER2017 | D17 v2 |  | Any | RFF | 2014 | CZ05 | cDXGF | Cap-Tons | 11.8 | 4000 | None | 30.3 | 0.0425 | 0 | 30.3 | 0.0425 | 0 | 30.3 | 0.0425 | 0 | 30.3 | 0.0425 | 0 | DEER:HVAC_Split-Package_AC | Annual | 1719 | 30.3 | 0.0425 | 0 | 30.3 | 0.0425 | 0 | NE-HVAC-airAC-SpltPkg-240to759kBtuh-10p8eer_MZDEER2017AnyRFF2014CZ05cPVVG | #N/A | NE-HVAC-airAC-SpltPkg-240to759kBtuh-10p8eer_SZDEER2017AnyRFF2014CZ05cDXGF | 139941 |  | #N/A | #N/A | #N/A | 30.3 | 0.0425 | 0 | #N/A | #N/A | #N/A | 30.3 | 0.0425 | 0 | #N/A | #N/A | 11.8 | 4000
NE-HVAC-airAC-SpltPkg-240to759kBtuh-10p8eer | DEER2017 | D17 v2 |  | Any | RFF | 2014 | CZ06 | cDXGF | Cap-Tons | 18.2 | 4000 | None | 54.7 | 0.0597 | 0 | 54.7 | 0.0597 | 0 | 54.7 | 0.0597 | 0 | 54.7 | 0.0597 | 0 | DEER:HVAC_Split-Package_AC | Annual | 1719 | 54.7 | 0.0597 | 0 | 54.7 | 0.0597 | 0 | NE-HVAC-airAC-SpltPkg-240to759kBtuh-10p8eer_MZDEER2017AnyRFF2014CZ06cPVVG | #N/A | NE-HVAC-airAC-SpltPkg-240to759kBtuh-10p8eer_SZDEER2017AnyRFF2014CZ06cDXGF | 139942 |  | #N/A | #N/A | #N/A | 54.7 | 0.0597 | 0 | #N/A | #N/A | #N/A | 54.7 | 0.0597 | 0 | #N/A | #N/A | 18.2 | 4000
NE-HVAC-airAC-SpltPkg-240to759kBtuh-10p8eer | DEER2017 | D17 v2 |  | Any | RFF | 2014 | CZ07 | cDXGF | Cap-Tons | 13.9 | 4000 | None | 68.7 | 0.068 | 0 | 68.7 | 0.068 | 0 | 68.7 | 0.068 | 0 | 68.7 | 0.068 | 0 | DEER:HVAC_Split-Package_AC | Annual | 1719 | 68.7 | 0.068 | 0 | 68.7 | 0.068 | 0 | NE-HVAC-airAC-SpltPkg-240to759kBtuh-10p8eer_MZDEER2017AnyRFF2014CZ07cPVVG | #N/A | NE-HVAC-airAC-SpltPkg-240to759kBtuh-10p8eer_SZDEER2017AnyRFF2014CZ07cDXGF | 139943 |  | #N/A | #N/A | #N/A | 68.7 | 0.068 | 0 | #N/A | #N/A | #N/A | 68.7 | 0.068 | 0 | #N/A | #N/A | 13.9 | 4000
NE-HVAC-airAC-SpltPkg-240to759kBtuh-10p8eer | DEER2017 | D17 v2 |  | Any | RFF | 2014 | CZ08 | cDXGF | Cap-Tons | 18.5 | 4000 | None | 80.8 | 0.0773 | 0 | 80.8 | 0.0773 | 0 | 80.8 | 0.0773 | 0 | 80.8 | 0.0773 | 0 | DEER:HVAC_Split-Package_AC | Annual | 1719 | 80.8 | 0.0773 | 0 | 80.8 | 0.0773 | 0 | NE-HVAC-airAC-SpltPkg-240to759kBtuh-10p8eer_MZDEER2017AnyRFF2014CZ08cPVVG | #N/A | NE-HVAC-airAC-SpltPkg-240to759kBtuh-10p8eer_SZDEER2017AnyRFF2014CZ08cDXGF | 139944 |  | #N/A | #N/A | #N/A | 80.8 | 0.0773 | 0 | #N/A | #N/A | #N/A | 80.8 | 0.0773 | 0 | #N/A | #N/A | 18.5 | 4000
NE-HVAC-airAC-SpltPkg-240to759kBtuh-10p8eer | DEER2017 | D17 v2 |  | Any | RFF | 2014 | CZ09 | cDXGF | Cap-Tons | 23.8 | 4000 | None | 79.8 | 0.103 | 0 | 79.8 | 0.103 | 0 | 79.8 | 0.103 | 0 | 79.8 | 0.103 | 0 | DEER:HVAC_Split-Package_AC | Annual | 1719 | 79.8 | 0.103 | 0 | 79.8 | 0.103 | 0 | NE-HVAC-airAC-SpltPkg-240to759kBtuh-10p8eer_MZDEER2017AnyRFF2014CZ09cPVVG | #N/A | NE-HVAC-airAC-SpltPkg-240to759kBtuh-10p8eer_SZDEER2017AnyRFF2014CZ09cDXGF | 139945 |  | #N/A | #N/A | #N/A | 79.8 | 0.103 | 0 | #N/A | #N/A | #N/A | 79.8 | 0.103 | 0 | #N/A | #N/A | 23.8 | 4000
NE-HVAC-airAC-SpltPkg-240to759kBtuh-10p8eer | DEER2017 | D17 v2 |  | Any | RFF | 2014 | CZ10 | cDXGF | Cap-Tons | 21.4 | 4000 | None | 102 | 0.116 | 0 | 102 | 0.116 | 0 | 102 | 0.116 | 0 | 102 | 0.116 | 0 | DEER:HVAC_Split-Package_AC | Annual | 1719 | 102 | 0.116 | 0 | 102 | 0.116 | 0 | NE-HVAC-airAC-SpltPkg-240to759kBtuh-10p8eer_MZDEER2017AnyRFF2014CZ10cPVVG | #N/A | NE-HVAC-airAC-SpltPkg-240to759kBtuh-10p8eer_SZDEER2017AnyRFF2014CZ10cDXGF | 139946 |  | #N/A | #N/A | #N/A | 102 | 0.116 | 0 | #N/A | #N/A | #N/A | 102 | 0.116 | 0 | #N/A | #N/A | 21.4 | 4000
NE-HVAC-airAC-SpltPkg-240to759kBtuh-10p8eer | DEER2017 | D17 v2 |  | Any | RFF | 2014 | CZ11 | cDXGF | Cap-Tons | 23.8 | 4000 | None | 109 | 0.091 | 0 | 109 | 0.091 | 0 | 109 | 0.091 | 0 | 109 | 0.091 | 0 | DEER:HVAC_Split-Package_AC | Annual | 1719 | 109 | 0.091 | 0 | 109 | 0.091 | 0 | NE-HVAC-airAC-SpltPkg-240to759kBtuh-10p8eer_MZDEER2017AnyRFF2014CZ11cPVVG | #N/A | NE-HVAC-airAC-SpltPkg-240to759kBtuh-10p8eer_SZDEER2017AnyRFF2014CZ11cDXGF | 139947 |  | #N/A | #N/A | #N/A | 109 | 0.091 | 0 | #N/A | #N/A | #N/A | 109 | 0.091 | 0 | #N/A | #N/A | 23.8 | 4000
NE-HVAC-airAC-SpltPkg-240to759kBtuh-10p8eer | DEER2017 | D17 v2 |  | Any | RFF | 2014 | CZ12 | cDXGF | Cap-Tons | 24.6 | 4000 | None | 73.8 | 0.0854 | 0 | 73.8 | 0.0854 | 0 | 73.8 | 0.0854 | 0 | 73.8 | 0.0854 | 0 | DEER:HVAC_Split-Package_AC | Annual | 1719 | 73.8 | 0.0854 | 0 | 73.8 | 0.0854 | 0 | NE-HVAC-airAC-SpltPkg-240to759kBtuh-10p8eer_MZDEER2017AnyRFF2014CZ12cPVVG | #N/A | NE-HVAC-airAC-SpltPkg-240to759kBtuh-10p8eer_SZDEER2017AnyRFF2014CZ12cDXGF | 139948 |  | #N/A | #N/A | #N/A | 73.8 | 0.0854 | 0 | #N/A | #N/A | #N/A | 73.8 | 0.0854 | 0 | #N/A | #N/A | 24.6 | 4000
NE-HVAC-airAC-SpltPkg-240to759kBtuh-10p8eer | DEER2017 | D17 v2 |  | Any | RFF | 2014 | CZ13 | cDXGF | Cap-Tons | 24.1 | 4000 | None | 115 | 0.0916 | 0 | 115 | 0.0916 | 0 | 115 | 0.0916 | 0 | 115 | 0.0916 | 0 | DEER:HVAC_Split-Package_AC | Annual | 1719 | 115 | 0.0916 | 0 | 115 | 0.0916 | 0 | NE-HVAC-airAC-SpltPkg-240to759kBtuh-10p8eer_MZDEER2017AnyRFF2014CZ13cPVVG | #N/A | NE-HVAC-airAC-SpltPkg-240to759kBtuh-10p8eer_SZDEER2017AnyRFF2014CZ13cDXGF | 139949 |  | #N/A | #N/A | #N/A | 115 | 0.0916 | 0 | #N/A | #N/A | #N/A | 115 | 0.0916 | 0 | #N/A | #N/A | 24.1 | 4000
NE-HVAC-airAC-SpltPkg-240to759kBtuh-10p8eer | DEER2017 | D17 v2 |  | Any | RFF | 2014 | CZ14 | cDXGF | Cap-Tons | 18.3 | 4000 | None | 139 | 0.114 | 0 | 139 | 0.114 | 0 | 139 | 0.114 | 0 | 139 | 0.114 | 0 | DEER:HVAC_Split-Package_AC | Annual | 1719 | 139 | 0.114 | 0 | 139 | 0.114 | 0 | NE-HVAC-airAC-SpltPkg-240to759kBtuh-10p8eer_MZDEER2017AnyRFF2014CZ14cPVVG | #N/A | NE-HVAC-airAC-SpltPkg-240to759kBtuh-10p8eer_SZDEER2017AnyRFF2014CZ14cDXGF | 139950 |  | #N/A | #N/A | #N/A | 139 | 0.114 | 0 | #N/A | #N/A | #N/A | 139 | 0.114 | 0 | #N/A | #N/A | 18.3 | 4000
NE-HVAC-airAC-SpltPkg-240to759kBtuh-10p8eer | DEER2017 | D17 v2 |  | Any | RFF | 2014 | CZ15 | cDXGF | Cap-Tons | 28.3 | 4000 | None | 211 | 0.106 | 0 | 211 | 0.106 | 0 | 211 | 0.106 | 0 | 211 | 0.106 | 0 | DEER:HVAC_Split-Package_AC | Annual | 1719 | 211 | 0.106 | 0 | 211 | 0.106 | 0 | NE-HVAC-airAC-SpltPkg-240to759kBtuh-10p8eer_MZDEER2017AnyRFF2014CZ15cPVVG | #N/A | NE-HVAC-airAC-SpltPkg-240to759kBtuh-10p8eer_SZDEER2017AnyRFF2014CZ15cDXGF | 139951 |  | #N/A | #N/A | #N/A | 211 | 0.106 | 0 | #N/A | #N/A | #N/A | 211 | 0.106 | 0 | #N/A | #N/A | 28.3 | 4000
NE-HVAC-airAC-SpltPkg-240to759kBtuh-10p8eer | DEER2017 | D17 v2 |  | Any | RFF | 2014 | CZ16 | cDXGF | Cap-Tons | 14.3 | 4000 | None | 45.6 | 0.0577 | 0 | 45.6 | 0.0577 | 0 | 45.6 | 0.0577 | 0 | 45.6 | 0.0577 | 0 | DEER:HVAC_Split-Package_AC | Annual | 1719 | 45.6 | 0.0577 | 0 | 45.6 | 0.0577 | 0 | NE-HVAC-airAC-SpltPkg-240to759kBtuh-10p8eer_MZDEER2017AnyRFF2014CZ16cPVVG | #N/A | NE-HVAC-airAC-SpltPkg-240to759kBtuh-10p8eer_SZDEER2017AnyRFF2014CZ16cDXGF | 139952 |  | #N/A | #N/A | #N/A | 45.6 | 0.0577 | 0 | #N/A | #N/A | #N/A | 45.6 | 0.0577 | 0 | #N/A | #N/A | 14.3 | 4000
NE-HVAC-airAC-SpltPkg-240to759kBtuh-10p8eer | DEER2017 | D17 v2 |  | Any | RFF | New | CZ01 | cDXGF | Cap-Tons | 10.1 | 4000 | None | 4.22 | 0.0163 | 0 | 4.22 | 0.0163 | 0 | 4.22 | 0.0163 | 0 | 4.22 | 0.0163 | 0 | DEER:HVAC_Split-Package_AC | Annual | 1719 | 4.22 | 0.0163 | 0 | 4.22 | 0.0163 | 0 | NE-HVAC-airAC-SpltPkg-240to759kBtuh-10p8eer_MZDEER2017AnyRFFNewCZ01cPVVG | #N/A | NE-HVAC-airAC-SpltPkg-240to759kBtuh-10p8eer_SZDEER2017AnyRFFNewCZ01cDXGF | 164289 |  | #N/A | #N/A | #N/A | 4.22 | 0.0163 | 0 | #N/A | #N/A | #N/A | 4.22 | 0.0163 | 0 | #N/A | #N/A | 10.1 | 4000
NE-HVAC-airAC-SpltPkg-240to759kBtuh-10p8eer | DEER2017 | D17 v2 |  | Any | RFF | New | CZ02 | cDXGF | Cap-Tons | 18.8 | 4000 | None | 53.7 | 0.0924 | 0 | 53.7 | 0.0924 | 0 | 53.7 | 0.0924 | 0 | 53.7 | 0.0924 | 0 | DEER:HVAC_Split-Package_AC | Annual | 1719 | 53.7 | 0.0924 | 0 | 53.7 | 0.0924 | 0 | NE-HVAC-airAC-SpltPkg-240to759kBtuh-10p8eer_MZDEER2017AnyRFFNewCZ02cPVVG | #N/A | NE-HVAC-airAC-SpltPkg-240to759kBtuh-10p8eer_SZDEER2017AnyRFFNewCZ02cDXGF | 164290 |  | #N/A | #N/A | #N/A | 53.7 | 0.0924 | 0 | #N/A | #N/A | #N/A | 53.7 | 0.0924 | 0 | #N/A | #N/A | 18.8 | 4000
NE-HVAC-airAC-SpltPkg-240to759kBtuh-10p8eer | DEER2017 | D17 v2 |  | Any | RFF | New | CZ03 | cDXGF | Cap-Tons | 13.3 | 4000 | None | 28.5 | 0.0595 | 0 | 28.5 | 0.0595 | 0 | 28.5 | 0.0595 | 0 | 28.5 | 0.0595 | 0 | DEER:HVAC_Split-Package_AC | Annual | 1719 | 28.5 | 0.0595 | 0 | 28.5 | 0.0595 | 0 | NE-HVAC-airAC-SpltPkg-240to759kBtuh-10p8eer_MZDEER2017AnyRFFNewCZ03cPVVG | #N/A | NE-HVAC-airAC-SpltPkg-240to759kBtuh-10p8eer_SZDEER2017AnyRFFNewCZ03cDXGF | 164291 |  | #N/A | #N/A | #N/A | 28.5 | 0.0595 | 0 | #N/A | #N/A | #N/A | 28.5 | 0.0595 | 0 | #N/A | #N/A | 13.3 | 4000
NE-HVAC-airAC-SpltPkg-240to759kBtuh-10p8eer | DEER2017 | D17 v2 |  | Any | RFF | New | CZ04 | cDXGF | Cap-Tons | 17.4 | 4000 | None | 63.5 | 0.0864 | 0 | 63.5 | 0.0864 | 0 | 63.5 | 0.0864 | 0 | 63.5 | 0.0864 | 0 | DEER:HVAC_Split-Package_AC | Annual | 1719 | 63.5 | 0.0864 | 0 | 63.5 | 0.0864 | 0 | NE-HVAC-airAC-SpltPkg-240to759kBtuh-10p8eer_MZDEER2017AnyRFFNewCZ04cPVVG | #N/A | NE-HVAC-airAC-SpltPkg-240to759kBtuh-10p8eer_SZDEER2017AnyRFFNewCZ04cDXGF | 164292 |  | #N/A | #N/A | #N/A | 63.5 | 0.0864 | 0 | #N/A | #N/A | #N/A | 63.5 | 0.0864 | 0 | #N/A | #N/A | 17.4 | 4000
NE-HVAC-airAC-SpltPkg-240to759kBtuh-10p8eer | DEER2017 | D17 v2 |  | Any | RFF | New | CZ05 | cDXGF | Cap-Tons | 11.8 | 4000 | None | 30.3 | 0.0425 | 0 | 30.3 | 0.0425 | 0 | 30.3 | 0.0425 | 0 | 30.3 | 0.0425 | 0 | DEER:HVAC_Split-Package_AC | Annual | 1719 | 30.3 | 0.0425 | 0 | 30.3 | 0.0425 | 0 | NE-HVAC-airAC-SpltPkg-240to759kBtuh-10p8eer_MZDEER2017AnyRFFNewCZ05cPVVG | #N/A | NE-HVAC-airAC-SpltPkg-240to759kBtuh-10p8eer_SZDEER2017AnyRFFNewCZ05cDXGF | 164293 |  | #N/A | #N/A | #N/A | 30.3 | 0.0425 | 0 | #N/A | #N/A | #N/A | 30.3 | 0.0425 | 0 | #N/A | #N/A | 11.8 | 4000
NE-HVAC-airAC-SpltPkg-240to759kBtuh-10p8eer | DEER2017 | D17 v2 |  | Any | RFF | New | CZ06 | cDXGF | Cap-Tons | 18.2 | 4000 | None | 54.7 | 0.0597 | 0 | 54.7 | 0.0597 | 0 | 54.7 | 0.0597 | 0 | 54.7 | 0.0597 | 0 | DEER:HVAC_Split-Package_AC | Annual | 1719 | 54.7 | 0.0597 | 0 | 54.7 | 0.0597 | 0 | NE-HVAC-airAC-SpltPkg-240to759kBtuh-10p8eer_MZDEER2017AnyRFFNewCZ06cPVVG | #N/A | NE-HVAC-airAC-SpltPkg-240to759kBtuh-10p8eer_SZDEER2017AnyRFFNewCZ06cDXGF | 164294 |  | #N/A | #N/A | #N/A | 54.7 | 0.0597 | 0 | #N/A | #N/A | #N/A | 54.7 | 0.0597 | 0 | #N/A | #N/A | 18.2 | 4000
NE-HVAC-airAC-SpltPkg-240to759kBtuh-10p8eer | DEER2017 | D17 v2 |  | Any | RFF | New | CZ07 | cDXGF | Cap-Tons | 13.9 | 4000 | None | 68.7 | 0.068 | 0 | 68.7 | 0.068 | 0 | 68.7 | 0.068 | 0 | 68.7 | 0.068 | 0 | DEER:HVAC_Split-Package_AC | Annual | 1719 | 68.7 | 0.068 | 0 | 68.7 | 0.068 | 0 | NE-HVAC-airAC-SpltPkg-240to759kBtuh-10p8eer_MZDEER2017AnyRFFNewCZ07cPVVG | #N/A | NE-HVAC-airAC-SpltPkg-240to759kBtuh-10p8eer_SZDEER2017AnyRFFNewCZ07cDXGF | 164295 |  | #N/A | #N/A | #N/A | 68.7 | 0.068 | 0 | #N/A | #N/A | #N/A | 68.7 | 0.068 | 0 | #N/A | #N/A | 13.9 | 4000
NE-HVAC-airAC-SpltPkg-240to759kBtuh-10p8eer | DEER2017 | D17 v2 |  | Any | RFF | New | CZ08 | cDXGF | Cap-Tons | 18.5 | 4000 | None | 80.8 | 0.0773 | 0 | 80.8 | 0.0773 | 0 | 80.8 | 0.0773 | 0 | 80.8 | 0.0773 | 0 | DEER:HVAC_Split-Package_AC | Annual | 1719 | 80.8 | 0.0773 | 0 | 80.8 | 0.0773 | 0 | NE-HVAC-airAC-SpltPkg-240to759kBtuh-10p8eer_MZDEER2017AnyRFFNewCZ08cPVVG | #N/A | NE-HVAC-airAC-SpltPkg-240to759kBtuh-10p8eer_SZDEER2017AnyRFFNewCZ08cDXGF | 164296 |  | #N/A | #N/A | #N/A | 80.8 | 0.0773 | 0 | #N/A | #N/A | #N/A | 80.8 | 0.0773 | 0 | #N/A | #N/A | 18.5 | 4000
NE-HVAC-airAC-SpltPkg-240to759kBtuh-10p8eer | DEER2017 | D17 v2 |  | Any | RFF | New | CZ09 | cDXGF | Cap-Tons | 23.8 | 4000 | None | 79.8 | 0.103 | 0 | 79.8 | 0.103 | 0 | 79.8 | 0.103 | 0 | 79.8 | 0.103 | 0 | DEER:HVAC_Split-Package_AC | Annual | 1719 | 79.8 | 0.103 | 0 | 79.8 | 0.103 | 0 | NE-HVAC-airAC-SpltPkg-240to759kBtuh-10p8eer_MZDEER2017AnyRFFNewCZ09cPVVG | #N/A | NE-HVAC-airAC-SpltPkg-240to759kBtuh-10p8eer_SZDEER2017AnyRFFNewCZ09cDXGF | 164297 |  | #N/A | #N/A | #N/A | 79.8 | 0.103 | 0 | #N/A | #N/A | #N/A | 79.8 | 0.103 | 0 | #N/A | #N/A | 23.8 | 4000
NE-HVAC-airAC-SpltPkg-240to759kBtuh-10p8eer | DEER2017 | D17 v2 |  | Any | RFF | New | CZ10 | cDXGF | Cap-Tons | 21.4 | 4000 | None | 102 | 0.116 | 0 | 102 | 0.116 | 0 | 102 | 0.116 | 0 | 102 | 0.116 | 0 | DEER:HVAC_Split-Package_AC | Annual | 1719 | 102 | 0.116 | 0 | 102 | 0.116 | 0 | NE-HVAC-airAC-SpltPkg-240to759kBtuh-10p8eer_MZDEER2017AnyRFFNewCZ10cPVVG | #N/A | NE-HVAC-airAC-SpltPkg-240to759kBtuh-10p8eer_SZDEER2017AnyRFFNewCZ10cDXGF | 164298 |  | #N/A | #N/A | #N/A | 102 | 0.116 | 0 | #N/A | #N/A | #N/A | 102 | 0.116 | 0 | #N/A | #N/A | 21.4 | 4000
NE-HVAC-airAC-SpltPkg-240to759kBtuh-10p8eer | DEER2017 | D17 v2 |  | Any | RFF | New | CZ11 | cDXGF | Cap-Tons | 23.8 | 4000 | None | 109 | 0.091 | 0 | 109 | 0.091 | 0 | 109 | 0.091 | 0 | 109 | 0.091 | 0 | DEER:HVAC_Split-Package_AC | Annual | 1719 | 109 | 0.091 | 0 | 109 | 0.091 | 0 | NE-HVAC-airAC-SpltPkg-240to759kBtuh-10p8eer_MZDEER2017AnyRFFNewCZ11cPVVG | #N/A | NE-HVAC-airAC-SpltPkg-240to759kBtuh-10p8eer_SZDEER2017AnyRFFNewCZ11cDXGF | 164299 |  | #N/A | #N/A | #N/A | 109 | 0.091 | 0 | #N/A | #N/A | #N/A | 109 | 0.091 | 0 | #N/A | #N/A | 23.8 | 4000
NE-HVAC-airAC-SpltPkg-240to759kBtuh-10p8eer | DEER2017 | D17 v2 |  | Any | RFF | New | CZ12 | cDXGF | Cap-Tons | 24.6 | 4000 | None | 73.8 | 0.0854 | 0 | 73.8 | 0.0854 | 0 | 73.8 | 0.0854 | 0 | 73.8 | 0.0854 | 0 | DEER:HVAC_Split-Package_AC | Annual | 1719 | 73.8 | 0.0854 | 0 | 73.8 | 0.0854 | 0 | NE-HVAC-airAC-SpltPkg-240to759kBtuh-10p8eer_MZDEER2017AnyRFFNewCZ12cPVVG | #N/A | NE-HVAC-airAC-SpltPkg-240to759kBtuh-10p8eer_SZDEER2017AnyRFFNewCZ12cDXGF | 164300 |  | #N/A | #N/A | #N/A | 73.8 | 0.0854 | 0 | #N/A | #N/A | #N/A | 73.8 | 0.0854 | 0 | #N/A | #N/A | 24.6 | 4000
NE-HVAC-airAC-SpltPkg-240to759kBtuh-10p8eer | DEER2017 | D17 v2 |  | Any | RFF | New | CZ13 | cDXGF | Cap-Tons | 24.1 | 4000 | None | 115 | 0.0916 | 0 | 115 | 0.0916 | 0 | 115 | 0.0916 | 0 | 115 | 0.0916 | 0 | DEER:HVAC_Split-Package_AC | Annual | 1719 | 115 | 0.0916 | 0 | 115 | 0.0916 | 0 | NE-HVAC-airAC-SpltPkg-240to759kBtuh-10p8eer_MZDEER2017AnyRFFNewCZ13cPVVG | #N/A | NE-HVAC-airAC-SpltPkg-240to759kBtuh-10p8eer_SZDEER2017AnyRFFNewCZ13cDXGF | 164301 |  | #N/A | #N/A | #N/A | 115 | 0.0916 | 0 | #N/A | #N/A | #N/A | 115 | 0.0916 | 0 | #N/A | #N/A | 24.1 | 4000
NE-HVAC-airAC-SpltPkg-240to759kBtuh-10p8eer | DEER2017 | D17 v2 |  | Any | RFF | New | CZ14 | cDXGF | Cap-Tons | 18.3 | 4000 | None | 139 | 0.114 | 0 | 139 | 0.114 | 0 | 139 | 0.114 | 0 | 139 | 0.114 | 0 | DEER:HVAC_Split-Package_AC | Annual | 1719 | 139 | 0.114 | 0 | 139 | 0.114 | 0 | NE-HVAC-airAC-SpltPkg-240to759kBtuh-10p8eer_MZDEER2017AnyRFFNewCZ14cPVVG | #N/A | NE-HVAC-airAC-SpltPkg-240to759kBtuh-10p8eer_SZDEER2017AnyRFFNewCZ14cDXGF | 164302 |  | #N/A | #N/A | #N/A | 139 | 0.114 | 0 | #N/A | #N/A | #N/A | 139 | 0.114 | 0 | #N/A | #N/A | 18.3 | 4000
NE-HVAC-airAC-SpltPkg-240to759kBtuh-10p8eer | DEER2017 | D17 v2 |  | Any | RFF | New | CZ15 | cDXGF | Cap-Tons | 28.3 | 4000 | None | 211 | 0.106 | 0 | 211 | 0.106 | 0 | 211 | 0.106 | 0 | 211 | 0.106 | 0 | DEER:HVAC_Split-Package_AC | Annual | 1719 | 211 | 0.106 | 0 | 211 | 0.106 | 0 | NE-HVAC-airAC-SpltPkg-240to759kBtuh-10p8eer_MZDEER2017AnyRFFNewCZ15cPVVG | #N/A | NE-HVAC-airAC-SpltPkg-240to759kBtuh-10p8eer_SZDEER2017AnyRFFNewCZ15cDXGF | 164303 |  | #N/A | #N/A | #N/A | 211 | 0.106 | 0 | #N/A | #N/A | #N/A | 211 | 0.106 | 0 | #N/A | #N/A | 28.3 | 4000
NE-HVAC-airAC-SpltPkg-240to759kBtuh-10p8eer | DEER2017 | D17 v2 |  | Any | RFF | New | CZ16 | cDXGF | Cap-Tons | 14.3 | 4000 | None | 45.6 | 0.0577 | 0 | 45.6 | 0.0577 | 0 | 45.6 | 0.0577 | 0 | 45.6 | 0.0577 | 0 | DEER:HVAC_Split-Package_AC | Annual | 1719 | 45.6 | 0.0577 | 0 | 45.6 | 0.0577 | 0 | NE-HVAC-airAC-SpltPkg-240to759kBtuh-10p8eer_MZDEER2017AnyRFFNewCZ16cPVVG | #N/A | NE-HVAC-airAC-SpltPkg-240to759kBtuh-10p8eer_SZDEER2017AnyRFFNewCZ16cDXGF | 164304 |  | #N/A | #N/A | #N/A | 45.6 | 0.0577 | 0 | #N/A | #N/A | #N/A | 45.6 | 0.0577 | 0 | #N/A | #N/A | 14.3 | 4000
NE-HVAC-airAC-SpltPkg-240to759kBtuh-10p8eer | DEER2017 | D17 v2 |  | Any | RSD | 1975 | CZ01 | cDXGF | Cap-Tons | 27.1 | 11200 | None | 13.4 | 0.0323 | 0 | 13.4 | 0.0323 | 0 | 13.4 | 0.0323 | 0 | 13.4 | 0.0323 | 0 | DEER:HVAC_Split-Package_AC | Annual | 1719 | 13.4 | 0.0323 | 0 | 13.4 | 0.0323 | 0 | NE-HVAC-airAC-SpltPkg-240to759kBtuh-10p8eer_MZDEER2017AnyRSD1975CZ01cPVVG | #N/A | NE-HVAC-airAC-SpltPkg-240to759kBtuh-10p8eer_SZDEER2017AnyRSD1975CZ01cDXGF | 11793 |  | #N/A | #N/A | #N/A | 13.4 | 0.0323 | 0 | #N/A | #N/A | #N/A | 13.4 | 0.0323 | 0 | #N/A | #N/A | 27.1 | 11200
NE-HVAC-airAC-SpltPkg-240to759kBtuh-10p8eer | DEER2017 | D17 v2 |  | Any | RSD | 1975 | CZ02 | cDXGF | Cap-Tons | 54 | 11200 | None | 62 | 0.104 | 0 | 62 | 0.104 | 0 | 62 | 0.104 | 0 | 62 | 0.104 | 0 | DEER:HVAC_Split-Package_AC | Annual | 1719 | 62 | 0.104 | 0 | 62 | 0.104 | 0 | NE-HVAC-airAC-SpltPkg-240to759kBtuh-10p8eer_MZDEER2017AnyRSD1975CZ02cPVVG | #N/A | NE-HVAC-airAC-SpltPkg-240to759kBtuh-10p8eer_SZDEER2017AnyRSD1975CZ02cDXGF | 11794 |  | #N/A | #N/A | #N/A | 62 | 0.104 | 0 | #N/A | #N/A | #N/A | 62 | 0.104 | 0 | #N/A | #N/A | 54 | 11200
NE-HVAC-airAC-SpltPkg-240to759kBtuh-10p8eer | DEER2017 | D17 v2 |  | Any | RSD | 1975 | CZ03 | cDXGF | Cap-Tons | 38.5 | 11200 | None | 38.1 | 0.0716 | 0 | 38.1 | 0.0716 | 0 | 38.1 | 0.0716 | 0 | 38.1 | 0.0716 | 0 | DEER:HVAC_Split-Package_AC | Annual | 1719 | 38.1 | 0.0716 | 0 | 38.1 | 0.0716 | 0 | NE-HVAC-airAC-SpltPkg-240to759kBtuh-10p8eer_MZDEER2017AnyRSD1975CZ03cPVVG | #N/A | NE-HVAC-airAC-SpltPkg-240to759kBtuh-10p8eer_SZDEER2017AnyRSD1975CZ03cDXGF | 11795 |  | #N/A | #N/A | #N/A | 38.1 | 0.0716 | 0 | #N/A | #N/A | #N/A | 38.1 | 0.0716 | 0 | #N/A | #N/A | 38.5 | 11200
NE-HVAC-airAC-SpltPkg-240to759kBtuh-10p8eer | DEER2017 | D17 v2 |  | Any | RSD | 1975 | CZ04 | cDXGF | Cap-Tons | 50.4 | 11200 | None | 71.7 | 0.0961 | 0 | 71.7 | 0.0961 | 0 | 71.7 | 0.0961 | 0 | 71.7 | 0.0961 | 0 | DEER:HVAC_Split-Package_AC | Annual | 1719 | 71.7 | 0.0961 | 0 | 71.7 | 0.0961 | 0 | NE-HVAC-airAC-SpltPkg-240to759kBtuh-10p8eer_MZDEER2017AnyRSD1975CZ04cPVVG | #N/A | NE-HVAC-airAC-SpltPkg-240to759kBtuh-10p8eer_SZDEER2017AnyRSD1975CZ04cDXGF | 11796 |  | #N/A | #N/A | #N/A | 71.7 | 0.0961 | 0 | #N/A | #N/A | #N/A | 71.7 | 0.0961 | 0 | #N/A | #N/A | 50.4 | 11200
NE-HVAC-airAC-SpltPkg-240to759kBtuh-10p8eer | DEER2017 | D17 v2 |  | Any | RSD | 1975 | CZ05 | cDXGF | Cap-Tons | 37.1 | 11200 | None | 39.6 | 0.0486 | 0 | 39.6 | 0.0486 | 0 | 39.6 | 0.0486 | 0 | 39.6 | 0.0486 | 0 | DEER:HVAC_Split-Package_AC | Annual | 1719 | 39.6 | 0.0486 | 0 | 39.6 | 0.0486 | 0 | NE-HVAC-airAC-SpltPkg-240to759kBtuh-10p8eer_MZDEER2017AnyRSD1975CZ05cPVVG | #N/A | NE-HVAC-airAC-SpltPkg-240to759kBtuh-10p8eer_SZDEER2017AnyRSD1975CZ05cDXGF | 11797 |  | #N/A | #N/A | #N/A | 39.6 | 0.0486 | 0 | #N/A | #N/A | #N/A | 39.6 | 0.0486 | 0 | #N/A | #N/A | 37.1 | 11200
NE-HVAC-airAC-SpltPkg-240to759kBtuh-10p8eer | DEER2017 | D17 v2 |  | Any | RSD | 1975 | CZ06 | cDXGF | Cap-Tons | 42.7 | 11200 | None | 83.4 | 0.0845 | 0 | 83.4 | 0.0845 | 0 | 83.4 | 0.0845 | 0 | 83.4 | 0.0845 | 0 | DEER:HVAC_Split-Package_AC | Annual | 1719 | 83.4 | 0.0845 | 0 | 83.4 | 0.0845 | 0 | NE-HVAC-airAC-SpltPkg-240to759kBtuh-10p8eer_MZDEER2017AnyRSD1975CZ06cPVVG | #N/A | NE-HVAC-airAC-SpltPkg-240to759kBtuh-10p8eer_SZDEER2017AnyRSD1975CZ06cDXGF | 11798 |  | #N/A | #N/A | #N/A | 83.4 | 0.0845 | 0 | #N/A | #N/A | #N/A | 83.4 | 0.0845 | 0 | #N/A | #N/A | 42.7 | 11200
NE-HVAC-airAC-SpltPkg-240to759kBtuh-10p8eer | DEER2017 | D17 v2 |  | Any | RSD | 1975 | CZ07 | cDXGF | Cap-Tons | 39.1 | 11200 | None | 80.9 | 0.0786 | 0 | 80.9 | 0.0786 | 0 | 80.9 | 0.0786 | 0 | 80.9 | 0.0786 | 0 | DEER:HVAC_Split-Package_AC | Annual | 1719 | 80.9 | 0.0786 | 0 | 80.9 | 0.0786 | 0 | NE-HVAC-airAC-SpltPkg-240to759kBtuh-10p8eer_MZDEER2017AnyRSD1975CZ07cPVVG | #N/A | NE-HVAC-airAC-SpltPkg-240to759kBtuh-10p8eer_SZDEER2017AnyRSD1975CZ07cDXGF | 11799 |  | #N/A | #N/A | #N/A | 80.9 | 0.0786 | 0 | #N/A | #N/A | #N/A | 80.9 | 0.0786 | 0 | #N/A | #N/A | 39.1 | 11200
NE-HVAC-airAC-SpltPkg-240to759kBtuh-10p8eer | DEER2017 | D17 v2 |  | Any | RSD | 1975 | CZ08 | cDXGF | Cap-Tons | 46 | 11200 | None | 105 | 0.0939 | 0 | 105 | 0.0939 | 0 | 105 | 0.0939 | 0 | 105 | 0.0939 | 0 | DEER:HVAC_Split-Package_AC | Annual | 1719 | 105 | 0.0939 | 0 | 105 | 0.0939 | 0 | NE-HVAC-airAC-SpltPkg-240to759kBtuh-10p8eer_MZDEER2017AnyRSD1975CZ08cPVVG | #N/A | NE-HVAC-airAC-SpltPkg-240to759kBtuh-10p8eer_SZDEER2017AnyRSD1975CZ08cDXGF | 11800 |  | #N/A | #N/A | #N/A | 105 | 0.0939 | 0 | #N/A | #N/A | #N/A | 105 | 0.0939 | 0 | #N/A | #N/A | 46 | 11200
NE-HVAC-airAC-SpltPkg-240to759kBtuh-10p8eer | DEER2017 | D17 v2 |  | Any | RSD | 1975 | CZ09 | cDXGF | Cap-Tons | 61.3 | 11200 | None | 93.8 | 0.113 | 0 | 93.8 | 0.113 | 0 | 93.8 | 0.113 | 0 | 93.8 | 0.113 | 0 | DEER:HVAC_Split-Package_AC | Annual | 1719 | 93.8 | 0.113 | 0 | 93.8 | 0.113 | 0 | NE-HVAC-airAC-SpltPkg-240to759kBtuh-10p8eer_MZDEER2017AnyRSD1975CZ09cPVVG | #N/A | NE-HVAC-airAC-SpltPkg-240to759kBtuh-10p8eer_SZDEER2017AnyRSD1975CZ09cDXGF | 11801 |  | #N/A | #N/A | #N/A | 93.8 | 0.113 | 0 | #N/A | #N/A | #N/A | 93.8 | 0.113 | 0 | #N/A | #N/A | 61.3 | 11200
NE-HVAC-airAC-SpltPkg-240to759kBtuh-10p8eer | DEER2017 | D17 v2 |  | Any | RSD | 1975 | CZ10 | cDXGF | Cap-Tons | 55.4 | 11200 | None | 119 | 0.122 | 0 | 119 | 0.122 | 0 | 119 | 0.122 | 0 | 119 | 0.122 | 0 | DEER:HVAC_Split-Package_AC | Annual | 1719 | 119 | 0.122 | 0 | 119 | 0.122 | 0 | NE-HVAC-airAC-SpltPkg-240to759kBtuh-10p8eer_MZDEER2017AnyRSD1975CZ10cPVVG | #N/A | NE-HVAC-airAC-SpltPkg-240to759kBtuh-10p8eer_SZDEER2017AnyRSD1975CZ10cDXGF | 11802 |  | #N/A | #N/A | #N/A | 119 | 0.122 | 0 | #N/A | #N/A | #N/A | 119 | 0.122 | 0 | #N/A | #N/A | 55.4 | 11200
NE-HVAC-airAC-SpltPkg-240to759kBtuh-10p8eer | DEER2017 | D17 v2 |  | Any | RSD | 1975 | CZ11 | cDXGF | Cap-Tons | 68.6 | 11200 | None | 109 | 0.0983 | 0 | 109 | 0.0983 | 0 | 109 | 0.0983 | 0 | 109 | 0.0983 | 0 | DEER:HVAC_Split-Package_AC | Annual | 1719 | 109 | 0.0983 | 0 | 109 | 0.0983 | 0 | NE-HVAC-airAC-SpltPkg-240to759kBtuh-10p8eer_MZDEER2017AnyRSD1975CZ11cPVVG | #N/A | NE-HVAC-airAC-SpltPkg-240to759kBtuh-10p8eer_SZDEER2017AnyRSD1975CZ11cDXGF | 11803 |  | #N/A | #N/A | #N/A | 109 | 0.0983 | 0 | #N/A | #N/A | #N/A | 109 | 0.0983 | 0 | #N/A | #N/A | 68.6 | 11200
NE-HVAC-airAC-SpltPkg-240to759kBtuh-10p8eer | DEER2017 | D17 v2 |  | Any | RSD | 1975 | CZ12 | cDXGF | Cap-Tons | 51.8 | 11200 | None | 108 | 0.108 | 0 | 108 | 0.108 | 0 | 108 | 0.108 | 0 | 108 | 0.108 | 0 | DEER:HVAC_Split-Package_AC | Annual | 1719 | 108 | 0.108 | 0 | 108 | 0.108 | 0 | NE-HVAC-airAC-SpltPkg-240to759kBtuh-10p8eer_MZDEER2017AnyRSD1975CZ12cPVVG | #N/A | NE-HVAC-airAC-SpltPkg-240to759kBtuh-10p8eer_SZDEER2017AnyRSD1975CZ12cDXGF | 11804 |  | #N/A | #N/A | #N/A | 108 | 0.108 | 0 | #N/A | #N/A | #N/A | 108 | 0.108 | 0 | #N/A | #N/A | 51.8 | 11200
NE-HVAC-airAC-SpltPkg-240to759kBtuh-10p8eer | DEER2017 | D17 v2 |  | Any | RSD | 1975 | CZ13 | cDXGF | Cap-Tons | 70.3 | 11200 | None | 113 | 0.0982 | 0 | 113 | 0.0982 | 0 | 113 | 0.0982 | 0 | 113 | 0.0982 | 0 | DEER:HVAC_Split-Package_AC | Annual | 1719 | 113 | 0.0982 | 0 | 113 | 0.0982 | 0 | NE-HVAC-airAC-SpltPkg-240to759kBtuh-10p8eer_MZDEER2017AnyRSD1975CZ13cPVVG | #N/A | NE-HVAC-airAC-SpltPkg-240to759kBtuh-10p8eer_SZDEER2017AnyRSD1975CZ13cDXGF | 11805 |  | #N/A | #N/A | #N/A | 113 | 0.0982 | 0 | #N/A | #N/A | #N/A | 113 | 0.0982 | 0 | #N/A | #N/A | 70.3 | 11200
NE-HVAC-airAC-SpltPkg-240to759kBtuh-10p8eer | DEER2017 | D17 v2 |  | Any | RSD | 1975 | CZ14 | cDXGF | Cap-Tons | 53.5 | 11200 | None | 139 | 0.117 | 0 | 139 | 0.117 | 0 | 139 | 0.117 | 0 | 139 | 0.117 | 0 | DEER:HVAC_Split-Package_AC | Annual | 1719 | 139 | 0.117 | 0 | 139 | 0.117 | 0 | NE-HVAC-airAC-SpltPkg-240to759kBtuh-10p8eer_MZDEER2017AnyRSD1975CZ14cPVVG | #N/A | NE-HVAC-airAC-SpltPkg-240to759kBtuh-10p8eer_SZDEER2017AnyRSD1975CZ14cDXGF | 11806 |  | #N/A | #N/A | #N/A | 139 | 0.117 | 0 | #N/A | #N/A | #N/A | 139 | 0.117 | 0 | #N/A | #N/A | 53.5 | 11200
NE-HVAC-airAC-SpltPkg-240to759kBtuh-10p8eer | DEER2017 | D17 v2 |  | Any | RSD | 1975 | CZ15 | cDXGF | Cap-Tons | 92.7 | 11200 | None | 173 | 0.1 | 0 | 173 | 0.1 | 0 | 173 | 0.1 | 0 | 173 | 0.1 | 0 | DEER:HVAC_Split-Package_AC | Annual | 1719 | 173 | 0.1 | 0 | 173 | 0.1 | 0 | NE-HVAC-airAC-SpltPkg-240to759kBtuh-10p8eer_MZDEER2017AnyRSD1975CZ15cPVVG | #N/A | NE-HVAC-airAC-SpltPkg-240to759kBtuh-10p8eer_SZDEER2017AnyRSD1975CZ15cDXGF | 11807 |  | #N/A | #N/A | #N/A | 173 | 0.1 | 0 | #N/A | #N/A | #N/A | 173 | 0.1 | 0 | #N/A | #N/A | 92.7 | 11200
NE-HVAC-airAC-SpltPkg-240to759kBtuh-10p8eer | DEER2017 | D17 v2 |  | Any | RSD | 1975 | CZ16 | cDXGF | Cap-Tons | 34.7 | 11200 | None | 60.3 | 0.0798 | 0 | 60.3 | 0.0798 | 0 | 60.3 | 0.0798 | 0 | 60.3 | 0.0798 | 0 | DEER:HVAC_Split-Package_AC | Annual | 1719 | 60.3 | 0.0798 | 0 | 60.3 | 0.0798 | 0 | NE-HVAC-airAC-SpltPkg-240to759kBtuh-10p8eer_MZDEER2017AnyRSD1975CZ16cPVVG | #N/A | NE-HVAC-airAC-SpltPkg-240to759kBtuh-10p8eer_SZDEER2017AnyRSD1975CZ16cDXGF | 11808 |  | #N/A | #N/A | #N/A | 60.3 | 0.0798 | 0 | #N/A | #N/A | #N/A | 60.3 | 0.0798 | 0 | #N/A | #N/A | 34.7 | 11200
NE-HVAC-airAC-SpltPkg-240to759kBtuh-10p8eer | DEER2017 | D17 v2 |  | Any | RSD | 1985 | CZ01 | cDXGF | Cap-Tons | 25.8 | 11200 | None | 16.3 | 0.0333 | 0 | 16.3 | 0.0333 | 0 | 16.3 | 0.0333 | 0 | 16.3 | 0.0333 | 0 | DEER:HVAC_Split-Package_AC | Annual | 1719 | 16.3 | 0.0333 | 0 | 16.3 | 0.0333 | 0 | NE-HVAC-airAC-SpltPkg-240to759kBtuh-10p8eer_MZDEER2017AnyRSD1985CZ01cPVVG | #N/A | NE-HVAC-airAC-SpltPkg-240to759kBtuh-10p8eer_SZDEER2017AnyRSD1985CZ01cDXGF | 33153 |  | #N/A | #N/A | #N/A | 16.3 | 0.0333 | 0 | #N/A | #N/A | #N/A | 16.3 | 0.0333 | 0 | #N/A | #N/A | 25.8 | 11200
NE-HVAC-airAC-SpltPkg-240to759kBtuh-10p8eer | DEER2017 | D17 v2 |  | Any | RSD | 1985 | CZ02 | cDXGF | Cap-Tons | 51.8 | 11200 | None | 60 | 0.1 | 0 | 60 | 0.1 | 0 | 60 | 0.1 | 0 | 60 | 0.1 | 0 | DEER:HVAC_Split-Package_AC | Annual | 1719 | 60 | 0.1 | 0 | 60 | 0.1 | 0 | NE-HVAC-airAC-SpltPkg-240to759kBtuh-10p8eer_MZDEER2017AnyRSD1985CZ02cPVVG | #N/A | NE-HVAC-airAC-SpltPkg-240to759kBtuh-10p8eer_SZDEER2017AnyRSD1985CZ02cDXGF | 33154 |  | #N/A | #N/A | #N/A | 60 | 0.1 | 0 | #N/A | #N/A | #N/A | 60 | 0.1 | 0 | #N/A | #N/A | 51.8 | 11200
NE-HVAC-airAC-SpltPkg-240to759kBtuh-10p8eer | DEER2017 | D17 v2 |  | Any | RSD | 1985 | CZ03 | cDXGF | Cap-Tons | 36.7 | 11200 | None | 38.6 | 0.0689 | 0 | 38.6 | 0.0689 | 0 | 38.6 | 0.0689 | 0 | 38.6 | 0.0689 | 0 | DEER:HVAC_Split-Package_AC | Annual | 1719 | 38.6 | 0.0689 | 0 | 38.6 | 0.0689 | 0 | NE-HVAC-airAC-SpltPkg-240to759kBtuh-10p8eer_MZDEER2017AnyRSD1985CZ03cPVVG | #N/A | NE-HVAC-airAC-SpltPkg-240to759kBtuh-10p8eer_SZDEER2017AnyRSD1985CZ03cDXGF | 33155 |  | #N/A | #N/A | #N/A | 38.6 | 0.0689 | 0 | #N/A | #N/A | #N/A | 38.6 | 0.0689 | 0 | #N/A | #N/A | 36.7 | 11200
NE-HVAC-airAC-SpltPkg-240to759kBtuh-10p8eer | DEER2017 | D17 v2 |  | Any | RSD | 1985 | CZ04 | cDXGF | Cap-Tons | 48.4 | 11200 | None | 70.1 | 0.093 | 0 | 70.1 | 0.093 | 0 | 70.1 | 0.093 | 0 | 70.1 | 0.093 | 0 | DEER:HVAC_Split-Package_AC | Annual | 1719 | 70.1 | 0.093 | 0 | 70.1 | 0.093 | 0 | NE-HVAC-airAC-SpltPkg-240to759kBtuh-10p8eer_MZDEER2017AnyRSD1985CZ04cPVVG | #N/A | NE-HVAC-airAC-SpltPkg-240to759kBtuh-10p8eer_SZDEER2017AnyRSD1985CZ04cDXGF | 33156 |  | #N/A | #N/A | #N/A | 70.1 | 0.093 | 0 | #N/A | #N/A | #N/A | 70.1 | 0.093 | 0 | #N/A | #N/A | 48.4 | 11200
NE-HVAC-airAC-SpltPkg-240to759kBtuh-10p8eer | DEER2017 | D17 v2 |  | Any | RSD | 1985 | CZ05 | cDXGF | Cap-Tons | 35.5 | 11200 | None | 39.3 | 0.0452 | 0 | 39.3 | 0.0452 | 0 | 39.3 | 0.0452 | 0 | 39.3 | 0.0452 | 0 | DEER:HVAC_Split-Package_AC | Annual | 1719 | 39.3 | 0.0452 | 0 | 39.3 | 0.0452 | 0 | NE-HVAC-airAC-SpltPkg-240to759kBtuh-10p8eer_MZDEER2017AnyRSD1985CZ05cPVVG | #N/A | NE-HVAC-airAC-SpltPkg-240to759kBtuh-10p8eer_SZDEER2017AnyRSD1985CZ05cDXGF | 33157 |  | #N/A | #N/A | #N/A | 39.3 | 0.0452 | 0 | #N/A | #N/A | #N/A | 39.3 | 0.0452 | 0 | #N/A | #N/A | 35.5 | 11200
NE-HVAC-airAC-SpltPkg-240to759kBtuh-10p8eer | DEER2017 | D17 v2 |  | Any | RSD | 1985 | CZ06 | cDXGF | Cap-Tons | 40.9 | 11200 | None | 83.5 | 0.0809 | 0 | 83.5 | 0.0809 | 0 | 83.5 | 0.0809 | 0 | 83.5 | 0.0809 | 0 | DEER:HVAC_Split-Package_AC | Annual | 1719 | 83.5 | 0.0809 | 0 | 83.5 | 0.0809 | 0 | NE-HVAC-airAC-SpltPkg-240to759kBtuh-10p8eer_MZDEER2017AnyRSD1985CZ06cPVVG | #N/A | NE-HVAC-airAC-SpltPkg-240to759kBtuh-10p8eer_SZDEER2017AnyRSD1985CZ06cDXGF | 33158 |  | #N/A | #N/A | #N/A | 83.5 | 0.0809 | 0 | #N/A | #N/A | #N/A | 83.5 | 0.0809 | 0 | #N/A | #N/A | 40.9 | 11200
NE-HVAC-airAC-SpltPkg-240to759kBtuh-10p8eer | DEER2017 | D17 v2 |  | Any | RSD | 1985 | CZ07 | cDXGF | Cap-Tons | 37.5 | 11200 | None | 81.6 | 0.0748 | 0 | 81.6 | 0.0748 | 0 | 81.6 | 0.0748 | 0 | 81.6 | 0.0748 | 0 | DEER:HVAC_Split-Package_AC | Annual | 1719 | 81.6 | 0.0748 | 0 | 81.6 | 0.0748 | 0 | NE-HVAC-airAC-SpltPkg-240to759kBtuh-10p8eer_MZDEER2017AnyRSD1985CZ07cPVVG | #N/A | NE-HVAC-airAC-SpltPkg-240to759kBtuh-10p8eer_SZDEER2017AnyRSD1985CZ07cDXGF | 33159 |  | #N/A | #N/A | #N/A | 81.6 | 0.0748 | 0 | #N/A | #N/A | #N/A | 81.6 | 0.0748 | 0 | #N/A | #N/A | 37.5 | 11200
NE-HVAC-airAC-SpltPkg-240to759kBtuh-10p8eer | DEER2017 | D17 v2 |  | Any | RSD | 1985 | CZ08 | cDXGF | Cap-Tons | 44.2 | 11200 | None | 102 | 0.0905 | 0 | 102 | 0.0905 | 0 | 102 | 0.0905 | 0 | 102 | 0.0905 | 0 | DEER:HVAC_Split-Package_AC | Annual | 1719 | 102 | 0.0905 | 0 | 102 | 0.0905 | 0 | NE-HVAC-airAC-SpltPkg-240to759kBtuh-10p8eer_MZDEER2017AnyRSD1985CZ08cPVVG | #N/A | NE-HVAC-airAC-SpltPkg-240to759kBtuh-10p8eer_SZDEER2017AnyRSD1985CZ08cDXGF | 33160 |  | #N/A | #N/A | #N/A | 102 | 0.0905 | 0 | #N/A | #N/A | #N/A | 102 | 0.0905 | 0 | #N/A | #N/A | 44.2 | 11200
NE-HVAC-airAC-SpltPkg-240to759kBtuh-10p8eer | DEER2017 | D17 v2 |  | Any | RSD | 1985 | CZ09 | cDXGF | Cap-Tons | 58.9 | 11200 | None | 91.6 | 0.112 | 0 | 91.6 | 0.112 | 0 | 91.6 | 0.112 | 0 | 91.6 | 0.112 | 0 | DEER:HVAC_Split-Package_AC | Annual | 1719 | 91.6 | 0.112 | 0 | 91.6 | 0.112 | 0 | NE-HVAC-airAC-SpltPkg-240to759kBtuh-10p8eer_MZDEER2017AnyRSD1985CZ09cPVVG | #N/A | NE-HVAC-airAC-SpltPkg-240to759kBtuh-10p8eer_SZDEER2017AnyRSD1985CZ09cDXGF | 33161 |  | #N/A | #N/A | #N/A | 91.6 | 0.112 | 0 | #N/A | #N/A | #N/A | 91.6 | 0.112 | 0 | #N/A | #N/A | 58.9 | 11200
NE-HVAC-airAC-SpltPkg-240to759kBtuh-10p8eer | DEER2017 | D17 v2 |  | Any | RSD | 1985 | CZ10 | cDXGF | Cap-Tons | 53.1 | 11200 | None | 116 | 0.121 | 0 | 116 | 0.121 | 0 | 116 | 0.121 | 0 | 116 | 0.121 | 0 | DEER:HVAC_Split-Package_AC | Annual | 1719 | 116 | 0.121 | 0 | 116 | 0.121 | 0 | NE-HVAC-airAC-SpltPkg-240to759kBtuh-10p8eer_MZDEER2017AnyRSD1985CZ10cPVVG | #N/A | NE-HVAC-airAC-SpltPkg-240to759kBtuh-10p8eer_SZDEER2017AnyRSD1985CZ10cDXGF | 33162 |  | #N/A | #N/A | #N/A | 116 | 0.121 | 0 | #N/A | #N/A | #N/A | 116 | 0.121 | 0 | #N/A | #N/A | 53.1 | 11200
NE-HVAC-airAC-SpltPkg-240to759kBtuh-10p8eer | DEER2017 | D17 v2 |  | Any | RSD | 1985 | CZ11 | cDXGF | Cap-Tons | 65.6 | 11200 | None | 108 | 0.0964 | 0 | 108 | 0.0964 | 0 | 108 | 0.0964 | 0 | 108 | 0.0964 | 0 | DEER:HVAC_Split-Package_AC | Annual | 1719 | 108 | 0.0964 | 0 | 108 | 0.0964 | 0 | NE-HVAC-airAC-SpltPkg-240to759kBtuh-10p8eer_MZDEER2017AnyRSD1985CZ11cPVVG | #N/A | NE-HVAC-airAC-SpltPkg-240to759kBtuh-10p8eer_SZDEER2017AnyRSD1985CZ11cDXGF | 33163 |  | #N/A | #N/A | #N/A | 108 | 0.0964 | 0 | #N/A | #N/A | #N/A | 108 | 0.0964 | 0 | #N/A | #N/A | 65.6 | 11200
NE-HVAC-airAC-SpltPkg-240to759kBtuh-10p8eer | DEER2017 | D17 v2 |  | Any | RSD | 1985 | CZ12 | cDXGF | Cap-Tons | 49.5 | 11200 | None | 106 | 0.106 | 0 | 106 | 0.106 | 0 | 106 | 0.106 | 0 | 106 | 0.106 | 0 | DEER:HVAC_Split-Package_AC | Annual | 1719 | 106 | 0.106 | 0 | 106 | 0.106 | 0 | NE-HVAC-airAC-SpltPkg-240to759kBtuh-10p8eer_MZDEER2017AnyRSD1985CZ12cPVVG | #N/A | NE-HVAC-airAC-SpltPkg-240to759kBtuh-10p8eer_SZDEER2017AnyRSD1985CZ12cDXGF | 33164 |  | #N/A | #N/A | #N/A | 106 | 0.106 | 0 | #N/A | #N/A | #N/A | 106 | 0.106 | 0 | #N/A | #N/A | 49.5 | 11200
NE-HVAC-airAC-SpltPkg-240to759kBtuh-10p8eer | DEER2017 | D17 v2 |  | Any | RSD | 1985 | CZ13 | cDXGF | Cap-Tons | 67.4 | 11200 | None | 111 | 0.0948 | 0 | 111 | 0.0948 | 0 | 111 | 0.0948 | 0 | 111 | 0.0948 | 0 | DEER:HVAC_Split-Package_AC | Annual | 1719 | 111 | 0.0948 | 0 | 111 | 0.0948 | 0 | NE-HVAC-airAC-SpltPkg-240to759kBtuh-10p8eer_MZDEER2017AnyRSD1985CZ13cPVVG | #N/A | NE-HVAC-airAC-SpltPkg-240to759kBtuh-10p8eer_SZDEER2017AnyRSD1985CZ13cDXGF | 33165 |  | #N/A | #N/A | #N/A | 111 | 0.0948 | 0 | #N/A | #N/A | #N/A | 111 | 0.0948 | 0 | #N/A | #N/A | 67.4 | 11200
NE-HVAC-airAC-SpltPkg-240to759kBtuh-10p8eer | DEER2017 | D17 v2 |  | Any | RSD | 1985 | CZ14 | cDXGF | Cap-Tons | 56.7 | 11200 | None | 124 | 0.108 | 0 | 124 | 0.108 | 0 | 124 | 0.108 | 0 | 124 | 0.108 | 0 | DEER:HVAC_Split-Package_AC | Annual | 1719 | 124 | 0.108 | 0 | 124 | 0.108 | 0 | NE-HVAC-airAC-SpltPkg-240to759kBtuh-10p8eer_MZDEER2017AnyRSD1985CZ14cPVVG | #N/A | NE-HVAC-airAC-SpltPkg-240to759kBtuh-10p8eer_SZDEER2017AnyRSD1985CZ14cDXGF | 33166 |  | #N/A | #N/A | #N/A | 124 | 0.108 | 0 | #N/A | #N/A | #N/A | 124 | 0.108 | 0 | #N/A | #N/A | 56.7 | 11200
NE-HVAC-airAC-SpltPkg-240to759kBtuh-10p8eer | DEER2017 | D17 v2 |  | Any | RSD | 1985 | CZ15 | cDXGF | Cap-Tons | 86.7 | 11200 | None | 173 | 0.096 | 0 | 173 | 0.096 | 0 | 173 | 0.096 | 0 | 173 | 0.096 | 0 | DEER:HVAC_Split-Package_AC | Annual | 1719 | 173 | 0.096 | 0 | 173 | 0.096 | 0 | NE-HVAC-airAC-SpltPkg-240to759kBtuh-10p8eer_MZDEER2017AnyRSD1985CZ15cPVVG | #N/A | NE-HVAC-airAC-SpltPkg-240to759kBtuh-10p8eer_SZDEER2017AnyRSD1985CZ15cDXGF | 33167 |  | #N/A | #N/A | #N/A | 173 | 0.096 | 0 | #N/A | #N/A | #N/A | 173 | 0.096 | 0 | #N/A | #N/A | 86.7 | 11200
NE-HVAC-airAC-SpltPkg-240to759kBtuh-10p8eer | DEER2017 | D17 v2 |  | Any | RSD | 1985 | CZ16 | cDXGF | Cap-Tons | 32.7 | 11200 | None | 60.6 | 0.0752 | 0 | 60.6 | 0.0752 | 0 | 60.6 | 0.0752 | 0 | 60.6 | 0.0752 | 0 | DEER:HVAC_Split-Package_AC | Annual | 1719 | 60.6 | 0.0752 | 0 | 60.6 | 0.0752 | 0 | NE-HVAC-airAC-SpltPkg-240to759kBtuh-10p8eer_MZDEER2017AnyRSD1985CZ16cPVVG | #N/A | NE-HVAC-airAC-SpltPkg-240to759kBtuh-10p8eer_SZDEER2017AnyRSD1985CZ16cDXGF | 33168 |  | #N/A | #N/A | #N/A | 60.6 | 0.0752 | 0 | #N/A | #N/A | #N/A | 60.6 | 0.0752 | 0 | #N/A | #N/A | 32.7 | 11200
NE-HVAC-airAC-SpltPkg-240to759kBtuh-10p8eer | DEER2017 | D17 v2 |  | Any | RSD | 1996 | CZ01 | cDXGF | Cap-Tons | 22.4 | 11200 | None | 15.8 | 0.032 | 0 | 15.8 | 0.032 | 0 | 15.8 | 0.032 | 0 | 15.8 | 0.032 | 0 | DEER:HVAC_Split-Package_AC | Annual | 1719 | 15.8 | 0.032 | 0 | 15.8 | 0.032 | 0 | NE-HVAC-airAC-SpltPkg-240to759kBtuh-10p8eer_MZDEER2017AnyRSD1996CZ01cPVVG | #N/A | NE-HVAC-airAC-SpltPkg-240to759kBtuh-10p8eer_SZDEER2017AnyRSD1996CZ01cDXGF | 54513 |  | #N/A | #N/A | #N/A | 15.8 | 0.032 | 0 | #N/A | #N/A | #N/A | 15.8 | 0.032 | 0 | #N/A | #N/A | 22.4 | 11200
NE-HVAC-airAC-SpltPkg-240to759kBtuh-10p8eer | DEER2017 | D17 v2 |  | Any | RSD | 1996 | CZ02 | cDXGF | Cap-Tons | 42 | 11200 | None | 67.9 | 0.103 | 0 | 67.9 | 0.103 | 0 | 67.9 | 0.103 | 0 | 67.9 | 0.103 | 0 | DEER:HVAC_Split-Package_AC | Annual | 1719 | 67.9 | 0.103 | 0 | 67.9 | 0.103 | 0 | NE-HVAC-airAC-SpltPkg-240to759kBtuh-10p8eer_MZDEER2017AnyRSD1996CZ02cPVVG | #N/A | NE-HVAC-airAC-SpltPkg-240to759kBtuh-10p8eer_SZDEER2017AnyRSD1996CZ02cDXGF | 54514 |  | #N/A | #N/A | #N/A | 67.9 | 0.103 | 0 | #N/A | #N/A | #N/A | 67.9 | 0.103 | 0 | #N/A | #N/A | 42 | 11200
NE-HVAC-airAC-SpltPkg-240to759kBtuh-10p8eer | DEER2017 | D17 v2 |  | Any | RSD | 1996 | CZ03 | cDXGF | Cap-Tons | 33.4 | 11200 | None | 37.1 | 0.0658 | 0 | 37.1 | 0.0658 | 0 | 37.1 | 0.0658 | 0 | 37.1 | 0.0658 | 0 | DEER:HVAC_Split-Package_AC | Annual | 1719 | 37.1 | 0.0658 | 0 | 37.1 | 0.0658 | 0 | NE-HVAC-airAC-SpltPkg-240to759kBtuh-10p8eer_MZDEER2017AnyRSD1996CZ03cPVVG | #N/A | NE-HVAC-airAC-SpltPkg-240to759kBtuh-10p8eer_SZDEER2017AnyRSD1996CZ03cDXGF | 54515 |  | #N/A | #N/A | #N/A | 37.1 | 0.0658 | 0 | #N/A | #N/A | #N/A | 37.1 | 0.0658 | 0 | #N/A | #N/A | 33.4 | 11200
NE-HVAC-airAC-SpltPkg-240to759kBtuh-10p8eer | DEER2017 | D17 v2 |  | Any | RSD | 1996 | CZ04 | cDXGF | Cap-Tons | 44.2 | 11200 | None | 69.7 | 0.0905 | 0 | 69.7 | 0.0905 | 0 | 69.7 | 0.0905 | 0 | 69.7 | 0.0905 | 0 | DEER:HVAC_Split-Package_AC | Annual | 1719 | 69.7 | 0.0905 | 0 | 69.7 | 0.0905 | 0 | NE-HVAC-airAC-SpltPkg-240to759kBtuh-10p8eer_MZDEER2017AnyRSD1996CZ04cPVVG | #N/A | NE-HVAC-airAC-SpltPkg-240to759kBtuh-10p8eer_SZDEER2017AnyRSD1996CZ04cDXGF | 54516 |  | #N/A | #N/A | #N/A | 69.7 | 0.0905 | 0 | #N/A | #N/A | #N/A | 69.7 | 0.0905 | 0 | #N/A | #N/A | 44.2 | 11200
NE-HVAC-airAC-SpltPkg-240to759kBtuh-10p8eer | DEER2017 | D17 v2 |  | Any | RSD | 1996 | CZ05 | cDXGF | Cap-Tons | 32.5 | 11200 | None | 37 | 0.0439 | 0 | 37 | 0.0439 | 0 | 37 | 0.0439 | 0 | 37 | 0.0439 | 0 | DEER:HVAC_Split-Package_AC | Annual | 1719 | 37 | 0.0439 | 0 | 37 | 0.0439 | 0 | NE-HVAC-airAC-SpltPkg-240to759kBtuh-10p8eer_MZDEER2017AnyRSD1996CZ05cPVVG | #N/A | NE-HVAC-airAC-SpltPkg-240to759kBtuh-10p8eer_SZDEER2017AnyRSD1996CZ05cDXGF | 54517 |  | #N/A | #N/A | #N/A | 37 | 0.0439 | 0 | #N/A | #N/A | #N/A | 37 | 0.0439 | 0 | #N/A | #N/A | 32.5 | 11200
NE-HVAC-airAC-SpltPkg-240to759kBtuh-10p8eer | DEER2017 | D17 v2 |  | Any | RSD | 1996 | CZ06 | cDXGF | Cap-Tons | 37.6 | 11200 | None | 84.3 | 0.0803 | 0 | 84.3 | 0.0803 | 0 | 84.3 | 0.0803 | 0 | 84.3 | 0.0803 | 0 | DEER:HVAC_Split-Package_AC | Annual | 1719 | 84.3 | 0.0803 | 0 | 84.3 | 0.0803 | 0 | NE-HVAC-airAC-SpltPkg-240to759kBtuh-10p8eer_MZDEER2017AnyRSD1996CZ06cPVVG | #N/A | NE-HVAC-airAC-SpltPkg-240to759kBtuh-10p8eer_SZDEER2017AnyRSD1996CZ06cDXGF | 54518 |  | #N/A | #N/A | #N/A | 84.3 | 0.0803 | 0 | #N/A | #N/A | #N/A | 84.3 | 0.0803 | 0 | #N/A | #N/A | 37.6 | 11200
NE-HVAC-airAC-SpltPkg-240to759kBtuh-10p8eer | DEER2017 | D17 v2 |  | Any | RSD | 1996 | CZ07 | cDXGF | Cap-Tons | 34.2 | 11200 | None | 81 | 0.0739 | 0 | 81 | 0.0739 | 0 | 81 | 0.0739 | 0 | 81 | 0.0739 | 0 | DEER:HVAC_Split-Package_AC | Annual | 1719 | 81 | 0.0739 | 0 | 81 | 0.0739 | 0 | NE-HVAC-airAC-SpltPkg-240to759kBtuh-10p8eer_MZDEER2017AnyRSD1996CZ07cPVVG | #N/A | NE-HVAC-airAC-SpltPkg-240to759kBtuh-10p8eer_SZDEER2017AnyRSD1996CZ07cDXGF | 54519 |  | #N/A | #N/A | #N/A | 81 | 0.0739 | 0 | #N/A | #N/A | #N/A | 81 | 0.0739 | 0 | #N/A | #N/A | 34.2 | 11200
NE-HVAC-airAC-SpltPkg-240to759kBtuh-10p8eer | DEER2017 | D17 v2 |  | Any | RSD | 1996 | CZ08 | cDXGF | Cap-Tons | 40.7 | 11200 | None | 104 | 0.0899 | 0 | 104 | 0.0899 | 0 | 104 | 0.0899 | 0 | 104 | 0.0899 | 0 | DEER:HVAC_Split-Package_AC | Annual | 1719 | 104 | 0.0899 | 0 | 104 | 0.0899 | 0 | NE-HVAC-airAC-SpltPkg-240to759kBtuh-10p8eer_MZDEER2017AnyRSD1996CZ08cPVVG | #N/A | NE-HVAC-airAC-SpltPkg-240to759kBtuh-10p8eer_SZDEER2017AnyRSD1996CZ08cDXGF | 54520 |  | #N/A | #N/A | #N/A | 104 | 0.0899 | 0 | #N/A | #N/A | #N/A | 104 | 0.0899 | 0 | #N/A | #N/A | 40.7 | 11200
NE-HVAC-airAC-SpltPkg-240to759kBtuh-10p8eer | DEER2017 | D17 v2 |  | Any | RSD | 1996 | CZ09 | cDXGF | Cap-Tons | 54.8 | 11200 | None | 92 | 0.113 | 0 | 92 | 0.113 | 0 | 92 | 0.113 | 0 | 92 | 0.113 | 0 | DEER:HVAC_Split-Package_AC | Annual | 1719 | 92 | 0.113 | 0 | 92 | 0.113 | 0 | NE-HVAC-airAC-SpltPkg-240to759kBtuh-10p8eer_MZDEER2017AnyRSD1996CZ09cPVVG | #N/A | NE-HVAC-airAC-SpltPkg-240to759kBtuh-10p8eer_SZDEER2017AnyRSD1996CZ09cDXGF | 54521 |  | #N/A | #N/A | #N/A | 92 | 0.113 | 0 | #N/A | #N/A | #N/A | 92 | 0.113 | 0 | #N/A | #N/A | 54.8 | 11200
NE-HVAC-airAC-SpltPkg-240to759kBtuh-10p8eer | DEER2017 | D17 v2 |  | Any | RSD | 1996 | CZ10 | cDXGF | Cap-Tons | 49 | 11200 | None | 116 | 0.122 | 0 | 116 | 0.122 | 0 | 116 | 0.122 | 0 | 116 | 0.122 | 0 | DEER:HVAC_Split-Package_AC | Annual | 1719 | 116 | 0.122 | 0 | 116 | 0.122 | 0 | NE-HVAC-airAC-SpltPkg-240to759kBtuh-10p8eer_MZDEER2017AnyRSD1996CZ10cPVVG | #N/A | NE-HVAC-airAC-SpltPkg-240to759kBtuh-10p8eer_SZDEER2017AnyRSD1996CZ10cDXGF | 54522 |  | #N/A | #N/A | #N/A | 116 | 0.122 | 0 | #N/A | #N/A | #N/A | 116 | 0.122 | 0 | #N/A | #N/A | 49 | 11200
NE-HVAC-airAC-SpltPkg-240to759kBtuh-10p8eer | DEER2017 | D17 v2 |  | Any | RSD | 1996 | CZ11 | cDXGF | Cap-Tons | 57 | 11200 | None | 113 | 0.102 | 0 | 113 | 0.102 | 0 | 113 | 0.102 | 0 | 113 | 0.102 | 0 | DEER:HVAC_Split-Package_AC | Annual | 1719 | 113 | 0.102 | 0 | 113 | 0.102 | 0 | NE-HVAC-airAC-SpltPkg-240to759kBtuh-10p8eer_MZDEER2017AnyRSD1996CZ11cPVVG | #N/A | NE-HVAC-airAC-SpltPkg-240to759kBtuh-10p8eer_SZDEER2017AnyRSD1996CZ11cDXGF | 54523 |  | #N/A | #N/A | #N/A | 113 | 0.102 | 0 | #N/A | #N/A | #N/A | 113 | 0.102 | 0 | #N/A | #N/A | 57 | 11200
NE-HVAC-airAC-SpltPkg-240to759kBtuh-10p8eer | DEER2017 | D17 v2 |  | Any | RSD | 1996 | CZ12 | cDXGF | Cap-Tons | 44.4 | 11200 | None | 103 | 0.105 | 0 | 103 | 0.105 | 0 | 103 | 0.105 | 0 | 103 | 0.105 | 0 | DEER:HVAC_Split-Package_AC | Annual | 1719 | 103 | 0.105 | 0 | 103 | 0.105 | 0 | NE-HVAC-airAC-SpltPkg-240to759kBtuh-10p8eer_MZDEER2017AnyRSD1996CZ12cPVVG | #N/A | NE-HVAC-airAC-SpltPkg-240to759kBtuh-10p8eer_SZDEER2017AnyRSD1996CZ12cDXGF | 54524 |  | #N/A | #N/A | #N/A | 103 | 0.105 | 0 | #N/A | #N/A | #N/A | 103 | 0.105 | 0 | #N/A | #N/A | 44.4 | 11200
NE-HVAC-airAC-SpltPkg-240to759kBtuh-10p8eer | DEER2017 | D17 v2 |  | Any | RSD | 1996 | CZ13 | cDXGF | Cap-Tons | 61.3 | 11200 | None | 110 | 0.0959 | 0 | 110 | 0.0959 | 0 | 110 | 0.0959 | 0 | 110 | 0.0959 | 0 | DEER:HVAC_Split-Package_AC | Annual | 1719 | 110 | 0.0959 | 0 | 110 | 0.0959 | 0 | NE-HVAC-airAC-SpltPkg-240to759kBtuh-10p8eer_MZDEER2017AnyRSD1996CZ13cPVVG | #N/A | NE-HVAC-airAC-SpltPkg-240to759kBtuh-10p8eer_SZDEER2017AnyRSD1996CZ13cDXGF | 54525 |  | #N/A | #N/A | #N/A | 110 | 0.0959 | 0 | #N/A | #N/A | #N/A | 110 | 0.0959 | 0 | #N/A | #N/A | 61.3 | 11200
NE-HVAC-airAC-SpltPkg-240to759kBtuh-10p8eer | DEER2017 | D17 v2 |  | Any | RSD | 1996 | CZ14 | cDXGF | Cap-Tons | 45.1 | 11200 | None | 137 | 0.117 | 0 | 137 | 0.117 | 0 | 137 | 0.117 | 0 | 137 | 0.117 | 0 | DEER:HVAC_Split-Package_AC | Annual | 1719 | 137 | 0.117 | 0 | 137 | 0.117 | 0 | NE-HVAC-airAC-SpltPkg-240to759kBtuh-10p8eer_MZDEER2017AnyRSD1996CZ14cPVVG | #N/A | NE-HVAC-airAC-SpltPkg-240to759kBtuh-10p8eer_SZDEER2017AnyRSD1996CZ14cDXGF | 54526 |  | #N/A | #N/A | #N/A | 137 | 0.117 | 0 | #N/A | #N/A | #N/A | 137 | 0.117 | 0 | #N/A | #N/A | 45.1 | 11200
NE-HVAC-airAC-SpltPkg-240to759kBtuh-10p8eer | DEER2017 | D17 v2 |  | Any | RSD | 1996 | CZ15 | cDXGF | Cap-Tons | 78.4 | 11200 | None | 176 | 0.0992 | 0 | 176 | 0.0992 | 0 | 176 | 0.0992 | 0 | 176 | 0.0992 | 0 | DEER:HVAC_Split-Package_AC | Annual | 1719 | 176 | 0.0992 | 0 | 176 | 0.0992 | 0 | NE-HVAC-airAC-SpltPkg-240to759kBtuh-10p8eer_MZDEER2017AnyRSD1996CZ15cPVVG | #N/A | NE-HVAC-airAC-SpltPkg-240to759kBtuh-10p8eer_SZDEER2017AnyRSD1996CZ15cDXGF | 54527 |  | #N/A | #N/A | #N/A | 176 | 0.0992 | 0 | #N/A | #N/A | #N/A | 176 | 0.0992 | 0 | #N/A | #N/A | 78.4 | 11200
NE-HVAC-airAC-SpltPkg-240to759kBtuh-10p8eer | DEER2017 | D17 v2 |  | Any | RSD | 1996 | CZ16 | cDXGF | Cap-Tons | 29.1 | 11200 | None | 58.3 | 0.0721 | 0 | 58.3 | 0.0721 | 0 | 58.3 | 0.0721 | 0 | 58.3 | 0.0721 | 0 | DEER:HVAC_Split-Package_AC | Annual | 1719 | 58.3 | 0.0721 | 0 | 58.3 | 0.0721 | 0 | NE-HVAC-airAC-SpltPkg-240to759kBtuh-10p8eer_MZDEER2017AnyRSD1996CZ16cPVVG | #N/A | NE-HVAC-airAC-SpltPkg-240to759kBtuh-10p8eer_SZDEER2017AnyRSD1996CZ16cDXGF | 54528 |  | #N/A | #N/A | #N/A | 58.3 | 0.0721 | 0 | #N/A | #N/A | #N/A | 58.3 | 0.0721 | 0 | #N/A | #N/A | 29.1 | 11200
NE-HVAC-airAC-SpltPkg-240to759kBtuh-10p8eer | DEER2017 | D17 v2 |  | Any | RSD | 2003 | CZ01 | cDXGF | Cap-Tons | 15.7 | 11200 | None | 43 | 0.0534 | 0 | 43 | 0.0534 | 0 | 43 | 0.0534 | 0 | 43 | 0.0534 | 0 | DEER:HVAC_Split-Package_AC | Annual | 1719 | 43 | 0.0534 | 0 | 43 | 0.0534 | 0 | NE-HVAC-airAC-SpltPkg-240to759kBtuh-10p8eer_MZDEER2017AnyRSD2003CZ01cPVVG | #N/A | NE-HVAC-airAC-SpltPkg-240to759kBtuh-10p8eer_SZDEER2017AnyRSD2003CZ01cDXGF | 75873 |  | #N/A | #N/A | #N/A | 43 | 0.0534 | 0 | #N/A | #N/A | #N/A | 43 | 0.0534 | 0 | #N/A | #N/A | 15.7 | 11200
NE-HVAC-airAC-SpltPkg-240to759kBtuh-10p8eer | DEER2017 | D17 v2 |  | Any | RSD | 2003 | CZ02 | cDXGF | Cap-Tons | 40.6 | 11200 | None | 68.8 | 0.1 | 0 | 68.8 | 0.1 | 0 | 68.8 | 0.1 | 0 | 68.8 | 0.1 | 0 | DEER:HVAC_Split-Package_AC | Annual | 1719 | 68.8 | 0.1 | 0 | 68.8 | 0.1 | 0 | NE-HVAC-airAC-SpltPkg-240to759kBtuh-10p8eer_MZDEER2017AnyRSD2003CZ02cPVVG | #N/A | NE-HVAC-airAC-SpltPkg-240to759kBtuh-10p8eer_SZDEER2017AnyRSD2003CZ02cDXGF | 75874 |  | #N/A | #N/A | #N/A | 68.8 | 0.1 | 0 | #N/A | #N/A | #N/A | 68.8 | 0.1 | 0 | #N/A | #N/A | 40.6 | 11200
NE-HVAC-airAC-SpltPkg-240to759kBtuh-10p8eer | DEER2017 | D17 v2 |  | Any | RSD | 2003 | CZ03 | cDXGF | Cap-Tons | 33.2 | 11200 | None | 38.5 | 0.0657 | 0 | 38.5 | 0.0657 | 0 | 38.5 | 0.0657 | 0 | 38.5 | 0.0657 | 0 | DEER:HVAC_Split-Package_AC | Annual | 1719 | 38.5 | 0.0657 | 0 | 38.5 | 0.0657 | 0 | NE-HVAC-airAC-SpltPkg-240to759kBtuh-10p8eer_MZDEER2017AnyRSD2003CZ03cPVVG | #N/A | NE-HVAC-airAC-SpltPkg-240to759kBtuh-10p8eer_SZDEER2017AnyRSD2003CZ03cDXGF | 75875 |  | #N/A | #N/A | #N/A | 38.5 | 0.0657 | 0 | #N/A | #N/A | #N/A | 38.5 | 0.0657 | 0 | #N/A | #N/A | 33.2 | 11200
NE-HVAC-airAC-SpltPkg-240to759kBtuh-10p8eer | DEER2017 | D17 v2 |  | Any | RSD | 2003 | CZ04 | cDXGF | Cap-Tons | 44.7 | 11200 | None | 68.9 | 0.0885 | 0 | 68.9 | 0.0885 | 0 | 68.9 | 0.0885 | 0 | 68.9 | 0.0885 | 0 | DEER:HVAC_Split-Package_AC | Annual | 1719 | 68.9 | 0.0885 | 0 | 68.9 | 0.0885 | 0 | NE-HVAC-airAC-SpltPkg-240to759kBtuh-10p8eer_MZDEER2017AnyRSD2003CZ04cPVVG | #N/A | NE-HVAC-airAC-SpltPkg-240to759kBtuh-10p8eer_SZDEER2017AnyRSD2003CZ04cDXGF | 75876 |  | #N/A | #N/A | #N/A | 68.9 | 0.0885 | 0 | #N/A | #N/A | #N/A | 68.9 | 0.0885 | 0 | #N/A | #N/A | 44.7 | 11200
NE-HVAC-airAC-SpltPkg-240to759kBtuh-10p8eer | DEER2017 | D17 v2 |  | Any | RSD | 2003 | CZ05 | cDXGF | Cap-Tons | 32.4 | 11200 | None | 38 | 0.0438 | 0 | 38 | 0.0438 | 0 | 38 | 0.0438 | 0 | 38 | 0.0438 | 0 | DEER:HVAC_Split-Package_AC | Annual | 1719 | 38 | 0.0438 | 0 | 38 | 0.0438 | 0 | NE-HVAC-airAC-SpltPkg-240to759kBtuh-10p8eer_MZDEER2017AnyRSD2003CZ05cPVVG | #N/A | NE-HVAC-airAC-SpltPkg-240to759kBtuh-10p8eer_SZDEER2017AnyRSD2003CZ05cDXGF | 75877 |  | #N/A | #N/A | #N/A | 38 | 0.0438 | 0 | #N/A | #N/A | #N/A | 38 | 0.0438 | 0 | #N/A | #N/A | 32.4 | 11200
NE-HVAC-airAC-SpltPkg-240to759kBtuh-10p8eer | DEER2017 | D17 v2 |  | Any | RSD | 2003 | CZ06 | cDXGF | Cap-Tons | 37.2 | 11200 | None | 86.1 | 0.0801 | 0 | 86.1 | 0.0801 | 0 | 86.1 | 0.0801 | 0 | 86.1 | 0.0801 | 0 | DEER:HVAC_Split-Package_AC | Annual | 1719 | 86.1 | 0.0801 | 0 | 86.1 | 0.0801 | 0 | NE-HVAC-airAC-SpltPkg-240to759kBtuh-10p8eer_MZDEER2017AnyRSD2003CZ06cPVVG | #N/A | NE-HVAC-airAC-SpltPkg-240to759kBtuh-10p8eer_SZDEER2017AnyRSD2003CZ06cDXGF | 75878 |  | #N/A | #N/A | #N/A | 86.1 | 0.0801 | 0 | #N/A | #N/A | #N/A | 86.1 | 0.0801 | 0 | #N/A | #N/A | 37.2 | 11200
NE-HVAC-airAC-SpltPkg-240to759kBtuh-10p8eer | DEER2017 | D17 v2 |  | Any | RSD | 2003 | CZ07 | cDXGF | Cap-Tons | 34.1 | 11200 | None | 82.5 | 0.0736 | 0 | 82.5 | 0.0736 | 0 | 82.5 | 0.0736 | 0 | 82.5 | 0.0736 | 0 | DEER:HVAC_Split-Package_AC | Annual | 1719 | 82.5 | 0.0736 | 0 | 82.5 | 0.0736 | 0 | NE-HVAC-airAC-SpltPkg-240to759kBtuh-10p8eer_MZDEER2017AnyRSD2003CZ07cPVVG | #N/A | NE-HVAC-airAC-SpltPkg-240to759kBtuh-10p8eer_SZDEER2017AnyRSD2003CZ07cDXGF | 75879 |  | #N/A | #N/A | #N/A | 82.5 | 0.0736 | 0 | #N/A | #N/A | #N/A | 82.5 | 0.0736 | 0 | #N/A | #N/A | 34.1 | 11200
NE-HVAC-airAC-SpltPkg-240to759kBtuh-10p8eer | DEER2017 | D17 v2 |  | Any | RSD | 2003 | CZ08 | cDXGF | Cap-Tons | 40.5 | 11200 | None | 105 | 0.0896 | 0 | 105 | 0.0896 | 0 | 105 | 0.0896 | 0 | 105 | 0.0896 | 0 | DEER:HVAC_Split-Package_AC | Annual | 1719 | 105 | 0.0896 | 0 | 105 | 0.0896 | 0 | NE-HVAC-airAC-SpltPkg-240to759kBtuh-10p8eer_MZDEER2017AnyRSD2003CZ08cPVVG | #N/A | NE-HVAC-airAC-SpltPkg-240to759kBtuh-10p8eer_SZDEER2017AnyRSD2003CZ08cDXGF | 75880 |  | #N/A | #N/A | #N/A | 105 | 0.0896 | 0 | #N/A | #N/A | #N/A | 105 | 0.0896 | 0 | #N/A | #N/A | 40.5 | 11200
NE-HVAC-airAC-SpltPkg-240to759kBtuh-10p8eer | DEER2017 | D17 v2 |  | Any | RSD | 2003 | CZ09 | cDXGF | Cap-Tons | 54 | 11200 | None | 91.6 | 0.112 | 0 | 91.6 | 0.112 | 0 | 91.6 | 0.112 | 0 | 91.6 | 0.112 | 0 | DEER:HVAC_Split-Package_AC | Annual | 1719 | 91.6 | 0.112 | 0 | 91.6 | 0.112 | 0 | NE-HVAC-airAC-SpltPkg-240to759kBtuh-10p8eer_MZDEER2017AnyRSD2003CZ09cPVVG | #N/A | NE-HVAC-airAC-SpltPkg-240to759kBtuh-10p8eer_SZDEER2017AnyRSD2003CZ09cDXGF | 75881 |  | #N/A | #N/A | #N/A | 91.6 | 0.112 | 0 | #N/A | #N/A | #N/A | 91.6 | 0.112 | 0 | #N/A | #N/A | 54 | 11200
NE-HVAC-airAC-SpltPkg-240to759kBtuh-10p8eer | DEER2017 | D17 v2 |  | Any | RSD | 2003 | CZ10 | cDXGF | Cap-Tons | 47.1 | 11200 | None | 117 | 0.121 | 0 | 117 | 0.121 | 0 | 117 | 0.121 | 0 | 117 | 0.121 | 0 | DEER:HVAC_Split-Package_AC | Annual | 1719 | 117 | 0.121 | 0 | 117 | 0.121 | 0 | NE-HVAC-airAC-SpltPkg-240to759kBtuh-10p8eer_MZDEER2017AnyRSD2003CZ10cPVVG | #N/A | NE-HVAC-airAC-SpltPkg-240to759kBtuh-10p8eer_SZDEER2017AnyRSD2003CZ10cDXGF | 75882 |  | #N/A | #N/A | #N/A | 117 | 0.121 | 0 | #N/A | #N/A | #N/A | 117 | 0.121 | 0 | #N/A | #N/A | 47.1 | 11200
NE-HVAC-airAC-SpltPkg-240to759kBtuh-10p8eer | DEER2017 | D17 v2 |  | Any | RSD | 2003 | CZ11 | cDXGF | Cap-Tons | 55.1 | 11200 | None | 115 | 0.103 | 0 | 115 | 0.103 | 0 | 115 | 0.103 | 0 | 115 | 0.103 | 0 | DEER:HVAC_Split-Package_AC | Annual | 1719 | 115 | 0.103 | 0 | 115 | 0.103 | 0 | NE-HVAC-airAC-SpltPkg-240to759kBtuh-10p8eer_MZDEER2017AnyRSD2003CZ11cPVVG | #N/A | NE-HVAC-airAC-SpltPkg-240to759kBtuh-10p8eer_SZDEER2017AnyRSD2003CZ11cDXGF | 75883 |  | #N/A | #N/A | #N/A | 115 | 0.103 | 0 | #N/A | #N/A | #N/A | 115 | 0.103 | 0 | #N/A | #N/A | 55.1 | 11200
NE-HVAC-airAC-SpltPkg-240to759kBtuh-10p8eer | DEER2017 | D17 v2 |  | Any | RSD | 2003 | CZ12 | cDXGF | Cap-Tons | 43.5 | 11200 | None | 106 | 0.104 | 0 | 106 | 0.104 | 0 | 106 | 0.104 | 0 | 106 | 0.104 | 0 | DEER:HVAC_Split-Package_AC | Annual | 1719 | 106 | 0.104 | 0 | 106 | 0.104 | 0 | NE-HVAC-airAC-SpltPkg-240to759kBtuh-10p8eer_MZDEER2017AnyRSD2003CZ12cPVVG | #N/A | NE-HVAC-airAC-SpltPkg-240to759kBtuh-10p8eer_SZDEER2017AnyRSD2003CZ12cDXGF | 75884 |  | #N/A | #N/A | #N/A | 106 | 0.104 | 0 | #N/A | #N/A | #N/A | 106 | 0.104 | 0 | #N/A | #N/A | 43.5 | 11200
NE-HVAC-airAC-SpltPkg-240to759kBtuh-10p8eer | DEER2017 | D17 v2 |  | Any | RSD | 2003 | CZ13 | cDXGF | Cap-Tons | 59.4 | 11200 | None | 113 | 0.097 | 0 | 113 | 0.097 | 0 | 113 | 0.097 | 0 | 113 | 0.097 | 0 | DEER:HVAC_Split-Package_AC | Annual | 1719 | 113 | 0.097 | 0 | 113 | 0.097 | 0 | NE-HVAC-airAC-SpltPkg-240to759kBtuh-10p8eer_MZDEER2017AnyRSD2003CZ13cPVVG | #N/A | NE-HVAC-airAC-SpltPkg-240to759kBtuh-10p8eer_SZDEER2017AnyRSD2003CZ13cDXGF | 75885 |  | #N/A | #N/A | #N/A | 113 | 0.097 | 0 | #N/A | #N/A | #N/A | 113 | 0.097 | 0 | #N/A | #N/A | 59.4 | 11200
NE-HVAC-airAC-SpltPkg-240to759kBtuh-10p8eer | DEER2017 | D17 v2 |  | Any | RSD | 2003 | CZ14 | cDXGF | Cap-Tons | 44.4 | 11200 | None | 137 | 0.117 | 0 | 137 | 0.117 | 0 | 137 | 0.117 | 0 | 137 | 0.117 | 0 | DEER:HVAC_Split-Package_AC | Annual | 1719 | 137 | 0.117 | 0 | 137 | 0.117 | 0 | NE-HVAC-airAC-SpltPkg-240to759kBtuh-10p8eer_MZDEER2017AnyRSD2003CZ14cPVVG | #N/A | NE-HVAC-airAC-SpltPkg-240to759kBtuh-10p8eer_SZDEER2017AnyRSD2003CZ14cDXGF | 75886 |  | #N/A | #N/A | #N/A | 137 | 0.117 | 0 | #N/A | #N/A | #N/A | 137 | 0.117 | 0 | #N/A | #N/A | 44.4 | 11200
NE-HVAC-airAC-SpltPkg-240to759kBtuh-10p8eer | DEER2017 | D17 v2 |  | Any | RSD | 2003 | CZ15 | cDXGF | Cap-Tons | 76.8 | 11200 | None | 178 | 0.101 | 0 | 178 | 0.101 | 0 | 178 | 0.101 | 0 | 178 | 0.101 | 0 | DEER:HVAC_Split-Package_AC | Annual | 1719 | 178 | 0.101 | 0 | 178 | 0.101 | 0 | NE-HVAC-airAC-SpltPkg-240to759kBtuh-10p8eer_MZDEER2017AnyRSD2003CZ15cPVVG | #N/A | NE-HVAC-airAC-SpltPkg-240to759kBtuh-10p8eer_SZDEER2017AnyRSD2003CZ15cDXGF | 75887 |  | #N/A | #N/A | #N/A | 178 | 0.101 | 0 | #N/A | #N/A | #N/A | 178 | 0.101 | 0 | #N/A | #N/A | 76.8 | 11200
NE-HVAC-airAC-SpltPkg-240to759kBtuh-10p8eer | DEER2017 | D17 v2 |  | Any | RSD | 2003 | CZ16 | cDXGF | Cap-Tons | 29 | 11200 | None | 59.5 | 0.072 | 0 | 59.5 | 0.072 | 0 | 59.5 | 0.072 | 0 | 59.5 | 0.072 | 0 | DEER:HVAC_Split-Package_AC | Annual | 1719 | 59.5 | 0.072 | 0 | 59.5 | 0.072 | 0 | NE-HVAC-airAC-SpltPkg-240to759kBtuh-10p8eer_MZDEER2017AnyRSD2003CZ16cPVVG | #N/A | NE-HVAC-airAC-SpltPkg-240to759kBtuh-10p8eer_SZDEER2017AnyRSD2003CZ16cDXGF | 75888 |  | #N/A | #N/A | #N/A | 59.5 | 0.072 | 0 | #N/A | #N/A | #N/A | 59.5 | 0.072 | 0 | #N/A | #N/A | 29 | 11200
NE-HVAC-airAC-SpltPkg-240to759kBtuh-10p8eer | DEER2017 | D17 v2 |  | Any | RSD | 2007 | CZ01 | cDXGF | Cap-Tons | 15.4 | 11200 | None | 42.3 | 0.0529 | 0 | 42.3 | 0.0529 | 0 | 42.3 | 0.0529 | 0 | 42.3 | 0.0529 | 0 | DEER:HVAC_Split-Package_AC | Annual | 1719 | 42.3 | 0.0529 | 0 | 42.3 | 0.0529 | 0 | NE-HVAC-airAC-SpltPkg-240to759kBtuh-10p8eer_MZDEER2017AnyRSD2007CZ01cPVVG | #N/A | NE-HVAC-airAC-SpltPkg-240to759kBtuh-10p8eer_SZDEER2017AnyRSD2007CZ01cDXGF | 97233 |  | #N/A | #N/A | #N/A | 42.3 | 0.0529 | 0 | #N/A | #N/A | #N/A | 42.3 | 0.0529 | 0 | #N/A | #N/A | 15.4 | 11200
NE-HVAC-airAC-SpltPkg-240to759kBtuh-10p8eer | DEER2017 | D17 v2 |  | Any | RSD | 2007 | CZ02 | cDXGF | Cap-Tons | 40.3 | 11200 | None | 68.1 | 0.0997 | 0 | 68.1 | 0.0997 | 0 | 68.1 | 0.0997 | 0 | 68.1 | 0.0997 | 0 | DEER:HVAC_Split-Package_AC | Annual | 1719 | 68.1 | 0.0997 | 0 | 68.1 | 0.0997 | 0 | NE-HVAC-airAC-SpltPkg-240to759kBtuh-10p8eer_MZDEER2017AnyRSD2007CZ02cPVVG | #N/A | NE-HVAC-airAC-SpltPkg-240to759kBtuh-10p8eer_SZDEER2017AnyRSD2007CZ02cDXGF | 97234 |  | #N/A | #N/A | #N/A | 68.1 | 0.0997 | 0 | #N/A | #N/A | #N/A | 68.1 | 0.0997 | 0 | #N/A | #N/A | 40.3 | 11200
NE-HVAC-airAC-SpltPkg-240to759kBtuh-10p8eer | DEER2017 | D17 v2 |  | Any | RSD | 2007 | CZ03 | cDXGF | Cap-Tons | 33 | 11200 | None | 37.8 | 0.0654 | 0 | 37.8 | 0.0654 | 0 | 37.8 | 0.0654 | 0 | 37.8 | 0.0654 | 0 | DEER:HVAC_Split-Package_AC | Annual | 1719 | 37.8 | 0.0654 | 0 | 37.8 | 0.0654 | 0 | NE-HVAC-airAC-SpltPkg-240to759kBtuh-10p8eer_MZDEER2017AnyRSD2007CZ03cPVVG | #N/A | NE-HVAC-airAC-SpltPkg-240to759kBtuh-10p8eer_SZDEER2017AnyRSD2007CZ03cDXGF | 97235 |  | #N/A | #N/A | #N/A | 37.8 | 0.0654 | 0 | #N/A | #N/A | #N/A | 37.8 | 0.0654 | 0 | #N/A | #N/A | 33 | 11200
NE-HVAC-airAC-SpltPkg-240to759kBtuh-10p8eer | DEER2017 | D17 v2 |  | Any | RSD | 2007 | CZ04 | cDXGF | Cap-Tons | 44.5 | 11200 | None | 68.2 | 0.0883 | 0 | 68.2 | 0.0883 | 0 | 68.2 | 0.0883 | 0 | 68.2 | 0.0883 | 0 | DEER:HVAC_Split-Package_AC | Annual | 1719 | 68.2 | 0.0883 | 0 | 68.2 | 0.0883 | 0 | NE-HVAC-airAC-SpltPkg-240to759kBtuh-10p8eer_MZDEER2017AnyRSD2007CZ04cPVVG | #N/A | NE-HVAC-airAC-SpltPkg-240to759kBtuh-10p8eer_SZDEER2017AnyRSD2007CZ04cDXGF | 97236 |  | #N/A | #N/A | #N/A | 68.2 | 0.0883 | 0 | #N/A | #N/A | #N/A | 68.2 | 0.0883 | 0 | #N/A | #N/A | 44.5 | 11200
NE-HVAC-airAC-SpltPkg-240to759kBtuh-10p8eer | DEER2017 | D17 v2 |  | Any | RSD | 2007 | CZ05 | cDXGF | Cap-Tons | 32.2 | 11200 | None | 37.2 | 0.0434 | 0 | 37.2 | 0.0434 | 0 | 37.2 | 0.0434 | 0 | 37.2 | 0.0434 | 0 | DEER:HVAC_Split-Package_AC | Annual | 1719 | 37.2 | 0.0434 | 0 | 37.2 | 0.0434 | 0 | NE-HVAC-airAC-SpltPkg-240to759kBtuh-10p8eer_MZDEER2017AnyRSD2007CZ05cPVVG | #N/A | NE-HVAC-airAC-SpltPkg-240to759kBtuh-10p8eer_SZDEER2017AnyRSD2007CZ05cDXGF | 97237 |  | #N/A | #N/A | #N/A | 37.2 | 0.0434 | 0 | #N/A | #N/A | #N/A | 37.2 | 0.0434 | 0 | #N/A | #N/A | 32.2 | 11200
NE-HVAC-airAC-SpltPkg-240to759kBtuh-10p8eer | DEER2017 | D17 v2 |  | Any | RSD | 2007 | CZ06 | cDXGF | Cap-Tons | 37 | 11200 | None | 84.8 | 0.0799 | 0 | 84.8 | 0.0799 | 0 | 84.8 | 0.0799 | 0 | 84.8 | 0.0799 | 0 | DEER:HVAC_Split-Package_AC | Annual | 1719 | 84.8 | 0.0799 | 0 | 84.8 | 0.0799 | 0 | NE-HVAC-airAC-SpltPkg-240to759kBtuh-10p8eer_MZDEER2017AnyRSD2007CZ06cPVVG | #N/A | NE-HVAC-airAC-SpltPkg-240to759kBtuh-10p8eer_SZDEER2017AnyRSD2007CZ06cDXGF | 97238 |  | #N/A | #N/A | #N/A | 84.8 | 0.0799 | 0 | #N/A | #N/A | #N/A | 84.8 | 0.0799 | 0 | #N/A | #N/A | 37 | 11200
NE-HVAC-airAC-SpltPkg-240to759kBtuh-10p8eer | DEER2017 | D17 v2 |  | Any | RSD | 2007 | CZ07 | cDXGF | Cap-Tons | 33.9 | 11200 | None | 81.1 | 0.0733 | 0 | 81.1 | 0.0733 | 0 | 81.1 | 0.0733 | 0 | 81.1 | 0.0733 | 0 | DEER:HVAC_Split-Package_AC | Annual | 1719 | 81.1 | 0.0733 | 0 | 81.1 | 0.0733 | 0 | NE-HVAC-airAC-SpltPkg-240to759kBtuh-10p8eer_MZDEER2017AnyRSD2007CZ07cPVVG | #N/A | NE-HVAC-airAC-SpltPkg-240to759kBtuh-10p8eer_SZDEER2017AnyRSD2007CZ07cDXGF | 97239 |  | #N/A | #N/A | #N/A | 81.1 | 0.0733 | 0 | #N/A | #N/A | #N/A | 81.1 | 0.0733 | 0 | #N/A | #N/A | 33.9 | 11200
NE-HVAC-airAC-SpltPkg-240to759kBtuh-10p8eer | DEER2017 | D17 v2 |  | Any | RSD | 2007 | CZ08 | cDXGF | Cap-Tons | 40.2 | 11200 | None | 104 | 0.0895 | 0 | 104 | 0.0895 | 0 | 104 | 0.0895 | 0 | 104 | 0.0895 | 0 | DEER:HVAC_Split-Package_AC | Annual | 1719 | 104 | 0.0895 | 0 | 104 | 0.0895 | 0 | NE-HVAC-airAC-SpltPkg-240to759kBtuh-10p8eer_MZDEER2017AnyRSD2007CZ08cPVVG | #N/A | NE-HVAC-airAC-SpltPkg-240to759kBtuh-10p8eer_SZDEER2017AnyRSD2007CZ08cDXGF | 97240 |  | #N/A | #N/A | #N/A | 104 | 0.0895 | 0 | #N/A | #N/A | #N/A | 104 | 0.0895 | 0 | #N/A | #N/A | 40.2 | 11200
NE-HVAC-airAC-SpltPkg-240to759kBtuh-10p8eer | DEER2017 | D17 v2 |  | Any | RSD | 2007 | CZ09 | cDXGF | Cap-Tons | 53.7 | 11200 | None | 90.9 | 0.112 | 0 | 90.9 | 0.112 | 0 | 90.9 | 0.112 | 0 | 90.9 | 0.112 | 0 | DEER:HVAC_Split-Package_AC | Annual | 1719 | 90.9 | 0.112 | 0 | 90.9 | 0.112 | 0 | NE-HVAC-airAC-SpltPkg-240to759kBtuh-10p8eer_MZDEER2017AnyRSD2007CZ09cPVVG | #N/A | NE-HVAC-airAC-SpltPkg-240to759kBtuh-10p8eer_SZDEER2017AnyRSD2007CZ09cDXGF | 97241 |  | #N/A | #N/A | #N/A | 90.9 | 0.112 | 0 | #N/A | #N/A | #N/A | 90.9 | 0.112 | 0 | #N/A | #N/A | 53.7 | 11200
NE-HVAC-airAC-SpltPkg-240to759kBtuh-10p8eer | DEER2017 | D17 v2 |  | Any | RSD | 2007 | CZ10 | cDXGF | Cap-Tons | 46.9 | 11200 | None | 116 | 0.121 | 0 | 116 | 0.121 | 0 | 116 | 0.121 | 0 | 116 | 0.121 | 0 | DEER:HVAC_Split-Package_AC | Annual | 1719 | 116 | 0.121 | 0 | 116 | 0.121 | 0 | NE-HVAC-airAC-SpltPkg-240to759kBtuh-10p8eer_MZDEER2017AnyRSD2007CZ10cPVVG | #N/A | NE-HVAC-airAC-SpltPkg-240to759kBtuh-10p8eer_SZDEER2017AnyRSD2007CZ10cDXGF | 97242 |  | #N/A | #N/A | #N/A | 116 | 0.121 | 0 | #N/A | #N/A | #N/A | 116 | 0.121 | 0 | #N/A | #N/A | 46.9 | 11200
NE-HVAC-airAC-SpltPkg-240to759kBtuh-10p8eer | DEER2017 | D17 v2 |  | Any | RSD | 2007 | CZ11 | cDXGF | Cap-Tons | 54.8 | 11200 | None | 115 | 0.103 | 0 | 115 | 0.103 | 0 | 115 | 0.103 | 0 | 115 | 0.103 | 0 | DEER:HVAC_Split-Package_AC | Annual | 1719 | 115 | 0.103 | 0 | 115 | 0.103 | 0 | NE-HVAC-airAC-SpltPkg-240to759kBtuh-10p8eer_MZDEER2017AnyRSD2007CZ11cPVVG | #N/A | NE-HVAC-airAC-SpltPkg-240to759kBtuh-10p8eer_SZDEER2017AnyRSD2007CZ11cDXGF | 97243 |  | #N/A | #N/A | #N/A | 115 | 0.103 | 0 | #N/A | #N/A | #N/A | 115 | 0.103 | 0 | #N/A | #N/A | 54.8 | 11200
NE-HVAC-airAC-SpltPkg-240to759kBtuh-10p8eer | DEER2017 | D17 v2 |  | Any | RSD | 2007 | CZ12 | cDXGF | Cap-Tons | 43.2 | 11200 | None | 105 | 0.104 | 0 | 105 | 0.104 | 0 | 105 | 0.104 | 0 | 105 | 0.104 | 0 | DEER:HVAC_Split-Package_AC | Annual | 1719 | 105 | 0.104 | 0 | 105 | 0.104 | 0 | NE-HVAC-airAC-SpltPkg-240to759kBtuh-10p8eer_MZDEER2017AnyRSD2007CZ12cPVVG | #N/A | NE-HVAC-airAC-SpltPkg-240to759kBtuh-10p8eer_SZDEER2017AnyRSD2007CZ12cDXGF | 97244 |  | #N/A | #N/A | #N/A | 105 | 0.104 | 0 | #N/A | #N/A | #N/A | 105 | 0.104 | 0 | #N/A | #N/A | 43.2 | 11200
NE-HVAC-airAC-SpltPkg-240to759kBtuh-10p8eer | DEER2017 | D17 v2 |  | Any | RSD | 2007 | CZ13 | cDXGF | Cap-Tons | 59.1 | 11200 | None | 112 | 0.0969 | 0 | 112 | 0.0969 | 0 | 112 | 0.0969 | 0 | 112 | 0.0969 | 0 | DEER:HVAC_Split-Package_AC | Annual | 1719 | 112 | 0.0969 | 0 | 112 | 0.0969 | 0 | NE-HVAC-airAC-SpltPkg-240to759kBtuh-10p8eer_MZDEER2017AnyRSD2007CZ13cPVVG | #N/A | NE-HVAC-airAC-SpltPkg-240to759kBtuh-10p8eer_SZDEER2017AnyRSD2007CZ13cDXGF | 97245 |  | #N/A | #N/A | #N/A | 112 | 0.0969 | 0 | #N/A | #N/A | #N/A | 112 | 0.0969 | 0 | #N/A | #N/A | 59.1 | 11200
NE-HVAC-airAC-SpltPkg-240to759kBtuh-10p8eer | DEER2017 | D17 v2 |  | Any | RSD | 2007 | CZ14 | cDXGF | Cap-Tons | 44.1 | 11200 | None | 137 | 0.117 | 0 | 137 | 0.117 | 0 | 137 | 0.117 | 0 | 137 | 0.117 | 0 | DEER:HVAC_Split-Package_AC | Annual | 1719 | 137 | 0.117 | 0 | 137 | 0.117 | 0 | NE-HVAC-airAC-SpltPkg-240to759kBtuh-10p8eer_MZDEER2017AnyRSD2007CZ14cPVVG | #N/A | NE-HVAC-airAC-SpltPkg-240to759kBtuh-10p8eer_SZDEER2017AnyRSD2007CZ14cDXGF | 97246 |  | #N/A | #N/A | #N/A | 137 | 0.117 | 0 | #N/A | #N/A | #N/A | 137 | 0.117 | 0 | #N/A | #N/A | 44.1 | 11200
NE-HVAC-airAC-SpltPkg-240to759kBtuh-10p8eer | DEER2017 | D17 v2 |  | Any | RSD | 2007 | CZ15 | cDXGF | Cap-Tons | 76.4 | 11200 | None | 177 | 0.101 | 0 | 177 | 0.101 | 0 | 177 | 0.101 | 0 | 177 | 0.101 | 0 | DEER:HVAC_Split-Package_AC | Annual | 1719 | 177 | 0.101 | 0 | 177 | 0.101 | 0 | NE-HVAC-airAC-SpltPkg-240to759kBtuh-10p8eer_MZDEER2017AnyRSD2007CZ15cPVVG | #N/A | NE-HVAC-airAC-SpltPkg-240to759kBtuh-10p8eer_SZDEER2017AnyRSD2007CZ15cDXGF | 97247 |  | #N/A | #N/A | #N/A | 177 | 0.101 | 0 | #N/A | #N/A | #N/A | 177 | 0.101 | 0 | #N/A | #N/A | 76.4 | 11200
NE-HVAC-airAC-SpltPkg-240to759kBtuh-10p8eer | DEER2017 | D17 v2 |  | Any | RSD | 2007 | CZ16 | cDXGF | Cap-Tons | 28.7 | 11200 | None | 58.8 | 0.0717 | 0 | 58.8 | 0.0717 | 0 | 58.8 | 0.0717 | 0 | 58.8 | 0.0717 | 0 | DEER:HVAC_Split-Package_AC | Annual | 1719 | 58.8 | 0.0717 | 0 | 58.8 | 0.0717 | 0 | NE-HVAC-airAC-SpltPkg-240to759kBtuh-10p8eer_MZDEER2017AnyRSD2007CZ16cPVVG | #N/A | NE-HVAC-airAC-SpltPkg-240to759kBtuh-10p8eer_SZDEER2017AnyRSD2007CZ16cDXGF | 97248 |  | #N/A | #N/A | #N/A | 58.8 | 0.0717 | 0 | #N/A | #N/A | #N/A | 58.8 | 0.0717 | 0 | #N/A | #N/A | 28.7 | 11200
NE-HVAC-airAC-SpltPkg-240to759kBtuh-10p8eer | DEER2017 | D17 v2 |  | Any | RSD | 2011 | CZ01 | cDXGF | Cap-Tons | 15.4 | 11200 | None | 260 | 0.0528 | 58 | 42.9 | 0.0532 | 0 | 260 | 0.0528 | 58 | 42.9 | 0.0532 | 0 | DEER:HVAC_Split-Package_AC | Annual | 1719 | 260 | 0.0528 | 58 | 42.9 | 0.0532 | 0 | NE-HVAC-airAC-SpltPkg-240to759kBtuh-10p8eer_MZDEER2017AnyRSD2011CZ01cPVVG | #N/A | NE-HVAC-airAC-SpltPkg-240to759kBtuh-10p8eer_SZDEER2017AnyRSD2011CZ01cDXGF | 118593 |  | #N/A | #N/A | #N/A | 260 | 0.0528 | 58 | #N/A | #N/A | #N/A | 42.9 | 0.0532 | 0 | #N/A | #N/A | 15.4 | 11200
NE-HVAC-airAC-SpltPkg-240to759kBtuh-10p8eer | DEER2017 | D17 v2 |  | Any | RSD | 2011 | CZ02 | cDXGF | Cap-Tons | 39.9 | 11200 | None | 517 | 0.254 | 13.6 | 68.4 | 0.0979 | 0 | 517 | 0.254 | 13.6 | 68.4 | 0.0979 | 0 | DEER:HVAC_Split-Package_AC | Annual | 1719 | 517 | 0.254 | 13.6 | 68.4 | 0.0979 | 0 | NE-HVAC-airAC-SpltPkg-240to759kBtuh-10p8eer_MZDEER2017AnyRSD2011CZ02cPVVG | #N/A | NE-HVAC-airAC-SpltPkg-240to759kBtuh-10p8eer_SZDEER2017AnyRSD2011CZ02cDXGF | 118594 |  | #N/A | #N/A | #N/A | 517 | 0.254 | 13.6 | #N/A | #N/A | #N/A | 68.4 | 0.0979 | 0 | #N/A | #N/A | 39.9 | 11200
NE-HVAC-airAC-SpltPkg-240to759kBtuh-10p8eer | DEER2017 | D17 v2 |  | Any | RSD | 2011 | CZ03 | cDXGF | Cap-Tons | 32.9 | 11200 | None | 416 | 0.216 | 45.7 | 37.8 | 0.0641 | 0 | 416 | 0.216 | 45.7 | 37.8 | 0.0641 | 0 | DEER:HVAC_Split-Package_AC | Annual | 1719 | 416 | 0.216 | 45.7 | 37.8 | 0.0641 | 0 | NE-HVAC-airAC-SpltPkg-240to759kBtuh-10p8eer_MZDEER2017AnyRSD2011CZ03cPVVG | #N/A | NE-HVAC-airAC-SpltPkg-240to759kBtuh-10p8eer_SZDEER2017AnyRSD2011CZ03cDXGF | 118595 |  | #N/A | #N/A | #N/A | 416 | 0.216 | 45.7 | #N/A | #N/A | #N/A | 37.8 | 0.0641 | 0 | #N/A | #N/A | 32.9 | 11200
NE-HVAC-airAC-SpltPkg-240to759kBtuh-10p8eer | DEER2017 | D17 v2 |  | Any | RSD | 2011 | CZ04 | cDXGF | Cap-Tons | 44.1 | 11200 | None | 533 | 0.227 | 1.17 | 68.7 | 0.0873 | 0 | 533 | 0.227 | 1.17 | 68.7 | 0.0873 | 0 | DEER:HVAC_Split-Package_AC | Annual | 1719 | 533 | 0.227 | 1.17 | 68.7 | 0.0873 | 0 | NE-HVAC-airAC-SpltPkg-240to759kBtuh-10p8eer_MZDEER2017AnyRSD2011CZ04cPVVG | #N/A | NE-HVAC-airAC-SpltPkg-240to759kBtuh-10p8eer_SZDEER2017AnyRSD2011CZ04cDXGF | 118596 |  | #N/A | #N/A | #N/A | 533 | 0.227 | 1.17 | #N/A | #N/A | #N/A | 68.7 | 0.0873 | 0 | #N/A | #N/A | 44.1 | 11200
NE-HVAC-airAC-SpltPkg-240to759kBtuh-10p8eer | DEER2017 | D17 v2 |  | Any | RSD | 2011 | CZ05 | cDXGF | Cap-Tons | 32.1 | 11200 | None | 417 | 0.177 | 48 | 37.3 | 0.0435 | 0 | 417 | 0.177 | 48 | 37.3 | 0.0435 | 0 | DEER:HVAC_Split-Package_AC | Annual | 1719 | 417 | 0.177 | 48 | 37.3 | 0.0435 | 0 | NE-HVAC-airAC-SpltPkg-240to759kBtuh-10p8eer_MZDEER2017AnyRSD2011CZ05cPVVG | #N/A | NE-HVAC-airAC-SpltPkg-240to759kBtuh-10p8eer_SZDEER2017AnyRSD2011CZ05cDXGF | 118597 |  | #N/A | #N/A | #N/A | 417 | 0.177 | 48 | #N/A | #N/A | #N/A | 37.3 | 0.0435 | 0 | #N/A | #N/A | 32.1 | 11200
NE-HVAC-airAC-SpltPkg-240to759kBtuh-10p8eer | DEER2017 | D17 v2 |  | Any | RSD | 2011 | CZ06 | cDXGF | Cap-Tons | 36.9 | 11200 | None | 479 | 0.184 | 14.6 | 85 | 0.0798 | 0 | 479 | 0.184 | 14.6 | 85 | 0.0798 | 0 | DEER:HVAC_Split-Package_AC | Annual | 1719 | 479 | 0.184 | 14.6 | 85 | 0.0798 | 0 | NE-HVAC-airAC-SpltPkg-240to759kBtuh-10p8eer_MZDEER2017AnyRSD2011CZ06cPVVG | #N/A | NE-HVAC-airAC-SpltPkg-240to759kBtuh-10p8eer_SZDEER2017AnyRSD2011CZ06cDXGF | 118598 |  | #N/A | #N/A | #N/A | 479 | 0.184 | 14.6 | #N/A | #N/A | #N/A | 85 | 0.0798 | 0 | #N/A | #N/A | 36.9 | 11200
NE-HVAC-airAC-SpltPkg-240to759kBtuh-10p8eer | DEER2017 | D17 v2 |  | Any | RSD | 2011 | CZ07 | cDXGF | Cap-Tons | 33.8 | 11200 | None | 411 | 0.162 | 18.6 | 81.2 | 0.0724 | 0 | 411 | 0.162 | 18.6 | 81.2 | 0.0724 | 0 | DEER:HVAC_Split-Package_AC | Annual | 1719 | 411 | 0.162 | 18.6 | 81.2 | 0.0724 | 0 | NE-HVAC-airAC-SpltPkg-240to759kBtuh-10p8eer_MZDEER2017AnyRSD2011CZ07cPVVG | #N/A | NE-HVAC-airAC-SpltPkg-240to759kBtuh-10p8eer_SZDEER2017AnyRSD2011CZ07cDXGF | 118599 |  | #N/A | #N/A | #N/A | 411 | 0.162 | 18.6 | #N/A | #N/A | #N/A | 81.2 | 0.0724 | 0 | #N/A | #N/A | 33.8 | 11200
NE-HVAC-airAC-SpltPkg-240to759kBtuh-10p8eer | DEER2017 | D17 v2 |  | Any | RSD | 2011 | CZ08 | cDXGF | Cap-Tons | 40.1 | 11200 | None | 547 | 0.186 | 6.51 | 103 | 0.0884 | 0 | 547 | 0.186 | 6.51 | 103 | 0.0884 | 0 | DEER:HVAC_Split-Package_AC | Annual | 1719 | 547 | 0.186 | 6.51 | 103 | 0.0884 | 0 | NE-HVAC-airAC-SpltPkg-240to759kBtuh-10p8eer_MZDEER2017AnyRSD2011CZ08cPVVG | #N/A | NE-HVAC-airAC-SpltPkg-240to759kBtuh-10p8eer_SZDEER2017AnyRSD2011CZ08cDXGF | 118600 |  | #N/A | #N/A | #N/A | 547 | 0.186 | 6.51 | #N/A | #N/A | #N/A | 103 | 0.0884 | 0 | #N/A | #N/A | 40.1 | 11200
NE-HVAC-airAC-SpltPkg-240to759kBtuh-10p8eer | DEER2017 | D17 v2 |  | Any | RSD | 2011 | CZ09 | cDXGF | Cap-Tons | 53.2 | 11200 | None | 563 | 0.197 | -3.16 | 90.6 | 0.111 | 0 | 563 | 0.197 | -3.16 | 90.6 | 0.111 | 0 | DEER:HVAC_Split-Package_AC | Annual | 1719 | 563 | 0.197 | -3.16 | 90.6 | 0.111 | 0 | NE-HVAC-airAC-SpltPkg-240to759kBtuh-10p8eer_MZDEER2017AnyRSD2011CZ09cPVVG | #N/A | NE-HVAC-airAC-SpltPkg-240to759kBtuh-10p8eer_SZDEER2017AnyRSD2011CZ09cDXGF | 118601 |  | #N/A | #N/A | #N/A | 563 | 0.197 | -3.16 | #N/A | #N/A | #N/A | 90.6 | 0.111 | 0 | #N/A | #N/A | 53.2 | 11200
NE-HVAC-airAC-SpltPkg-240to759kBtuh-10p8eer | DEER2017 | D17 v2 |  | Any | RSD | 2011 | CZ10 | cDXGF | Cap-Tons | 46.4 | 11200 | None | 599 | 0.176 | -1.16 | 116 | 0.12 | 0 | 599 | 0.176 | -1.16 | 116 | 0.12 | 0 | DEER:HVAC_Split-Package_AC | Annual | 1719 | 599 | 0.176 | -1.16 | 116 | 0.12 | 0 | NE-HVAC-airAC-SpltPkg-240to759kBtuh-10p8eer_MZDEER2017AnyRSD2011CZ10cPVVG | #N/A | NE-HVAC-airAC-SpltPkg-240to759kBtuh-10p8eer_SZDEER2017AnyRSD2011CZ10cDXGF | 118602 |  | #N/A | #N/A | #N/A | 599 | 0.176 | -1.16 | #N/A | #N/A | #N/A | 116 | 0.12 | 0 | #N/A | #N/A | 46.4 | 11200
NE-HVAC-airAC-SpltPkg-240to759kBtuh-10p8eer | DEER2017 | D17 v2 |  | Any | RSD | 2011 | CZ11 | cDXGF | Cap-Tons | 54.4 | 11200 | None | 577 | 0.216 | -6.73 | 114 | 0.102 | 0 | 577 | 0.216 | -6.73 | 114 | 0.102 | 0 | DEER:HVAC_Split-Package_AC | Annual | 1719 | 577 | 0.216 | -6.73 | 114 | 0.102 | 0 | NE-HVAC-airAC-SpltPkg-240to759kBtuh-10p8eer_MZDEER2017AnyRSD2011CZ11cPVVG | #N/A | NE-HVAC-airAC-SpltPkg-240to759kBtuh-10p8eer_SZDEER2017AnyRSD2011CZ11cDXGF | 118603 |  | #N/A | #N/A | #N/A | 577 | 0.216 | -6.73 | #N/A | #N/A | #N/A | 114 | 0.102 | 0 | #N/A | #N/A | 54.4 | 11200
NE-HVAC-airAC-SpltPkg-240to759kBtuh-10p8eer | DEER2017 | D17 v2 |  | Any | RSD | 2011 | CZ12 | cDXGF | Cap-Tons | 42.8 | 11200 | None | 595 | 0.195 | 3.22 | 105 | 0.103 | 0 | 595 | 0.195 | 3.22 | 105 | 0.103 | 0 | DEER:HVAC_Split-Package_AC | Annual | 1719 | 595 | 0.195 | 3.22 | 105 | 0.103 | 0 | NE-HVAC-airAC-SpltPkg-240to759kBtuh-10p8eer_MZDEER2017AnyRSD2011CZ12cPVVG | #N/A | NE-HVAC-airAC-SpltPkg-240to759kBtuh-10p8eer_SZDEER2017AnyRSD2011CZ12cDXGF | 118604 |  | #N/A | #N/A | #N/A | 595 | 0.195 | 3.22 | #N/A | #N/A | #N/A | 105 | 0.103 | 0 | #N/A | #N/A | 42.8 | 11200
NE-HVAC-airAC-SpltPkg-240to759kBtuh-10p8eer | DEER2017 | D17 v2 |  | Any | RSD | 2011 | CZ13 | cDXGF | Cap-Tons | 58.6 | 11200 | None | 563 | 0.19 | -6.68 | 111 | 0.0963 | 0 | 563 | 0.19 | -6.68 | 111 | 0.0963 | 0 | DEER:HVAC_Split-Package_AC | Annual | 1719 | 563 | 0.19 | -6.68 | 111 | 0.0963 | 0 | NE-HVAC-airAC-SpltPkg-240to759kBtuh-10p8eer_MZDEER2017AnyRSD2011CZ13cPVVG | #N/A | NE-HVAC-airAC-SpltPkg-240to759kBtuh-10p8eer_SZDEER2017AnyRSD2011CZ13cDXGF | 118605 |  | #N/A | #N/A | #N/A | 563 | 0.19 | -6.68 | #N/A | #N/A | #N/A | 111 | 0.0963 | 0 | #N/A | #N/A | 58.6 | 11200
NE-HVAC-airAC-SpltPkg-240to759kBtuh-10p8eer | DEER2017 | D17 v2 |  | Any | RSD | 2011 | CZ14 | cDXGF | Cap-Tons | 43.7 | 11200 | None | 633 | 0.161 | 0.585 | 136 | 0.116 | 0 | 633 | 0.161 | 0.585 | 136 | 0.116 | 0 | DEER:HVAC_Split-Package_AC | Annual | 1719 | 633 | 0.161 | 0.585 | 136 | 0.116 | 0 | NE-HVAC-airAC-SpltPkg-240to759kBtuh-10p8eer_MZDEER2017AnyRSD2011CZ14cPVVG | #N/A | NE-HVAC-airAC-SpltPkg-240to759kBtuh-10p8eer_SZDEER2017AnyRSD2011CZ14cDXGF | 118606 |  | #N/A | #N/A | #N/A | 633 | 0.161 | 0.585 | #N/A | #N/A | #N/A | 136 | 0.116 | 0 | #N/A | #N/A | 43.7 | 11200
NE-HVAC-airAC-SpltPkg-240to759kBtuh-10p8eer | DEER2017 | D17 v2 |  | Any | RSD | 2011 | CZ15 | cDXGF | Cap-Tons | 75.1 | 11200 | None | 663 | 0.241 | -1.23 | 177 | 0.0976 | 0 | 663 | 0.241 | -1.23 | 177 | 0.0976 | 0 | DEER:HVAC_Split-Package_AC | Annual | 1719 | 663 | 0.241 | -1.23 | 177 | 0.0976 | 0 | NE-HVAC-airAC-SpltPkg-240to759kBtuh-10p8eer_MZDEER2017AnyRSD2011CZ15cPVVG | #N/A | NE-HVAC-airAC-SpltPkg-240to759kBtuh-10p8eer_SZDEER2017AnyRSD2011CZ15cDXGF | 118607 |  | #N/A | #N/A | #N/A | 663 | 0.241 | -1.23 | #N/A | #N/A | #N/A | 177 | 0.0976 | 0 | #N/A | #N/A | 75.1 | 11200
NE-HVAC-airAC-SpltPkg-240to759kBtuh-10p8eer | DEER2017 | D17 v2 |  | Any | RSD | 2011 | CZ16 | cDXGF | Cap-Tons | 28.5 | 11200 | None | 441 | 0.214 | 71.3 | 59.4 | 0.0699 | 0 | 441 | 0.214 | 71.3 | 59.4 | 0.0699 | 0 | DEER:HVAC_Split-Package_AC | Annual | 1719 | 441 | 0.214 | 71.3 | 59.4 | 0.0699 | 0 | NE-HVAC-airAC-SpltPkg-240to759kBtuh-10p8eer_MZDEER2017AnyRSD2011CZ16cPVVG | #N/A | NE-HVAC-airAC-SpltPkg-240to759kBtuh-10p8eer_SZDEER2017AnyRSD2011CZ16cDXGF | 118608 |  | #N/A | #N/A | #N/A | 441 | 0.214 | 71.3 | #N/A | #N/A | #N/A | 59.4 | 0.0699 | 0 | #N/A | #N/A | 28.5 | 11200
NE-HVAC-airAC-SpltPkg-240to759kBtuh-10p8eer | DEER2017 | D17 v2 |  | Any | RSD | 2014 | CZ01 | cDXGF | Cap-Tons | 14.7 | 11200 | None | 35.6 | 0.0483 | 0 | 35.6 | 0.0483 | 0 | 35.6 | 0.0483 | 0 | 35.6 | 0.0483 | 0 | DEER:HVAC_Split-Package_AC | Annual | 1719 | 35.6 | 0.0483 | 0 | 35.6 | 0.0483 | 0 | NE-HVAC-airAC-SpltPkg-240to759kBtuh-10p8eer_MZDEER2017AnyRSD2014CZ01cPVVG | #N/A | NE-HVAC-airAC-SpltPkg-240to759kBtuh-10p8eer_SZDEER2017AnyRSD2014CZ01cDXGF | 139953 |  | #N/A | #N/A | #N/A | 35.6 | 0.0483 | 0 | #N/A | #N/A | #N/A | 35.6 | 0.0483 | 0 | #N/A | #N/A | 14.7 | 11200
NE-HVAC-airAC-SpltPkg-240to759kBtuh-10p8eer | DEER2017 | D17 v2 |  | Any | RSD | 2014 | CZ02 | cDXGF | Cap-Tons | 38.5 | 11200 | None | 64.7 | 0.0933 | 0 | 64.7 | 0.0933 | 0 | 64.7 | 0.0933 | 0 | 64.7 | 0.0933 | 0 | DEER:HVAC_Split-Package_AC | Annual | 1719 | 64.7 | 0.0933 | 0 | 64.7 | 0.0933 | 0 | NE-HVAC-airAC-SpltPkg-240to759kBtuh-10p8eer_MZDEER2017AnyRSD2014CZ02cPVVG | #N/A | NE-HVAC-airAC-SpltPkg-240to759kBtuh-10p8eer_SZDEER2017AnyRSD2014CZ02cDXGF | 139954 |  | #N/A | #N/A | #N/A | 64.7 | 0.0933 | 0 | #N/A | #N/A | #N/A | 64.7 | 0.0933 | 0 | #N/A | #N/A | 38.5 | 11200
NE-HVAC-airAC-SpltPkg-240to759kBtuh-10p8eer | DEER2017 | D17 v2 |  | Any | RSD | 2014 | CZ03 | cDXGF | Cap-Tons | 27.4 | 11200 | None | 42.7 | 0.0656 | 0 | 42.7 | 0.0656 | 0 | 42.7 | 0.0656 | 0 | 42.7 | 0.0656 | 0 | DEER:HVAC_Split-Package_AC | Annual | 1719 | 42.7 | 0.0656 | 0 | 42.7 | 0.0656 | 0 | NE-HVAC-airAC-SpltPkg-240to759kBtuh-10p8eer_MZDEER2017AnyRSD2014CZ03cPVVG | #N/A | NE-HVAC-airAC-SpltPkg-240to759kBtuh-10p8eer_SZDEER2017AnyRSD2014CZ03cDXGF | 139955 |  | #N/A | #N/A | #N/A | 42.7 | 0.0656 | 0 | #N/A | #N/A | #N/A | 42.7 | 0.0656 | 0 | #N/A | #N/A | 27.4 | 11200
NE-HVAC-airAC-SpltPkg-240to759kBtuh-10p8eer | DEER2017 | D17 v2 |  | Any | RSD | 2014 | CZ04 | cDXGF | Cap-Tons | 41.3 | 11200 | None | 65.6 | 0.0796 | 0 | 65.6 | 0.0796 | 0 | 65.6 | 0.0796 | 0 | 65.6 | 0.0796 | 0 | DEER:HVAC_Split-Package_AC | Annual | 1719 | 65.6 | 0.0796 | 0 | 65.6 | 0.0796 | 0 | NE-HVAC-airAC-SpltPkg-240to759kBtuh-10p8eer_MZDEER2017AnyRSD2014CZ04cPVVG | #N/A | NE-HVAC-airAC-SpltPkg-240to759kBtuh-10p8eer_SZDEER2017AnyRSD2014CZ04cDXGF | 139956 |  | #N/A | #N/A | #N/A | 65.6 | 0.0796 | 0 | #N/A | #N/A | #N/A | 65.6 | 0.0796 | 0 | #N/A | #N/A | 41.3 | 11200
NE-HVAC-airAC-SpltPkg-240to759kBtuh-10p8eer | DEER2017 | D17 v2 |  | Any | RSD | 2014 | CZ05 | cDXGF | Cap-Tons | 21 | 11200 | None | 62.7 | 0.0581 | 0 | 62.7 | 0.0581 | 0 | 62.7 | 0.0581 | 0 | 62.7 | 0.0581 | 0 | DEER:HVAC_Split-Package_AC | Annual | 1719 | 62.7 | 0.0581 | 0 | 62.7 | 0.0581 | 0 | NE-HVAC-airAC-SpltPkg-240to759kBtuh-10p8eer_MZDEER2017AnyRSD2014CZ05cPVVG | #N/A | NE-HVAC-airAC-SpltPkg-240to759kBtuh-10p8eer_SZDEER2017AnyRSD2014CZ05cDXGF | 139957 |  | #N/A | #N/A | #N/A | 62.7 | 0.0581 | 0 | #N/A | #N/A | #N/A | 62.7 | 0.0581 | 0 | #N/A | #N/A | 21 | 11200
NE-HVAC-airAC-SpltPkg-240to759kBtuh-10p8eer | DEER2017 | D17 v2 |  | Any | RSD | 2014 | CZ06 | cDXGF | Cap-Tons | 34 | 11200 | None | 82.4 | 0.0763 | 0 | 82.4 | 0.0763 | 0 | 82.4 | 0.0763 | 0 | 82.4 | 0.0763 | 0 | DEER:HVAC_Split-Package_AC | Annual | 1719 | 82.4 | 0.0763 | 0 | 82.4 | 0.0763 | 0 | NE-HVAC-airAC-SpltPkg-240to759kBtuh-10p8eer_MZDEER2017AnyRSD2014CZ06cPVVG | #N/A | NE-HVAC-airAC-SpltPkg-240to759kBtuh-10p8eer_SZDEER2017AnyRSD2014CZ06cDXGF | 139958 |  | #N/A | #N/A | #N/A | 82.4 | 0.0763 | 0 | #N/A | #N/A | #N/A | 82.4 | 0.0763 | 0 | #N/A | #N/A | 34 | 11200
NE-HVAC-airAC-SpltPkg-240to759kBtuh-10p8eer | DEER2017 | D17 v2 |  | Any | RSD | 2014 | CZ07 | cDXGF | Cap-Tons | 30.8 | 11200 | None | 80.6 | 0.0695 | 0 | 80.6 | 0.0695 | 0 | 80.6 | 0.0695 | 0 | 80.6 | 0.0695 | 0 | DEER:HVAC_Split-Package_AC | Annual | 1719 | 80.6 | 0.0695 | 0 | 80.6 | 0.0695 | 0 | NE-HVAC-airAC-SpltPkg-240to759kBtuh-10p8eer_MZDEER2017AnyRSD2014CZ07cPVVG | #N/A | NE-HVAC-airAC-SpltPkg-240to759kBtuh-10p8eer_SZDEER2017AnyRSD2014CZ07cDXGF | 139959 |  | #N/A | #N/A | #N/A | 80.6 | 0.0695 | 0 | #N/A | #N/A | #N/A | 80.6 | 0.0695 | 0 | #N/A | #N/A | 30.8 | 11200
NE-HVAC-airAC-SpltPkg-240to759kBtuh-10p8eer | DEER2017 | D17 v2 |  | Any | RSD | 2014 | CZ08 | cDXGF | Cap-Tons | 34.2 | 11200 | None | 111 | 0.0897 | 0 | 111 | 0.0897 | 0 | 111 | 0.0897 | 0 | 111 | 0.0897 | 0 | DEER:HVAC_Split-Package_AC | Annual | 1719 | 111 | 0.0897 | 0 | 111 | 0.0897 | 0 | NE-HVAC-airAC-SpltPkg-240to759kBtuh-10p8eer_MZDEER2017AnyRSD2014CZ08cPVVG | #N/A | NE-HVAC-airAC-SpltPkg-240to759kBtuh-10p8eer_SZDEER2017AnyRSD2014CZ08cDXGF | 139960 |  | #N/A | #N/A | #N/A | 111 | 0.0897 | 0 | #N/A | #N/A | #N/A | 111 | 0.0897 | 0 | #N/A | #N/A | 34.2 | 11200
NE-HVAC-airAC-SpltPkg-240to759kBtuh-10p8eer | DEER2017 | D17 v2 |  | Any | RSD | 2014 | CZ09 | cDXGF | Cap-Tons | 49.9 | 11200 | None | 87.9 | 0.11 | 0 | 87.9 | 0.11 | 0 | 87.9 | 0.11 | 0 | 87.9 | 0.11 | 0 | DEER:HVAC_Split-Package_AC | Annual | 1719 | 87.9 | 0.11 | 0 | 87.9 | 0.11 | 0 | NE-HVAC-airAC-SpltPkg-240to759kBtuh-10p8eer_MZDEER2017AnyRSD2014CZ09cPVVG | #N/A | NE-HVAC-airAC-SpltPkg-240to759kBtuh-10p8eer_SZDEER2017AnyRSD2014CZ09cDXGF | 139961 |  | #N/A | #N/A | #N/A | 87.9 | 0.11 | 0 | #N/A | #N/A | #N/A | 87.9 | 0.11 | 0 | #N/A | #N/A | 49.9 | 11200
NE-HVAC-airAC-SpltPkg-240to759kBtuh-10p8eer | DEER2017 | D17 v2 |  | Any | RSD | 2014 | CZ10 | cDXGF | Cap-Tons | 44.6 | 11200 | None | 112 | 0.119 | 0 | 112 | 0.119 | 0 | 112 | 0.119 | 0 | 112 | 0.119 | 0 | DEER:HVAC_Split-Package_AC | Annual | 1719 | 112 | 0.119 | 0 | 112 | 0.119 | 0 | NE-HVAC-airAC-SpltPkg-240to759kBtuh-10p8eer_MZDEER2017AnyRSD2014CZ10cPVVG | #N/A | NE-HVAC-airAC-SpltPkg-240to759kBtuh-10p8eer_SZDEER2017AnyRSD2014CZ10cDXGF | 139962 |  | #N/A | #N/A | #N/A | 112 | 0.119 | 0 | #N/A | #N/A | #N/A | 112 | 0.119 | 0 | #N/A | #N/A | 44.6 | 11200
NE-HVAC-airAC-SpltPkg-240to759kBtuh-10p8eer | DEER2017 | D17 v2 |  | Any | RSD | 2014 | CZ11 | cDXGF | Cap-Tons | 52.6 | 11200 | None | 112 | 0.101 | 0 | 112 | 0.101 | 0 | 112 | 0.101 | 0 | 112 | 0.101 | 0 | DEER:HVAC_Split-Package_AC | Annual | 1719 | 112 | 0.101 | 0 | 112 | 0.101 | 0 | NE-HVAC-airAC-SpltPkg-240to759kBtuh-10p8eer_MZDEER2017AnyRSD2014CZ11cPVVG | #N/A | NE-HVAC-airAC-SpltPkg-240to759kBtuh-10p8eer_SZDEER2017AnyRSD2014CZ11cDXGF | 139963 |  | #N/A | #N/A | #N/A | 112 | 0.101 | 0 | #N/A | #N/A | #N/A | 112 | 0.101 | 0 | #N/A | #N/A | 52.6 | 11200
NE-HVAC-airAC-SpltPkg-240to759kBtuh-10p8eer | DEER2017 | D17 v2 |  | Any | RSD | 2014 | CZ12 | cDXGF | Cap-Tons | 41.3 | 11200 | None | 100 | 0.0989 | 0 | 100 | 0.0989 | 0 | 100 | 0.0989 | 0 | 100 | 0.0989 | 0 | DEER:HVAC_Split-Package_AC | Annual | 1719 | 100 | 0.0989 | 0 | 100 | 0.0989 | 0 | NE-HVAC-airAC-SpltPkg-240to759kBtuh-10p8eer_MZDEER2017AnyRSD2014CZ12cPVVG | #N/A | NE-HVAC-airAC-SpltPkg-240to759kBtuh-10p8eer_SZDEER2017AnyRSD2014CZ12cDXGF | 139964 |  | #N/A | #N/A | #N/A | 100 | 0.0989 | 0 | #N/A | #N/A | #N/A | 100 | 0.0989 | 0 | #N/A | #N/A | 41.3 | 11200
NE-HVAC-airAC-SpltPkg-240to759kBtuh-10p8eer | DEER2017 | D17 v2 |  | Any | RSD | 2014 | CZ13 | cDXGF | Cap-Tons | 56.7 | 11200 | None | 109 | 0.0957 | 0 | 109 | 0.0957 | 0 | 109 | 0.0957 | 0 | 109 | 0.0957 | 0 | DEER:HVAC_Split-Package_AC | Annual | 1719 | 109 | 0.0957 | 0 | 109 | 0.0957 | 0 | NE-HVAC-airAC-SpltPkg-240to759kBtuh-10p8eer_MZDEER2017AnyRSD2014CZ13cPVVG | #N/A | NE-HVAC-airAC-SpltPkg-240to759kBtuh-10p8eer_SZDEER2017AnyRSD2014CZ13cDXGF | 139965 |  | #N/A | #N/A | #N/A | 109 | 0.0957 | 0 | #N/A | #N/A | #N/A | 109 | 0.0957 | 0 | #N/A | #N/A | 56.7 | 11200
NE-HVAC-airAC-SpltPkg-240to759kBtuh-10p8eer | DEER2017 | D17 v2 |  | Any | RSD | 2014 | CZ14 | cDXGF | Cap-Tons | 42.2 | 11200 | None | 132 | 0.115 | 0 | 132 | 0.115 | 0 | 132 | 0.115 | 0 | 132 | 0.115 | 0 | DEER:HVAC_Split-Package_AC | Annual | 1719 | 132 | 0.115 | 0 | 132 | 0.115 | 0 | NE-HVAC-airAC-SpltPkg-240to759kBtuh-10p8eer_MZDEER2017AnyRSD2014CZ14cPVVG | #N/A | NE-HVAC-airAC-SpltPkg-240to759kBtuh-10p8eer_SZDEER2017AnyRSD2014CZ14cDXGF | 139966 |  | #N/A | #N/A | #N/A | 132 | 0.115 | 0 | #N/A | #N/A | #N/A | 132 | 0.115 | 0 | #N/A | #N/A | 42.2 | 11200
NE-HVAC-airAC-SpltPkg-240to759kBtuh-10p8eer | DEER2017 | D17 v2 |  | Any | RSD | 2014 | CZ15 | cDXGF | Cap-Tons | 60.1 | 11200 | None | 206 | 0.114 | 0 | 206 | 0.114 | 0 | 206 | 0.114 | 0 | 206 | 0.114 | 0 | DEER:HVAC_Split-Package_AC | Annual | 1719 | 206 | 0.114 | 0 | 206 | 0.114 | 0 | NE-HVAC-airAC-SpltPkg-240to759kBtuh-10p8eer_MZDEER2017AnyRSD2014CZ15cPVVG | #N/A | NE-HVAC-airAC-SpltPkg-240to759kBtuh-10p8eer_SZDEER2017AnyRSD2014CZ15cDXGF | 139967 |  | #N/A | #N/A | #N/A | 206 | 0.114 | 0 | #N/A | #N/A | #N/A | 206 | 0.114 | 0 | #N/A | #N/A | 60.1 | 11200
NE-HVAC-airAC-SpltPkg-240to759kBtuh-10p8eer | DEER2017 | D17 v2 |  | Any | RSD | 2014 | CZ16 | cDXGF | Cap-Tons | 27.2 | 11200 | None | 54.4 | 0.0648 | 0 | 54.4 | 0.0648 | 0 | 54.4 | 0.0648 | 0 | 54.4 | 0.0648 | 0 | DEER:HVAC_Split-Package_AC | Annual | 1719 | 54.4 | 0.0648 | 0 | 54.4 | 0.0648 | 0 | NE-HVAC-airAC-SpltPkg-240to759kBtuh-10p8eer_MZDEER2017AnyRSD2014CZ16cPVVG | #N/A | NE-HVAC-airAC-SpltPkg-240to759kBtuh-10p8eer_SZDEER2017AnyRSD2014CZ16cDXGF | 139968 |  | #N/A | #N/A | #N/A | 54.4 | 0.0648 | 0 | #N/A | #N/A | #N/A | 54.4 | 0.0648 | 0 | #N/A | #N/A | 27.2 | 11200
NE-HVAC-airAC-SpltPkg-240to759kBtuh-10p8eer | DEER2017 | D17 v2 |  | Any | RSD | New | CZ01 | cDXGF | Cap-Tons | 14.7 | 11200 | None | 35.6 | 0.0483 | 0 | 35.6 | 0.0483 | 0 | 35.6 | 0.0483 | 0 | 35.6 | 0.0483 | 0 | DEER:HVAC_Split-Package_AC | Annual | 1719 | 35.6 | 0.0483 | 0 | 35.6 | 0.0483 | 0 | NE-HVAC-airAC-SpltPkg-240to759kBtuh-10p8eer_MZDEER2017AnyRSDNewCZ01cPVVG | #N/A | NE-HVAC-airAC-SpltPkg-240to759kBtuh-10p8eer_SZDEER2017AnyRSDNewCZ01cDXGF | 164305 |  | #N/A | #N/A | #N/A | 35.6 | 0.0483 | 0 | #N/A | #N/A | #N/A | 35.6 | 0.0483 | 0 | #N/A | #N/A | 14.7 | 11200
NE-HVAC-airAC-SpltPkg-240to759kBtuh-10p8eer | DEER2017 | D17 v2 |  | Any | RSD | New | CZ02 | cDXGF | Cap-Tons | 38.5 | 11200 | None | 64.7 | 0.0933 | 0 | 64.7 | 0.0933 | 0 | 64.7 | 0.0933 | 0 | 64.7 | 0.0933 | 0 | DEER:HVAC_Split-Package_AC | Annual | 1719 | 64.7 | 0.0933 | 0 | 64.7 | 0.0933 | 0 | NE-HVAC-airAC-SpltPkg-240to759kBtuh-10p8eer_MZDEER2017AnyRSDNewCZ02cPVVG | #N/A | NE-HVAC-airAC-SpltPkg-240to759kBtuh-10p8eer_SZDEER2017AnyRSDNewCZ02cDXGF | 164306 |  | #N/A | #N/A | #N/A | 64.7 | 0.0933 | 0 | #N/A | #N/A | #N/A | 64.7 | 0.0933 | 0 | #N/A | #N/A | 38.5 | 11200
NE-HVAC-airAC-SpltPkg-240to759kBtuh-10p8eer | DEER2017 | D17 v2 |  | Any | RSD | New | CZ03 | cDXGF | Cap-Tons | 27.4 | 11200 | None | 42.7 | 0.0656 | 0 | 42.7 | 0.0656 | 0 | 42.7 | 0.0656 | 0 | 42.7 | 0.0656 | 0 | DEER:HVAC_Split-Package_AC | Annual | 1719 | 42.7 | 0.0656 | 0 | 42.7 | 0.0656 | 0 | NE-HVAC-airAC-SpltPkg-240to759kBtuh-10p8eer_MZDEER2017AnyRSDNewCZ03cPVVG | #N/A | NE-HVAC-airAC-SpltPkg-240to759kBtuh-10p8eer_SZDEER2017AnyRSDNewCZ03cDXGF | 164307 |  | #N/A | #N/A | #N/A | 42.7 | 0.0656 | 0 | #N/A | #N/A | #N/A | 42.7 | 0.0656 | 0 | #N/A | #N/A | 27.4 | 11200
NE-HVAC-airAC-SpltPkg-240to759kBtuh-10p8eer | DEER2017 | D17 v2 |  | Any | RSD | New | CZ04 | cDXGF | Cap-Tons | 41.3 | 11200 | None | 65.6 | 0.0796 | 0 | 65.6 | 0.0796 | 0 | 65.6 | 0.0796 | 0 | 65.6 | 0.0796 | 0 | DEER:HVAC_Split-Package_AC | Annual | 1719 | 65.6 | 0.0796 | 0 | 65.6 | 0.0796 | 0 | NE-HVAC-airAC-SpltPkg-240to759kBtuh-10p8eer_MZDEER2017AnyRSDNewCZ04cPVVG | #N/A | NE-HVAC-airAC-SpltPkg-240to759kBtuh-10p8eer_SZDEER2017AnyRSDNewCZ04cDXGF | 164308 |  | #N/A | #N/A | #N/A | 65.6 | 0.0796 | 0 | #N/A | #N/A | #N/A | 65.6 | 0.0796 | 0 | #N/A | #N/A | 41.3 | 11200
NE-HVAC-airAC-SpltPkg-240to759kBtuh-10p8eer | DEER2017 | D17 v2 |  | Any | RSD | New | CZ05 | cDXGF | Cap-Tons | 21 | 11200 | None | 62.7 | 0.0581 | 0 | 62.7 | 0.0581 | 0 | 62.7 | 0.0581 | 0 | 62.7 | 0.0581 | 0 | DEER:HVAC_Split-Package_AC | Annual | 1719 | 62.7 | 0.0581 | 0 | 62.7 | 0.0581 | 0 | NE-HVAC-airAC-SpltPkg-240to759kBtuh-10p8eer_MZDEER2017AnyRSDNewCZ05cPVVG | #N/A | NE-HVAC-airAC-SpltPkg-240to759kBtuh-10p8eer_SZDEER2017AnyRSDNewCZ05cDXGF | 164309 |  | #N/A | #N/A | #N/A | 62.7 | 0.0581 | 0 | #N/A | #N/A | #N/A | 62.7 | 0.0581 | 0 | #N/A | #N/A | 21 | 11200
NE-HVAC-airAC-SpltPkg-240to759kBtuh-10p8eer | DEER2017 | D17 v2 |  | Any | RSD | New | CZ06 | cDXGF | Cap-Tons | 34 | 11200 | None | 82.4 | 0.0763 | 0 | 82.4 | 0.0763 | 0 | 82.4 | 0.0763 | 0 | 82.4 | 0.0763 | 0 | DEER:HVAC_Split-Package_AC | Annual | 1719 | 82.4 | 0.0763 | 0 | 82.4 | 0.0763 | 0 | NE-HVAC-airAC-SpltPkg-240to759kBtuh-10p8eer_MZDEER2017AnyRSDNewCZ06cPVVG | #N/A | NE-HVAC-airAC-SpltPkg-240to759kBtuh-10p8eer_SZDEER2017AnyRSDNewCZ06cDXGF | 164310 |  | #N/A | #N/A | #N/A | 82.4 | 0.0763 | 0 | #N/A | #N/A | #N/A | 82.4 | 0.0763 | 0 | #N/A | #N/A | 34 | 11200
NE-HVAC-airAC-SpltPkg-240to759kBtuh-10p8eer | DEER2017 | D17 v2 |  | Any | RSD | New | CZ07 | cDXGF | Cap-Tons | 30.8 | 11200 | None | 80.6 | 0.0695 | 0 | 80.6 | 0.0695 | 0 | 80.6 | 0.0695 | 0 | 80.6 | 0.0695 | 0 | DEER:HVAC_Split-Package_AC | Annual | 1719 | 80.6 | 0.0695 | 0 | 80.6 | 0.0695 | 0 | NE-HVAC-airAC-SpltPkg-240to759kBtuh-10p8eer_MZDEER2017AnyRSDNewCZ07cPVVG | #N/A | NE-HVAC-airAC-SpltPkg-240to759kBtuh-10p8eer_SZDEER2017AnyRSDNewCZ07cDXGF | 164311 |  | #N/A | #N/A | #N/A | 80.6 | 0.0695 | 0 | #N/A | #N/A | #N/A | 80.6 | 0.0695 | 0 | #N/A | #N/A | 30.8 | 11200
NE-HVAC-airAC-SpltPkg-240to759kBtuh-10p8eer | DEER2017 | D17 v2 |  | Any | RSD | New | CZ08 | cDXGF | Cap-Tons | 34.2 | 11200 | None | 111 | 0.0897 | 0 | 111 | 0.0897 | 0 | 111 | 0.0897 | 0 | 111 | 0.0897 | 0 | DEER:HVAC_Split-Package_AC | Annual | 1719 | 111 | 0.0897 | 0 | 111 | 0.0897 | 0 | NE-HVAC-airAC-SpltPkg-240to759kBtuh-10p8eer_MZDEER2017AnyRSDNewCZ08cPVVG | #N/A | NE-HVAC-airAC-SpltPkg-240to759kBtuh-10p8eer_SZDEER2017AnyRSDNewCZ08cDXGF | 164312 |  | #N/A | #N/A | #N/A | 111 | 0.0897 | 0 | #N/A | #N/A | #N/A | 111 | 0.0897 | 0 | #N/A | #N/A | 34.2 | 11200
NE-HVAC-airAC-SpltPkg-240to759kBtuh-10p8eer | DEER2017 | D17 v2 |  | Any | RSD | New | CZ09 | cDXGF | Cap-Tons | 49.9 | 11200 | None | 87.9 | 0.11 | 0 | 87.9 | 0.11 | 0 | 87.9 | 0.11 | 0 | 87.9 | 0.11 | 0 | DEER:HVAC_Split-Package_AC | Annual | 1719 | 87.9 | 0.11 | 0 | 87.9 | 0.11 | 0 | NE-HVAC-airAC-SpltPkg-240to759kBtuh-10p8eer_MZDEER2017AnyRSDNewCZ09cPVVG | #N/A | NE-HVAC-airAC-SpltPkg-240to759kBtuh-10p8eer_SZDEER2017AnyRSDNewCZ09cDXGF | 164313 |  | #N/A | #N/A | #N/A | 87.9 | 0.11 | 0 | #N/A | #N/A | #N/A | 87.9 | 0.11 | 0 | #N/A | #N/A | 49.9 | 11200
NE-HVAC-airAC-SpltPkg-240to759kBtuh-10p8eer | DEER2017 | D17 v2 |  | Any | RSD | New | CZ10 | cDXGF | Cap-Tons | 44.6 | 11200 | None | 112 | 0.119 | 0 | 112 | 0.119 | 0 | 112 | 0.119 | 0 | 112 | 0.119 | 0 | DEER:HVAC_Split-Package_AC | Annual | 1719 | 112 | 0.119 | 0 | 112 | 0.119 | 0 | NE-HVAC-airAC-SpltPkg-240to759kBtuh-10p8eer_MZDEER2017AnyRSDNewCZ10cPVVG | #N/A | NE-HVAC-airAC-SpltPkg-240to759kBtuh-10p8eer_SZDEER2017AnyRSDNewCZ10cDXGF | 164314 |  | #N/A | #N/A | #N/A | 112 | 0.119 | 0 | #N/A | #N/A | #N/A | 112 | 0.119 | 0 | #N/A | #N/A | 44.6 | 11200
NE-HVAC-airAC-SpltPkg-240to759kBtuh-10p8eer | DEER2017 | D17 v2 |  | Any | RSD | New | CZ11 | cDXGF | Cap-Tons | 52.6 | 11200 | None | 112 | 0.101 | 0 | 112 | 0.101 | 0 | 112 | 0.101 | 0 | 112 | 0.101 | 0 | DEER:HVAC_Split-Package_AC | Annual | 1719 | 112 | 0.101 | 0 | 112 | 0.101 | 0 | NE-HVAC-airAC-SpltPkg-240to759kBtuh-10p8eer_MZDEER2017AnyRSDNewCZ11cPVVG | #N/A | NE-HVAC-airAC-SpltPkg-240to759kBtuh-10p8eer_SZDEER2017AnyRSDNewCZ11cDXGF | 164315 |  | #N/A | #N/A | #N/A | 112 | 0.101 | 0 | #N/A | #N/A | #N/A | 112 | 0.101 | 0 | #N/A | #N/A | 52.6 | 11200
NE-HVAC-airAC-SpltPkg-240to759kBtuh-10p8eer | DEER2017 | D17 v2 |  | Any | RSD | New | CZ12 | cDXGF | Cap-Tons | 41.3 | 11200 | None | 100 | 0.0989 | 0 | 100 | 0.0989 | 0 | 100 | 0.0989 | 0 | 100 | 0.0989 | 0 | DEER:HVAC_Split-Package_AC | Annual | 1719 | 100 | 0.0989 | 0 | 100 | 0.0989 | 0 | NE-HVAC-airAC-SpltPkg-240to759kBtuh-10p8eer_MZDEER2017AnyRSDNewCZ12cPVVG | #N/A | NE-HVAC-airAC-SpltPkg-240to759kBtuh-10p8eer_SZDEER2017AnyRSDNewCZ12cDXGF | 164316 |  | #N/A | #N/A | #N/A | 100 | 0.0989 | 0 | #N/A | #N/A | #N/A | 100 | 0.0989 | 0 | #N/A | #N/A | 41.3 | 11200
NE-HVAC-airAC-SpltPkg-240to759kBtuh-10p8eer | DEER2017 | D17 v2 |  | Any | RSD | New | CZ13 | cDXGF | Cap-Tons | 56.7 | 11200 | None | 109 | 0.0957 | 0 | 109 | 0.0957 | 0 | 109 | 0.0957 | 0 | 109 | 0.0957 | 0 | DEER:HVAC_Split-Package_AC | Annual | 1719 | 109 | 0.0957 | 0 | 109 | 0.0957 | 0 | NE-HVAC-airAC-SpltPkg-240to759kBtuh-10p8eer_MZDEER2017AnyRSDNewCZ13cPVVG | #N/A | NE-HVAC-airAC-SpltPkg-240to759kBtuh-10p8eer_SZDEER2017AnyRSDNewCZ13cDXGF | 164317 |  | #N/A | #N/A | #N/A | 109 | 0.0957 | 0 | #N/A | #N/A | #N/A | 109 | 0.0957 | 0 | #N/A | #N/A | 56.7 | 11200
NE-HVAC-airAC-SpltPkg-240to759kBtuh-10p8eer | DEER2017 | D17 v2 |  | Any | RSD | New | CZ14 | cDXGF | Cap-Tons | 42.2 | 11200 | None | 132 | 0.115 | 0 | 132 | 0.115 | 0 | 132 | 0.115 | 0 | 132 | 0.115 | 0 | DEER:HVAC_Split-Package_AC | Annual | 1719 | 132 | 0.115 | 0 | 132 | 0.115 | 0 | NE-HVAC-airAC-SpltPkg-240to759kBtuh-10p8eer_MZDEER2017AnyRSDNewCZ14cPVVG | #N/A | NE-HVAC-airAC-SpltPkg-240to759kBtuh-10p8eer_SZDEER2017AnyRSDNewCZ14cDXGF | 164318 |  | #N/A | #N/A | #N/A | 132 | 0.115 | 0 | #N/A | #N/A | #N/A | 132 | 0.115 | 0 | #N/A | #N/A | 42.2 | 11200
NE-HVAC-airAC-SpltPkg-240to759kBtuh-10p8eer | DEER2017 | D17 v2 |  | Any | RSD | New | CZ15 | cDXGF | Cap-Tons | 60.1 | 11200 | None | 206 | 0.114 | 0 | 206 | 0.114 | 0 | 206 | 0.114 | 0 | 206 | 0.114 | 0 | DEER:HVAC_Split-Package_AC | Annual | 1719 | 206 | 0.114 | 0 | 206 | 0.114 | 0 | NE-HVAC-airAC-SpltPkg-240to759kBtuh-10p8eer_MZDEER2017AnyRSDNewCZ15cPVVG | #N/A | NE-HVAC-airAC-SpltPkg-240to759kBtuh-10p8eer_SZDEER2017AnyRSDNewCZ15cDXGF | 164319 |  | #N/A | #N/A | #N/A | 206 | 0.114 | 0 | #N/A | #N/A | #N/A | 206 | 0.114 | 0 | #N/A | #N/A | 60.1 | 11200
NE-HVAC-airAC-SpltPkg-240to759kBtuh-10p8eer | DEER2017 | D17 v2 |  | Any | RSD | New | CZ16 | cDXGF | Cap-Tons | 27.2 | 11200 | None | 54.4 | 0.0648 | 0 | 54.4 | 0.0648 | 0 | 54.4 | 0.0648 | 0 | 54.4 | 0.0648 | 0 | DEER:HVAC_Split-Package_AC | Annual | 1719 | 54.4 | 0.0648 | 0 | 54.4 | 0.0648 | 0 | NE-HVAC-airAC-SpltPkg-240to759kBtuh-10p8eer_MZDEER2017AnyRSDNewCZ16cPVVG | #N/A | NE-HVAC-airAC-SpltPkg-240to759kBtuh-10p8eer_SZDEER2017AnyRSDNewCZ16cDXGF | 164320 |  | #N/A | #N/A | #N/A | 54.4 | 0.0648 | 0 | #N/A | #N/A | #N/A | 54.4 | 0.0648 | 0 | #N/A | #N/A | 27.2 | 11200
NE-HVAC-airAC-SpltPkg-240to759kBtuh-10p8eer | DEER2017 | D17 v2 |  | Any | Rt3 | 1975 | CZ01 | cWtd | Cap-Tons | 231.8 | 120000 | None | 25.3 | 0.0234 | 0 | 25.3 | 0.0234 | 0 | 25.3 | 0.0234 | 0 | 25.3 | 0.0234 | 0 | DEER:HVAC_Split-Package_AC | Annual | 1719 | 25.3 | 0.02344 | 0 | 25.3 | 0.02344 | 0 | NE-HVAC-airAC-SpltPkg-240to759kBtuh-10p8eer_MZDEER2017AnyRt31975CZ01cPVVG | 11810 | NE-HVAC-airAC-SpltPkg-240to759kBtuh-10p8eer_SZDEER2017AnyRt31975CZ01cDXGF | 11809 |  | 29 | 0.023 | 0 | 10.5 | 0.0252 | 0 | 29 | 0.023 | 0 | 10.5 | 0.0252 | 0 | 252 | 120000 | 151 | 120000
NE-HVAC-airAC-SpltPkg-240to759kBtuh-10p8eer | DEER2017 | D17 v2 |  | Any | Rt3 | 1975 | CZ02 | cWtd | Cap-Tons | 338.8 | 120000 | None | 75.3 | 0.0708 | 0 | 75.3 | 0.0708 | 0 | 75.3 | 0.0708 | 0 | 75.3 | 0.0708 | 0 | DEER:HVAC_Split-Package_AC | Annual | 1719 | 75.3 | 0.0708 | 0 | 75.3 | 0.0708 | 0 | NE-HVAC-airAC-SpltPkg-240to759kBtuh-10p8eer_MZDEER2017AnyRt31975CZ02cPVVG | 11812 | NE-HVAC-airAC-SpltPkg-240to759kBtuh-10p8eer_SZDEER2017AnyRt31975CZ02cDXGF | 11811 |  | 76.7 | 0.0625 | 0 | 69.7 | 0.104 | 0 | 76.7 | 0.0625 | 0 | 69.7 | 0.104 | 0 | 362 | 120000 | 246 | 120000
NE-HVAC-airAC-SpltPkg-240to759kBtuh-10p8eer | DEER2017 | D17 v2 |  | Any | Rt3 | 1975 | CZ03 | cWtd | Cap-Tons | 285.4 | 120000 | None | 59.3 | 0.0472 | 0 | 59.3 | 0.0472 | 0 | 59.3 | 0.0472 | 0 | 59.3 | 0.0472 | 0 | DEER:HVAC_Split-Package_AC | Annual | 1719 | 59.28 | 0.04722 | 0 | 59.28 | 0.04722 | 0 | NE-HVAC-airAC-SpltPkg-240to759kBtuh-10p8eer_MZDEER2017AnyRt31975CZ03cPVVG | 11814 | NE-HVAC-airAC-SpltPkg-240to759kBtuh-10p8eer_SZDEER2017AnyRt31975CZ03cDXGF | 11813 |  | 64.6 | 0.0408 | 0 | 38 | 0.0729 | 0 | 64.6 | 0.0408 | 0 | 38 | 0.0729 | 0 | 307 | 120000 | 199 | 120000
NE-HVAC-airAC-SpltPkg-240to759kBtuh-10p8eer | DEER2017 | D17 v2 |  | Any | Rt3 | 1975 | CZ04 | cWtd | Cap-Tons | 342 | 120000 | None | 84.6 | 0.062 | 0 | 84.6 | 0.062 | 0 | 84.6 | 0.062 | 0 | 84.6 | 0.062 | 0 | DEER:HVAC_Split-Package_AC | Annual | 1719 | 84.62 | 0.062 | 0 | 84.62 | 0.062 | 0 | NE-HVAC-airAC-SpltPkg-240to759kBtuh-10p8eer_MZDEER2017AnyRt31975CZ04cPVVG | 11816 | NE-HVAC-airAC-SpltPkg-240to759kBtuh-10p8eer_SZDEER2017AnyRt31975CZ04cDXGF | 11815 |  | 86.8 | 0.054 | 0 | 75.9 | 0.094 | 0 | 86.8 | 0.054 | 0 | 75.9 | 0.094 | 0 | 365 | 120000 | 250 | 120000
NE-HVAC-airAC-SpltPkg-240to759kBtuh-10p8eer | DEER2017 | D17 v2 |  | Any | Rt3 | 1975 | CZ05 | cWtd | Cap-Tons | 254.2 | 120000 | None | 61.6 | 0.0355 | 0 | 61.6 | 0.0355 | 0 | 61.6 | 0.0355 | 0 | 61.6 | 0.0355 | 0 | DEER:HVAC_Split-Package_AC | Annual | 1719 | 61.62 | 0.03546 | 0 | 61.62 | 0.03546 | 0 | NE-HVAC-airAC-SpltPkg-240to759kBtuh-10p8eer_MZDEER2017AnyRt31975CZ05cPVVG | 11818 | NE-HVAC-airAC-SpltPkg-240to759kBtuh-10p8eer_SZDEER2017AnyRt31975CZ05cDXGF | 11817 |  | 65.9 | 0.0314 | 0 | 44.5 | 0.0517 | 0 | 65.9 | 0.0314 | 0 | 44.5 | 0.0517 | 0 | 275 | 120000 | 171 | 120000
NE-HVAC-airAC-SpltPkg-240to759kBtuh-10p8eer | DEER2017 | D17 v2 |  | Any | Rt3 | 1975 | CZ06 | cWtd | Cap-Tons | 320.2 | 120000 | None | 99.1 | 0.0549 | 0 | 99.1 | 0.0549 | 0 | 99.1 | 0.0549 | 0 | 99.1 | 0.0549 | 0 | DEER:HVAC_Split-Package_AC | Annual | 1719 | 99.1 | 0.0549 | 0 | 99.1 | 0.0549 | 0 | NE-HVAC-airAC-SpltPkg-240to759kBtuh-10p8eer_MZDEER2017AnyRt31975CZ06cPVVG | 11820 | NE-HVAC-airAC-SpltPkg-240to759kBtuh-10p8eer_SZDEER2017AnyRt31975CZ06cDXGF | 11819 |  | 102 | 0.048 | 0 | 87.5 | 0.0825 | 0 | 102 | 0.048 | 0 | 87.5 | 0.0825 | 0 | 343 | 120000 | 229 | 120000
NE-HVAC-airAC-SpltPkg-240to759kBtuh-10p8eer | DEER2017 | D17 v2 |  | Any | Rt3 | 1975 | CZ07 | cWtd | Cap-Tons | 252.2 | 120000 | None | 111 | 0.0607 | 0 | 111 | 0.0607 | 0 | 111 | 0.0607 | 0 | 111 | 0.0607 | 0 | DEER:HVAC_Split-Package_AC | Annual | 1719 | 111.2 | 0.0607 | 0 | 111.2 | 0.0607 | 0 | NE-HVAC-airAC-SpltPkg-240to759kBtuh-10p8eer_MZDEER2017AnyRt31975CZ07cPVVG | 11822 | NE-HVAC-airAC-SpltPkg-240to759kBtuh-10p8eer_SZDEER2017AnyRt31975CZ07cDXGF | 11821 |  | 109 | 0.0525 | 0 | 120 | 0.0935 | 0 | 109 | 0.0525 | 0 | 120 | 0.0935 | 0 | 271 | 120000 | 177 | 120000
NE-HVAC-airAC-SpltPkg-240to759kBtuh-10p8eer | DEER2017 | D17 v2 |  | Any | Rt3 | 1975 | CZ08 | cWtd | Cap-Tons | 315.2 | 120000 | None | 117 | 0.0661 | 0 | 117 | 0.0661 | 0 | 117 | 0.0661 | 0 | 117 | 0.0661 | 0 | DEER:HVAC_Split-Package_AC | Annual | 1719 | 117 | 0.06612 | 0 | 117 | 0.06612 | 0 | NE-HVAC-airAC-SpltPkg-240to759kBtuh-10p8eer_MZDEER2017AnyRt31975CZ08cPVVG | 11824 | NE-HVAC-airAC-SpltPkg-240to759kBtuh-10p8eer_SZDEER2017AnyRt31975CZ08cDXGF | 11823 |  | 115 | 0.0577 | 0 | 125 | 0.0998 | 0 | 115 | 0.0577 | 0 | 125 | 0.0998 | 0 | 338 | 120000 | 224 | 120000
NE-HVAC-airAC-SpltPkg-240to759kBtuh-10p8eer | DEER2017 | D17 v2 |  | Any | Rt3 | 1975 | CZ09 | cWtd | Cap-Tons | 394 | 120000 | None | 106 | 0.078 | 0 | 106 | 0.078 | 0 | 106 | 0.078 | 0 | 106 | 0.078 | 0 | DEER:HVAC_Split-Package_AC | Annual | 1719 | 106.26 | 0.07796 | 0 | 106.26 | 0.07796 | 0 | NE-HVAC-airAC-SpltPkg-240to759kBtuh-10p8eer_MZDEER2017AnyRt31975CZ09cPVVG | 11826 | NE-HVAC-airAC-SpltPkg-240to759kBtuh-10p8eer_SZDEER2017AnyRt31975CZ09cDXGF | 11825 |  | 108 | 0.0697 | 0 | 99.3 | 0.111 | 0 | 108 | 0.0697 | 0 | 99.3 | 0.111 | 0 | 418 | 120000 | 298 | 120000
NE-HVAC-airAC-SpltPkg-240to759kBtuh-10p8eer | DEER2017 | D17 v2 |  | Any | Rt3 | 1975 | CZ10 | cWtd | Cap-Tons | 385.4 | 120000 | None | 113 | 0.0818 | 0 | 113 | 0.0818 | 0 | 113 | 0.0818 | 0 | 113 | 0.0818 | 0 | DEER:HVAC_Split-Package_AC | Annual | 1719 | 113.4 | 0.08176 | 0 | 113.4 | 0.08176 | 0 | NE-HVAC-airAC-SpltPkg-240to759kBtuh-10p8eer_MZDEER2017AnyRt31975CZ10cPVVG | 11828 | NE-HVAC-airAC-SpltPkg-240to759kBtuh-10p8eer_SZDEER2017AnyRt31975CZ10cDXGF | 11827 |  | 113 | 0.0727 | 0 | 115 | 0.118 | 0 | 113 | 0.0727 | 0 | 115 | 0.118 | 0 | 409 | 120000 | 291 | 120000
NE-HVAC-airAC-SpltPkg-240to759kBtuh-10p8eer | DEER2017 | D17 v2 |  | Any | Rt3 | 1975 | CZ11 | cWtd | Cap-Tons | 421.8 | 120000 | None | 104 | 0.0688 | 0 | 104 | 0.0688 | 0 | 104 | 0.0688 | 0 | 104 | 0.0688 | 0 | DEER:HVAC_Split-Package_AC | Annual | 1719 | 103.6 | 0.06884 | 0 | 103.6 | 0.06884 | 0 | NE-HVAC-airAC-SpltPkg-240to759kBtuh-10p8eer_MZDEER2017AnyRt31975CZ11cPVVG | 11830 | NE-HVAC-airAC-SpltPkg-240to759kBtuh-10p8eer_SZDEER2017AnyRt31975CZ11cDXGF | 11829 |  | 102 | 0.0628 | 0 | 110 | 0.093 | 0 | 102 | 0.0628 | 0 | 110 | 0.093 | 0 | 446 | 120000 | 325 | 120000
NE-HVAC-airAC-SpltPkg-240to759kBtuh-10p8eer | DEER2017 | D17 v2 |  | Any | Rt3 | 1975 | CZ12 | cWtd | Cap-Tons | 429 | 120000 | None | 87 | 0.0634 | 0 | 87 | 0.0634 | 0 | 87 | 0.0634 | 0 | 87 | 0.0634 | 0 | DEER:HVAC_Split-Package_AC | Annual | 1719 | 87.04 | 0.06336 | 0 | 87.04 | 0.06336 | 0 | NE-HVAC-airAC-SpltPkg-240to759kBtuh-10p8eer_MZDEER2017AnyRt31975CZ12cPVVG | 11832 | NE-HVAC-airAC-SpltPkg-240to759kBtuh-10p8eer_SZDEER2017AnyRt31975CZ12cDXGF | 11831 |  | 88.3 | 0.0573 | 0 | 82 | 0.0876 | 0 | 88.3 | 0.0573 | 0 | 82 | 0.0876 | 0 | 453 | 120000 | 333 | 120000
NE-HVAC-airAC-SpltPkg-240to759kBtuh-10p8eer | DEER2017 | D17 v2 |  | Any | Rt3 | 1975 | CZ13 | cWtd | Cap-Tons | 417.8 | 120000 | None | 107 | 0.0695 | 0 | 107 | 0.0695 | 0 | 107 | 0.0695 | 0 | 107 | 0.0695 | 0 | DEER:HVAC_Split-Package_AC | Annual | 1719 | 107.2 | 0.06946 | 0 | 107.2 | 0.06946 | 0 | NE-HVAC-airAC-SpltPkg-240to759kBtuh-10p8eer_MZDEER2017AnyRt31975CZ13cPVVG | 11834 | NE-HVAC-airAC-SpltPkg-240to759kBtuh-10p8eer_SZDEER2017AnyRt31975CZ13cDXGF | 11833 |  | 104 | 0.0622 | 0 | 120 | 0.0985 | 0 | 104 | 0.0622 | 0 | 120 | 0.0985 | 0 | 442 | 120000 | 321 | 120000
NE-HVAC-airAC-SpltPkg-240to759kBtuh-10p8eer | DEER2017 | D17 v2 |  | Any | Rt3 | 1975 | CZ14 | cWtd | Cap-Tons | 382.2 | 120000 | None | 114 | 0.0749 | 0 | 114 | 0.0749 | 0 | 114 | 0.0749 | 0 | 114 | 0.0749 | 0 | DEER:HVAC_Split-Package_AC | Annual | 1719 | 113.6 | 0.07492 | 0 | 113.6 | 0.07492 | 0 | NE-HVAC-airAC-SpltPkg-240to759kBtuh-10p8eer_MZDEER2017AnyRt31975CZ14cPVVG | 11836 | NE-HVAC-airAC-SpltPkg-240to759kBtuh-10p8eer_SZDEER2017AnyRt31975CZ14cDXGF | 11835 |  | 110 | 0.0664 | 0 | 128 | 0.109 | 0 | 110 | 0.0664 | 0 | 128 | 0.109 | 0 | 406 | 120000 | 287 | 120000
NE-HVAC-airAC-SpltPkg-240to759kBtuh-10p8eer | DEER2017 | D17 v2 |  | Any | Rt3 | 1975 | CZ15 | cWtd | Cap-Tons | 468.4 | 120000 | None | 175 | 0.0791 | 0 | 175 | 0.0791 | 0 | 175 | 0.0791 | 0 | 175 | 0.0791 | 0 | DEER:HVAC_Split-Package_AC | Annual | 1719 | 175.4 | 0.07912 | 0 | 175.4 | 0.07912 | 0 | NE-HVAC-airAC-SpltPkg-240to759kBtuh-10p8eer_MZDEER2017AnyRt31975CZ15cPVVG | 11838 | NE-HVAC-airAC-SpltPkg-240to759kBtuh-10p8eer_SZDEER2017AnyRt31975CZ15cDXGF | 11837 |  | 168 | 0.0704 | 0 | 205 | 0.114 | 0 | 168 | 0.0704 | 0 | 205 | 0.114 | 0 | 494 | 120000 | 366 | 120000
NE-HVAC-airAC-SpltPkg-240to759kBtuh-10p8eer | DEER2017 | D17 v2 |  | Any | Rt3 | 1975 | CZ16 | cWtd | Cap-Tons | 311 | 120000 | None | 51.4 | 0.0478 | 0 | 51.4 | 0.0478 | 0 | 51.4 | 0.0478 | 0 | 51.4 | 0.0478 | 0 | DEER:HVAC_Split-Package_AC | Annual | 1719 | 51.42 | 0.0478 | 0 | 51.42 | 0.0478 | 0 | NE-HVAC-airAC-SpltPkg-240to759kBtuh-10p8eer_MZDEER2017AnyRt31975CZ16cPVVG | 11840 | NE-HVAC-airAC-SpltPkg-240to759kBtuh-10p8eer_SZDEER2017AnyRt31975CZ16cDXGF | 11839 |  | 50.8 | 0.0419 | 0 | 53.9 | 0.0714 | 0 | 50.8 | 0.0419 | 0 | 53.9 | 0.0714 | 0 | 334 | 120000 | 219 | 120000
NE-HVAC-airAC-SpltPkg-240to759kBtuh-10p8eer | DEER2017 | D17 v2 |  | Any | Rt3 | 1985 | CZ01 | cWtd | Cap-Tons | 206 | 120000 | None | 29.9 | 0.0266 | 0 | 29.9 | 0.0266 | 0 | 29.9 | 0.0266 | 0 | 29.9 | 0.0266 | 0 | DEER:HVAC_Split-Package_AC | Annual | 1719 | 29.92 | 0.0266 | 0 | 29.92 | 0.0266 | 0 | NE-HVAC-airAC-SpltPkg-240to759kBtuh-10p8eer_MZDEER2017AnyRt31985CZ01cPVVG | 33170 | NE-HVAC-airAC-SpltPkg-240to759kBtuh-10p8eer_SZDEER2017AnyRt31985CZ01cDXGF | 33169 |  | 33.7 | 0.0262 | 0 | 14.8 | 0.0282 | 0 | 33.7 | 0.0262 | 0 | 14.8 | 0.0282 | 0 | 222 | 120000 | 142 | 120000
NE-HVAC-airAC-SpltPkg-240to759kBtuh-10p8eer | DEER2017 | D17 v2 |  | Any | Rt3 | 1985 | CZ02 | cWtd | Cap-Tons | 305.2 | 120000 | None | 79.7 | 0.0794 | 0 | 79.7 | 0.0794 | 0 | 79.7 | 0.0794 | 0 | 79.7 | 0.0794 | 0 | DEER:HVAC_Split-Package_AC | Annual | 1719 | 79.72 | 0.07944 | 0 | 79.72 | 0.07944 | 0 | NE-HVAC-airAC-SpltPkg-240to759kBtuh-10p8eer_MZDEER2017AnyRt31985CZ02cPVVG | 33172 | NE-HVAC-airAC-SpltPkg-240to759kBtuh-10p8eer_SZDEER2017AnyRt31985CZ02cDXGF | 33171 |  | 81.8 | 0.0733 | 0 | 71.4 | 0.104 | 0 | 81.8 | 0.0733 | 0 | 71.4 | 0.104 | 0 | 323 | 120000 | 234 | 120000
NE-HVAC-airAC-SpltPkg-240to759kBtuh-10p8eer | DEER2017 | D17 v2 |  | Any | Rt3 | 1985 | CZ03 | cWtd | Cap-Tons | 256 | 120000 | None | 59 | 0.0554 | 0 | 59 | 0.0554 | 0 | 59 | 0.0554 | 0 | 59 | 0.0554 | 0 | DEER:HVAC_Split-Package_AC | Annual | 1719 | 59 | 0.05538 | 0 | 59 | 0.05538 | 0 | NE-HVAC-airAC-SpltPkg-240to759kBtuh-10p8eer_MZDEER2017AnyRt31985CZ03cPVVG | 33174 | NE-HVAC-airAC-SpltPkg-240to759kBtuh-10p8eer_SZDEER2017AnyRt31985CZ03cDXGF | 33173 |  | 63.8 | 0.0507 | 0 | 39.8 | 0.0741 | 0 | 63.8 | 0.0507 | 0 | 39.8 | 0.0741 | 0 | 273 | 120000 | 188 | 120000
NE-HVAC-airAC-SpltPkg-240to759kBtuh-10p8eer | DEER2017 | D17 v2 |  | Any | Rt3 | 1985 | CZ04 | cWtd | Cap-Tons | 303.4 | 120000 | None | 89.5 | 0.0713 | 0 | 89.5 | 0.0713 | 0 | 89.5 | 0.0713 | 0 | 89.5 | 0.0713 | 0 | DEER:HVAC_Split-Package_AC | Annual | 1719 | 89.46 | 0.07132 | 0 | 89.46 | 0.07132 | 0 | NE-HVAC-airAC-SpltPkg-240to759kBtuh-10p8eer_MZDEER2017AnyRt31985CZ04cPVVG | 33176 | NE-HVAC-airAC-SpltPkg-240to759kBtuh-10p8eer_SZDEER2017AnyRt31985CZ04cDXGF | 33175 |  | 91.9 | 0.065 | 0 | 79.7 | 0.0966 | 0 | 91.9 | 0.065 | 0 | 79.7 | 0.0966 | 0 | 321 | 120000 | 233 | 120000
NE-HVAC-airAC-SpltPkg-240to759kBtuh-10p8eer | DEER2017 | D17 v2 |  | Any | Rt3 | 1985 | CZ05 | cWtd | Cap-Tons | 226 | 120000 | None | 62.5 | 0.042 | 0 | 62.5 | 0.042 | 0 | 62.5 | 0.042 | 0 | 62.5 | 0.042 | 0 | DEER:HVAC_Split-Package_AC | Annual | 1719 | 62.48 | 0.04202 | 0 | 62.48 | 0.04202 | 0 | NE-HVAC-airAC-SpltPkg-240to759kBtuh-10p8eer_MZDEER2017AnyRt31985CZ05cPVVG | 33178 | NE-HVAC-airAC-SpltPkg-240to759kBtuh-10p8eer_SZDEER2017AnyRt31985CZ05cDXGF | 33177 |  | 66 | 0.0392 | 0 | 48.4 | 0.0533 | 0 | 66 | 0.0392 | 0 | 48.4 | 0.0533 | 0 | 242 | 120000 | 162 | 120000
NE-HVAC-airAC-SpltPkg-240to759kBtuh-10p8eer | DEER2017 | D17 v2 |  | Any | Rt3 | 1985 | CZ06 | cWtd | Cap-Tons | 289.2 | 120000 | None | 97.9 | 0.0607 | 0 | 97.9 | 0.0607 | 0 | 97.9 | 0.0607 | 0 | 97.9 | 0.0607 | 0 | DEER:HVAC_Split-Package_AC | Annual | 1719 | 97.9 | 0.0607 | 0 | 97.9 | 0.0607 | 0 | NE-HVAC-airAC-SpltPkg-240to759kBtuh-10p8eer_MZDEER2017AnyRt31985CZ06cPVVG | 33180 | NE-HVAC-airAC-SpltPkg-240to759kBtuh-10p8eer_SZDEER2017AnyRt31985CZ06cDXGF | 33179 |  | 99.7 | 0.0551 | 0 | 90.7 | 0.0831 | 0 | 99.7 | 0.0551 | 0 | 90.7 | 0.0831 | 0 | 307 | 120000 | 218 | 120000
NE-HVAC-airAC-SpltPkg-240to759kBtuh-10p8eer | DEER2017 | D17 v2 |  | Any | Rt3 | 1985 | CZ07 | cWtd | Cap-Tons | 223.8 | 120000 | None | 110 | 0.0679 | 0 | 110 | 0.0679 | 0 | 110 | 0.0679 | 0 | 110 | 0.0679 | 0 | DEER:HVAC_Split-Package_AC | Annual | 1719 | 110.4 | 0.0679 | 0 | 110.4 | 0.0679 | 0 | NE-HVAC-airAC-SpltPkg-240to759kBtuh-10p8eer_MZDEER2017AnyRt31985CZ07cPVVG | 33182 | NE-HVAC-airAC-SpltPkg-240to759kBtuh-10p8eer_SZDEER2017AnyRt31985CZ07cDXGF | 33181 |  | 106 | 0.0612 | 0 | 128 | 0.0947 | 0 | 106 | 0.0612 | 0 | 128 | 0.0947 | 0 | 238 | 120000 | 167 | 120000
NE-HVAC-airAC-SpltPkg-240to759kBtuh-10p8eer | DEER2017 | D17 v2 |  | Any | Rt3 | 1985 | CZ08 | cWtd | Cap-Tons | 283.4 | 120000 | None | 121 | 0.0746 | 0 | 121 | 0.0746 | 0 | 121 | 0.0746 | 0 | 121 | 0.0746 | 0 | DEER:HVAC_Split-Package_AC | Annual | 1719 | 121 | 0.0746 | 0 | 121 | 0.0746 | 0 | NE-HVAC-airAC-SpltPkg-240to759kBtuh-10p8eer_MZDEER2017AnyRt31985CZ08cPVVG | 33184 | NE-HVAC-airAC-SpltPkg-240to759kBtuh-10p8eer_SZDEER2017AnyRt31985CZ08cDXGF | 33183 |  | 119 | 0.068 | 0 | 129 | 0.101 | 0 | 119 | 0.068 | 0 | 129 | 0.101 | 0 | 301 | 120000 | 213 | 120000
NE-HVAC-airAC-SpltPkg-240to759kBtuh-10p8eer | DEER2017 | D17 v2 |  | Any | Rt3 | 1985 | CZ09 | cWtd | Cap-Tons | 358.6 | 120000 | None | 106 | 0.0852 | 0 | 106 | 0.0852 | 0 | 106 | 0.0852 | 0 | 106 | 0.0852 | 0 | DEER:HVAC_Split-Package_AC | Annual | 1719 | 105.8 | 0.0852 | 0 | 105.8 | 0.0852 | 0 | NE-HVAC-airAC-SpltPkg-240to759kBtuh-10p8eer_MZDEER2017AnyRt31985CZ09cPVVG | 33186 | NE-HVAC-airAC-SpltPkg-240to759kBtuh-10p8eer_SZDEER2017AnyRt31985CZ09cDXGF | 33185 |  | 107 | 0.0785 | 0 | 101 | 0.112 | 0 | 107 | 0.0785 | 0 | 101 | 0.112 | 0 | 377 | 120000 | 285 | 120000
NE-HVAC-airAC-SpltPkg-240to759kBtuh-10p8eer | DEER2017 | D17 v2 |  | Any | Rt3 | 1985 | CZ10 | cWtd | Cap-Tons | 350 | 120000 | None | 117 | 0.091 | 0 | 117 | 0.091 | 0 | 117 | 0.091 | 0 | 117 | 0.091 | 0 | DEER:HVAC_Split-Package_AC | Annual | 1719 | 117.2 | 0.091 | 0 | 117.2 | 0.091 | 0 | NE-HVAC-airAC-SpltPkg-240to759kBtuh-10p8eer_MZDEER2017AnyRt31985CZ10cPVVG | 33188 | NE-HVAC-airAC-SpltPkg-240to759kBtuh-10p8eer_SZDEER2017AnyRt31985CZ10cDXGF | 33187 |  | 117 | 0.084 | 0 | 118 | 0.119 | 0 | 117 | 0.084 | 0 | 118 | 0.119 | 0 | 368 | 120000 | 278 | 120000
NE-HVAC-airAC-SpltPkg-240to759kBtuh-10p8eer | DEER2017 | D17 v2 |  | Any | Rt3 | 1985 | CZ11 | cWtd | Cap-Tons | 383.8 | 120000 | None | 106 | 0.074 | 0 | 106 | 0.074 | 0 | 106 | 0.074 | 0 | 106 | 0.074 | 0 | DEER:HVAC_Split-Package_AC | Annual | 1719 | 106.4 | 0.07396 | 0 | 106.4 | 0.07396 | 0 | NE-HVAC-airAC-SpltPkg-240to759kBtuh-10p8eer_MZDEER2017AnyRt31985CZ11cPVVG | 33190 | NE-HVAC-airAC-SpltPkg-240to759kBtuh-10p8eer_SZDEER2017AnyRt31985CZ11cDXGF | 33189 |  | 105 | 0.0688 | 0 | 112 | 0.0946 | 0 | 105 | 0.0688 | 0 | 112 | 0.0946 | 0 | 402 | 120000 | 311 | 120000
NE-HVAC-airAC-SpltPkg-240to759kBtuh-10p8eer | DEER2017 | D17 v2 |  | Any | Rt3 | 1985 | CZ12 | cWtd | Cap-Tons | 391 | 120000 | None | 86.4 | 0.07 | 0 | 86.4 | 0.07 | 0 | 86.4 | 0.07 | 0 | 86.4 | 0.07 | 0 | DEER:HVAC_Split-Package_AC | Annual | 1719 | 86.4 | 0.07002 | 0 | 86.4 | 0.07002 | 0 | NE-HVAC-airAC-SpltPkg-240to759kBtuh-10p8eer_MZDEER2017AnyRt31985CZ12cPVVG | 33192 | NE-HVAC-airAC-SpltPkg-240to759kBtuh-10p8eer_SZDEER2017AnyRt31985CZ12cDXGF | 33191 |  | 87.1 | 0.0654 | 0 | 83.6 | 0.0885 | 0 | 87.1 | 0.0654 | 0 | 83.6 | 0.0885 | 0 | 409 | 120000 | 319 | 120000
NE-HVAC-airAC-SpltPkg-240to759kBtuh-10p8eer | DEER2017 | D17 v2 |  | Any | Rt3 | 1985 | CZ13 | cWtd | Cap-Tons | 380.6 | 120000 | None | 112 | 0.0765 | 0 | 112 | 0.0765 | 0 | 112 | 0.0765 | 0 | 112 | 0.0765 | 0 | DEER:HVAC_Split-Package_AC | Annual | 1719 | 111.6 | 0.07648 | 0 | 111.6 | 0.07648 | 0 | NE-HVAC-airAC-SpltPkg-240to759kBtuh-10p8eer_MZDEER2017AnyRt31985CZ13cPVVG | 33194 | NE-HVAC-airAC-SpltPkg-240to759kBtuh-10p8eer_SZDEER2017AnyRt31985CZ13cDXGF | 33193 |  | 109 | 0.0706 | 0 | 122 | 0.1 | 0 | 109 | 0.0706 | 0 | 122 | 0.1 | 0 | 399 | 120000 | 307 | 120000
NE-HVAC-airAC-SpltPkg-240to759kBtuh-10p8eer | DEER2017 | D17 v2 |  | Any | Rt3 | 1985 | CZ14 | cWtd | Cap-Tons | 345.8 | 120000 | None | 119 | 0.0842 | 0 | 119 | 0.0842 | 0 | 119 | 0.0842 | 0 | 119 | 0.0842 | 0 | DEER:HVAC_Split-Package_AC | Annual | 1719 | 119 | 0.08424 | 0 | 119 | 0.08424 | 0 | NE-HVAC-airAC-SpltPkg-240to759kBtuh-10p8eer_MZDEER2017AnyRt31985CZ14cPVVG | 33196 | NE-HVAC-airAC-SpltPkg-240to759kBtuh-10p8eer_SZDEER2017AnyRt31985CZ14cDXGF | 33195 |  | 116 | 0.0778 | 0 | 131 | 0.11 | 0 | 116 | 0.0778 | 0 | 131 | 0.11 | 0 | 364 | 120000 | 273 | 120000
NE-HVAC-airAC-SpltPkg-240to759kBtuh-10p8eer | DEER2017 | D17 v2 |  | Any | Rt3 | 1985 | CZ15 | cWtd | Cap-Tons | 429 | 120000 | None | 182 | 0.0864 | 0 | 182 | 0.0864 | 0 | 182 | 0.0864 | 0 | 182 | 0.0864 | 0 | DEER:HVAC_Split-Package_AC | Annual | 1719 | 182.2 | 0.0864 | 0 | 182.2 | 0.0864 | 0 | NE-HVAC-airAC-SpltPkg-240to759kBtuh-10p8eer_MZDEER2017AnyRt31985CZ15cPVVG | 33198 | NE-HVAC-airAC-SpltPkg-240to759kBtuh-10p8eer_SZDEER2017AnyRt31985CZ15cDXGF | 33197 |  | 176 | 0.0795 | 0 | 207 | 0.114 | 0 | 176 | 0.0795 | 0 | 207 | 0.114 | 0 | 448 | 120000 | 353 | 120000
NE-HVAC-airAC-SpltPkg-240to759kBtuh-10p8eer | DEER2017 | D17 v2 |  | Any | Rt3 | 1985 | CZ16 | cWtd | Cap-Tons | 277 | 120000 | None | 60.2 | 0.0546 | 0 | 60.2 | 0.0546 | 0 | 60.2 | 0.0546 | 0 | 60.2 | 0.0546 | 0 | DEER:HVAC_Split-Package_AC | Annual | 1719 | 60.2 | 0.05462 | 0 | 60.2 | 0.05462 | 0 | NE-HVAC-airAC-SpltPkg-240to759kBtuh-10p8eer_MZDEER2017AnyRt31985CZ16cPVVG | 33200 | NE-HVAC-airAC-SpltPkg-240to759kBtuh-10p8eer_SZDEER2017AnyRt31985CZ16cDXGF | 33199 |  | 61.2 | 0.0501 | 0 | 56.2 | 0.0727 | 0 | 61.2 | 0.0501 | 0 | 56.2 | 0.0727 | 0 | 295 | 120000 | 205 | 120000
NE-HVAC-airAC-SpltPkg-240to759kBtuh-10p8eer | DEER2017 | D17 v2 |  | Any | Rt3 | 1996 | CZ01 | cWtd | Cap-Tons | 184.8 | 120000 | None | 31.2 | 0.0274 | 0 | 31.2 | 0.0274 | 0 | 31.2 | 0.0274 | 0 | 31.2 | 0.0274 | 0 | DEER:HVAC_Split-Package_AC | Annual | 1719 | 31.24 | 0.02742 | 0 | 31.24 | 0.02742 | 0 | NE-HVAC-airAC-SpltPkg-240to759kBtuh-10p8eer_MZDEER2017AnyRt31996CZ01cPVVG | 54530 | NE-HVAC-airAC-SpltPkg-240to759kBtuh-10p8eer_SZDEER2017AnyRt31996CZ01cDXGF | 54529 |  | 34.7 | 0.027 | 0 | 17.4 | 0.0291 | 0 | 34.7 | 0.027 | 0 | 17.4 | 0.0291 | 0 | 198 | 120000 | 132 | 120000
NE-HVAC-airAC-SpltPkg-240to759kBtuh-10p8eer | DEER2017 | D17 v2 |  | Any | Rt3 | 1996 | CZ02 | cWtd | Cap-Tons | 278.8 | 120000 | None | 84 | 0.0822 | 0 | 84 | 0.0822 | 0 | 84 | 0.0822 | 0 | 84 | 0.0822 | 0 | DEER:HVAC_Split-Package_AC | Annual | 1719 | 83.98 | 0.0822 | 0 | 83.98 | 0.0822 | 0 | NE-HVAC-airAC-SpltPkg-240to759kBtuh-10p8eer_MZDEER2017AnyRt31996CZ02cPVVG | 54532 | NE-HVAC-airAC-SpltPkg-240to759kBtuh-10p8eer_SZDEER2017AnyRt31996CZ02cDXGF | 54531 |  | 86.8 | 0.0765 | 0 | 72.7 | 0.105 | 0 | 86.8 | 0.0765 | 0 | 72.7 | 0.105 | 0 | 293 | 120000 | 222 | 120000
NE-HVAC-airAC-SpltPkg-240to759kBtuh-10p8eer | DEER2017 | D17 v2 |  | Any | Rt3 | 1996 | CZ03 | cWtd | Cap-Tons | 232.2 | 120000 | None | 62.4 | 0.0574 | 0 | 62.4 | 0.0574 | 0 | 62.4 | 0.0574 | 0 | 62.4 | 0.0574 | 0 | DEER:HVAC_Split-Package_AC | Annual | 1719 | 62.36 | 0.05744 | 0 | 62.36 | 0.05744 | 0 | NE-HVAC-airAC-SpltPkg-240to759kBtuh-10p8eer_MZDEER2017AnyRt31996CZ03cPVVG | 54534 | NE-HVAC-airAC-SpltPkg-240to759kBtuh-10p8eer_SZDEER2017AnyRt31996CZ03cDXGF | 54533 |  | 67.8 | 0.0532 | 0 | 40.6 | 0.0744 | 0 | 67.8 | 0.0532 | 0 | 40.6 | 0.0744 | 0 | 246 | 120000 | 177 | 120000
NE-HVAC-airAC-SpltPkg-240to759kBtuh-10p8eer | DEER2017 | D17 v2 |  | Any | Rt3 | 1996 | CZ04 | cWtd | Cap-Tons | 277 | 120000 | None | 93.8 | 0.0739 | 0 | 93.8 | 0.0739 | 0 | 93.8 | 0.0739 | 0 | 93.8 | 0.0739 | 0 | DEER:HVAC_Split-Package_AC | Annual | 1719 | 93.76 | 0.07386 | 0 | 93.76 | 0.07386 | 0 | NE-HVAC-airAC-SpltPkg-240to759kBtuh-10p8eer_MZDEER2017AnyRt31996CZ04cPVVG | 54536 | NE-HVAC-airAC-SpltPkg-240to759kBtuh-10p8eer_SZDEER2017AnyRt31996CZ04cDXGF | 54535 |  | 96.9 | 0.0679 | 0 | 81.2 | 0.0977 | 0 | 96.9 | 0.0679 | 0 | 81.2 | 0.0977 | 0 | 291 | 120000 | 221 | 120000
NE-HVAC-airAC-SpltPkg-240to759kBtuh-10p8eer | DEER2017 | D17 v2 |  | Any | Rt3 | 1996 | CZ05 | cWtd | Cap-Tons | 203.2 | 120000 | None | 68.1 | 0.0433 | 0 | 68.1 | 0.0433 | 0 | 68.1 | 0.0433 | 0 | 68.1 | 0.0433 | 0 | DEER:HVAC_Split-Package_AC | Annual | 1719 | 68.14 | 0.04334 | 0 | 68.14 | 0.04334 | 0 | NE-HVAC-airAC-SpltPkg-240to759kBtuh-10p8eer_MZDEER2017AnyRt31996CZ05cPVVG | 54538 | NE-HVAC-airAC-SpltPkg-240to759kBtuh-10p8eer_SZDEER2017AnyRt31996CZ05cDXGF | 54537 |  | 72.5 | 0.0408 | 0 | 50.7 | 0.0535 | 0 | 72.5 | 0.0408 | 0 | 50.7 | 0.0535 | 0 | 216 | 120000 | 152 | 120000
NE-HVAC-airAC-SpltPkg-240to759kBtuh-10p8eer | DEER2017 | D17 v2 |  | Any | Rt3 | 1996 | CZ06 | cWtd | Cap-Tons | 263.6 | 120000 | None | 105 | 0.0633 | 0 | 105 | 0.0633 | 0 | 105 | 0.0633 | 0 | 105 | 0.0633 | 0 | DEER:HVAC_Split-Package_AC | Annual | 1719 | 104.98 | 0.06326 | 0 | 104.98 | 0.06326 | 0 | NE-HVAC-airAC-SpltPkg-240to759kBtuh-10p8eer_MZDEER2017AnyRt31996CZ06cPVVG | 54540 | NE-HVAC-airAC-SpltPkg-240to759kBtuh-10p8eer_SZDEER2017AnyRt31996CZ06cDXGF | 54539 |  | 108 | 0.0578 | 0 | 92.9 | 0.0851 | 0 | 108 | 0.0578 | 0 | 92.9 | 0.0851 | 0 | 278 | 120000 | 206 | 120000
NE-HVAC-airAC-SpltPkg-240to759kBtuh-10p8eer | DEER2017 | D17 v2 |  | Any | Rt3 | 1996 | CZ07 | cWtd | Cap-Tons | 200.8 | 120000 | None | 121 | 0.0714 | 0 | 121 | 0.0714 | 0 | 121 | 0.0714 | 0 | 121 | 0.0714 | 0 | DEER:HVAC_Split-Package_AC | Annual | 1719 | 121.2 | 0.07138 | 0 | 121.2 | 0.07138 | 0 | NE-HVAC-airAC-SpltPkg-240to759kBtuh-10p8eer_MZDEER2017AnyRt31996CZ07cPVVG | 54542 | NE-HVAC-airAC-SpltPkg-240to759kBtuh-10p8eer_SZDEER2017AnyRt31996CZ07cDXGF | 54541 |  | 118 | 0.0653 | 0 | 134 | 0.0957 | 0 | 118 | 0.0653 | 0 | 134 | 0.0957 | 0 | 212 | 120000 | 156 | 120000
NE-HVAC-airAC-SpltPkg-240to759kBtuh-10p8eer | DEER2017 | D17 v2 |  | Any | Rt3 | 1996 | CZ08 | cWtd | Cap-Tons | 257.8 | 120000 | None | 127 | 0.0773 | 0 | 127 | 0.0773 | 0 | 127 | 0.0773 | 0 | 127 | 0.0773 | 0 | DEER:HVAC_Split-Package_AC | Annual | 1719 | 126.6 | 0.07728 | 0 | 126.6 | 0.07728 | 0 | NE-HVAC-airAC-SpltPkg-240to759kBtuh-10p8eer_MZDEER2017AnyRt31996CZ08cPVVG | 54544 | NE-HVAC-airAC-SpltPkg-240to759kBtuh-10p8eer_SZDEER2017AnyRt31996CZ08cDXGF | 54543 |  | 125 | 0.0711 | 0 | 133 | 0.102 | 0 | 125 | 0.0711 | 0 | 133 | 0.102 | 0 | 272 | 120000 | 201 | 120000
NE-HVAC-airAC-SpltPkg-240to759kBtuh-10p8eer | DEER2017 | D17 v2 |  | Any | Rt3 | 1996 | CZ09 | cWtd | Cap-Tons | 330.4 | 120000 | None | 111 | 0.0878 | 0 | 111 | 0.0878 | 0 | 111 | 0.0878 | 0 | 111 | 0.0878 | 0 | DEER:HVAC_Split-Package_AC | Annual | 1719 | 111 | 0.0878 | 0 | 111 | 0.0878 | 0 | NE-HVAC-airAC-SpltPkg-240to759kBtuh-10p8eer_MZDEER2017AnyRt31996CZ09cPVVG | 54546 | NE-HVAC-airAC-SpltPkg-240to759kBtuh-10p8eer_SZDEER2017AnyRt31996CZ09cDXGF | 54545 |  | 113 | 0.0815 | 0 | 103 | 0.113 | 0 | 113 | 0.0815 | 0 | 103 | 0.113 | 0 | 345 | 120000 | 272 | 120000
NE-HVAC-airAC-SpltPkg-240to759kBtuh-10p8eer | DEER2017 | D17 v2 |  | Any | Rt3 | 1996 | CZ10 | cWtd | Cap-Tons | 320.8 | 120000 | None | 122 | 0.0938 | 0 | 122 | 0.0938 | 0 | 122 | 0.0938 | 0 | 122 | 0.0938 | 0 | DEER:HVAC_Split-Package_AC | Annual | 1719 | 121.6 | 0.09376 | 0 | 121.6 | 0.09376 | 0 | NE-HVAC-airAC-SpltPkg-240to759kBtuh-10p8eer_MZDEER2017AnyRt31996CZ10cPVVG | 54548 | NE-HVAC-airAC-SpltPkg-240to759kBtuh-10p8eer_SZDEER2017AnyRt31996CZ10cDXGF | 54547 |  | 122 | 0.0872 | 0 | 120 | 0.12 | 0 | 122 | 0.0872 | 0 | 120 | 0.12 | 0 | 335 | 120000 | 264 | 120000
NE-HVAC-airAC-SpltPkg-240to759kBtuh-10p8eer | DEER2017 | D17 v2 |  | Any | Rt3 | 1996 | CZ11 | cWtd | Cap-Tons | 351.8 | 120000 | None | 112 | 0.0766 | 0 | 112 | 0.0766 | 0 | 112 | 0.0766 | 0 | 112 | 0.0766 | 0 | DEER:HVAC_Split-Package_AC | Annual | 1719 | 111.8 | 0.0766 | 0 | 111.8 | 0.0766 | 0 | NE-HVAC-airAC-SpltPkg-240to759kBtuh-10p8eer_MZDEER2017AnyRt31996CZ11cPVVG | 54550 | NE-HVAC-airAC-SpltPkg-240to759kBtuh-10p8eer_SZDEER2017AnyRt31996CZ11cDXGF | 54549 |  | 111 | 0.0716 | 0 | 115 | 0.0966 | 0 | 111 | 0.0716 | 0 | 115 | 0.0966 | 0 | 366 | 120000 | 295 | 120000
NE-HVAC-airAC-SpltPkg-240to759kBtuh-10p8eer | DEER2017 | D17 v2 |  | Any | Rt3 | 1996 | CZ12 | cWtd | Cap-Tons | 359 | 120000 | None | 91.1 | 0.0723 | 0 | 91.1 | 0.0723 | 0 | 91.1 | 0.0723 | 0 | 91.1 | 0.0723 | 0 | DEER:HVAC_Split-Package_AC | Annual | 1719 | 91.06 | 0.07234 | 0 | 91.06 | 0.07234 | 0 | NE-HVAC-airAC-SpltPkg-240to759kBtuh-10p8eer_MZDEER2017AnyRt31996CZ12cPVVG | 54552 | NE-HVAC-airAC-SpltPkg-240to759kBtuh-10p8eer_SZDEER2017AnyRt31996CZ12cDXGF | 54551 |  | 92.6 | 0.0679 | 0 | 84.9 | 0.0901 | 0 | 92.6 | 0.0679 | 0 | 84.9 | 0.0901 | 0 | 373 | 120000 | 303 | 120000
NE-HVAC-airAC-SpltPkg-240to759kBtuh-10p8eer | DEER2017 | D17 v2 |  | Any | Rt3 | 1996 | CZ13 | cWtd | Cap-Tons | 348.8 | 120000 | None | 117 | 0.0792 | 0 | 117 | 0.0792 | 0 | 117 | 0.0792 | 0 | 117 | 0.0792 | 0 | DEER:HVAC_Split-Package_AC | Annual | 1719 | 117 | 0.0792 | 0 | 117 | 0.0792 | 0 | NE-HVAC-airAC-SpltPkg-240to759kBtuh-10p8eer_MZDEER2017AnyRt31996CZ13cPVVG | 54554 | NE-HVAC-airAC-SpltPkg-240to759kBtuh-10p8eer_SZDEER2017AnyRt31996CZ13cDXGF | 54553 |  | 115 | 0.0735 | 0 | 125 | 0.102 | 0 | 115 | 0.0735 | 0 | 125 | 0.102 | 0 | 363 | 120000 | 292 | 120000
NE-HVAC-airAC-SpltPkg-240to759kBtuh-10p8eer | DEER2017 | D17 v2 |  | Any | Rt3 | 1996 | CZ14 | cWtd | Cap-Tons | 316.6 | 120000 | None | 123 | 0.0867 | 0 | 123 | 0.0867 | 0 | 123 | 0.0867 | 0 | 123 | 0.0867 | 0 | DEER:HVAC_Split-Package_AC | Annual | 1719 | 123.4 | 0.08668 | 0 | 123.4 | 0.08668 | 0 | NE-HVAC-airAC-SpltPkg-240to759kBtuh-10p8eer_MZDEER2017AnyRt31996CZ14cPVVG | 54556 | NE-HVAC-airAC-SpltPkg-240to759kBtuh-10p8eer_SZDEER2017AnyRt31996CZ14cDXGF | 54555 |  | 121 | 0.0806 | 0 | 133 | 0.111 | 0 | 121 | 0.0806 | 0 | 133 | 0.111 | 0 | 331 | 120000 | 259 | 120000
NE-HVAC-airAC-SpltPkg-240to759kBtuh-10p8eer | DEER2017 | D17 v2 |  | Any | Rt3 | 1996 | CZ15 | cWtd | Cap-Tons | 394.4 | 120000 | None | 189 | 0.0891 | 0 | 189 | 0.0891 | 0 | 189 | 0.0891 | 0 | 189 | 0.0891 | 0 | DEER:HVAC_Split-Package_AC | Annual | 1719 | 188.6 | 0.08912 | 0 | 188.6 | 0.08912 | 0 | NE-HVAC-airAC-SpltPkg-240to759kBtuh-10p8eer_MZDEER2017AnyRt31996CZ15cPVVG | 54558 | NE-HVAC-airAC-SpltPkg-240to759kBtuh-10p8eer_SZDEER2017AnyRt31996CZ15cDXGF | 54557 |  | 183 | 0.0824 | 0 | 211 | 0.116 | 0 | 183 | 0.0824 | 0 | 211 | 0.116 | 0 | 409 | 120000 | 336 | 120000
NE-HVAC-airAC-SpltPkg-240to759kBtuh-10p8eer | DEER2017 | D17 v2 |  | Any | Rt3 | 1996 | CZ16 | cWtd | Cap-Tons | 250.6 | 120000 | None | 61.5 | 0.0566 | 0 | 61.5 | 0.0566 | 0 | 61.5 | 0.0566 | 0 | 61.5 | 0.0566 | 0 | DEER:HVAC_Split-Package_AC | Annual | 1719 | 61.48 | 0.05662 | 0 | 61.48 | 0.05662 | 0 | NE-HVAC-airAC-SpltPkg-240to759kBtuh-10p8eer_MZDEER2017AnyRt31996CZ16cPVVG | 54560 | NE-HVAC-airAC-SpltPkg-240to759kBtuh-10p8eer_SZDEER2017AnyRt31996CZ16cDXGF | 54559 |  | 62.5 | 0.0524 | 0 | 57.4 | 0.0735 | 0 | 62.5 | 0.0524 | 0 | 57.4 | 0.0735 | 0 | 265 | 120000 | 193 | 120000
NE-HVAC-airAC-SpltPkg-240to759kBtuh-10p8eer | DEER2017 | D17 v2 |  | Any | Rt3 | 2003 | CZ01 | cWtd | Cap-Tons | 175 | 120000 | None | 34.4 | 0.0265 | 0 | 34.4 | 0.0265 | 0 | 34.4 | 0.0265 | 0 | 34.4 | 0.0265 | 0 | DEER:HVAC_Split-Package_AC | Annual | 1719 | 34.36 | 0.02654 | 0 | 34.36 | 0.02654 | 0 | NE-HVAC-airAC-SpltPkg-240to759kBtuh-10p8eer_MZDEER2017AnyRt32003CZ01cPVVG | 75890 | NE-HVAC-airAC-SpltPkg-240to759kBtuh-10p8eer_SZDEER2017AnyRt32003CZ01cDXGF | 75889 |  | 39 | 0.0263 | 0 | 15.8 | 0.0275 | 0 | 39 | 0.0263 | 0 | 15.8 | 0.0275 | 0 | 186 | 120000 | 131 | 120000
NE-HVAC-airAC-SpltPkg-240to759kBtuh-10p8eer | DEER2017 | D17 v2 |  | Any | Rt3 | 2003 | CZ02 | cWtd | Cap-Tons | 264.6 | 120000 | None | 75.5 | 0.0808 | 0 | 75.5 | 0.0808 | 0 | 75.5 | 0.0808 | 0 | 75.5 | 0.0808 | 0 | DEER:HVAC_Split-Package_AC | Annual | 1719 | 75.52 | 0.08084 | 0 | 75.52 | 0.08084 | 0 | NE-HVAC-airAC-SpltPkg-240to759kBtuh-10p8eer_MZDEER2017AnyRt32003CZ02cPVVG | 75892 | NE-HVAC-airAC-SpltPkg-240to759kBtuh-10p8eer_SZDEER2017AnyRt32003CZ02cDXGF | 75891 |  | 76.6 | 0.0748 | 0 | 71.2 | 0.105 | 0 | 76.6 | 0.0748 | 0 | 71.2 | 0.105 | 0 | 276 | 120000 | 219 | 120000
NE-HVAC-airAC-SpltPkg-240to759kBtuh-10p8eer | DEER2017 | D17 v2 |  | Any | Rt3 | 2003 | CZ03 | cWtd | Cap-Tons | 221.6 | 120000 | None | 56.6 | 0.0553 | 0 | 56.6 | 0.0553 | 0 | 56.6 | 0.0553 | 0 | 56.6 | 0.0553 | 0 | DEER:HVAC_Split-Package_AC | Annual | 1719 | 56.62 | 0.05526 | 0 | 56.62 | 0.05526 | 0 | NE-HVAC-airAC-SpltPkg-240to759kBtuh-10p8eer_MZDEER2017AnyRt32003CZ03cPVVG | 75894 | NE-HVAC-airAC-SpltPkg-240to759kBtuh-10p8eer_SZDEER2017AnyRt32003CZ03cDXGF | 75893 |  | 61.1 | 0.0508 | 0 | 38.7 | 0.0731 | 0 | 61.1 | 0.0508 | 0 | 38.7 | 0.0731 | 0 | 233 | 120000 | 176 | 120000
NE-HVAC-airAC-SpltPkg-240to759kBtuh-10p8eer | DEER2017 | D17 v2 |  | Any | Rt3 | 2003 | CZ04 | cWtd | Cap-Tons | 264.8 | 120000 | None | 84.6 | 0.0726 | 0 | 84.6 | 0.0726 | 0 | 84.6 | 0.0726 | 0 | 84.6 | 0.0726 | 0 | DEER:HVAC_Split-Package_AC | Annual | 1719 | 84.6 | 0.07256 | 0 | 84.6 | 0.07256 | 0 | NE-HVAC-airAC-SpltPkg-240to759kBtuh-10p8eer_MZDEER2017AnyRt32003CZ04cPVVG | 75896 | NE-HVAC-airAC-SpltPkg-240to759kBtuh-10p8eer_SZDEER2017AnyRt32003CZ04cDXGF | 75895 |  | 85.9 | 0.0665 | 0 | 79.4 | 0.0968 | 0 | 85.9 | 0.0665 | 0 | 79.4 | 0.0968 | 0 | 276 | 120000 | 220 | 120000
NE-HVAC-airAC-SpltPkg-240to759kBtuh-10p8eer | DEER2017 | D17 v2 |  | Any | Rt3 | 2003 | CZ05 | cWtd | Cap-Tons | 193.4 | 120000 | None | 66.6 | 0.0404 | 0 | 66.6 | 0.0404 | 0 | 66.6 | 0.0404 | 0 | 66.6 | 0.0404 | 0 | DEER:HVAC_Split-Package_AC | Annual | 1719 | 66.6 | 0.04044 | 0 | 66.6 | 0.04044 | 0 | NE-HVAC-airAC-SpltPkg-240to759kBtuh-10p8eer_MZDEER2017AnyRt32003CZ05cPVVG | 75898 | NE-HVAC-airAC-SpltPkg-240to759kBtuh-10p8eer_SZDEER2017AnyRt32003CZ05cDXGF | 75897 |  | 71.2 | 0.0377 | 0 | 48.2 | 0.0514 | 0 | 71.2 | 0.0377 | 0 | 48.2 | 0.0514 | 0 | 204 | 120000 | 151 | 120000
NE-HVAC-airAC-SpltPkg-240to759kBtuh-10p8eer | DEER2017 | D17 v2 |  | Any | Rt3 | 2003 | CZ06 | cWtd | Cap-Tons | 253.8 | 120000 | None | 97.5 | 0.0624 | 0 | 97.5 | 0.0624 | 0 | 97.5 | 0.0624 | 0 | 97.5 | 0.0624 | 0 | DEER:HVAC_Split-Package_AC | Annual | 1719 | 97.46 | 0.0624 | 0 | 97.46 | 0.0624 | 0 | NE-HVAC-airAC-SpltPkg-240to759kBtuh-10p8eer_MZDEER2017AnyRt32003CZ06cPVVG | 75900 | NE-HVAC-airAC-SpltPkg-240to759kBtuh-10p8eer_SZDEER2017AnyRt32003CZ06cDXGF | 75899 |  | 99.3 | 0.0569 | 0 | 90.1 | 0.0844 | 0 | 99.3 | 0.0569 | 0 | 90.1 | 0.0844 | 0 | 266 | 120000 | 205 | 120000
NE-HVAC-airAC-SpltPkg-240to759kBtuh-10p8eer | DEER2017 | D17 v2 |  | Any | Rt3 | 2003 | CZ07 | cWtd | Cap-Tons | 191.8 | 120000 | None | 123 | 0.0715 | 0 | 123 | 0.0715 | 0 | 123 | 0.0715 | 0 | 123 | 0.0715 | 0 | DEER:HVAC_Split-Package_AC | Annual | 1719 | 122.6 | 0.07146 | 0 | 122.6 | 0.07146 | 0 | NE-HVAC-airAC-SpltPkg-240to759kBtuh-10p8eer_MZDEER2017AnyRt32003CZ07cPVVG | 75902 | NE-HVAC-airAC-SpltPkg-240to759kBtuh-10p8eer_SZDEER2017AnyRt32003CZ07cDXGF | 75901 |  | 121 | 0.0655 | 0 | 129 | 0.0953 | 0 | 121 | 0.0655 | 0 | 129 | 0.0953 | 0 | 201 | 120000 | 155 | 120000
NE-HVAC-airAC-SpltPkg-240to759kBtuh-10p8eer | DEER2017 | D17 v2 |  | Any | Rt3 | 2003 | CZ08 | cWtd | Cap-Tons | 248.8 | 120000 | None | 121 | 0.0761 | 0 | 121 | 0.0761 | 0 | 121 | 0.0761 | 0 | 121 | 0.0761 | 0 | DEER:HVAC_Split-Package_AC | Annual | 1719 | 121.2 | 0.07608 | 0 | 121.2 | 0.07608 | 0 | NE-HVAC-airAC-SpltPkg-240to759kBtuh-10p8eer_MZDEER2017AnyRt32003CZ08cPVVG | 75904 | NE-HVAC-airAC-SpltPkg-240to759kBtuh-10p8eer_SZDEER2017AnyRt32003CZ08cDXGF | 75903 |  | 119 | 0.0696 | 0 | 130 | 0.102 | 0 | 119 | 0.0696 | 0 | 130 | 0.102 | 0 | 261 | 120000 | 200 | 120000
NE-HVAC-airAC-SpltPkg-240to759kBtuh-10p8eer | DEER2017 | D17 v2 |  | Any | Rt3 | 2003 | CZ09 | cWtd | Cap-Tons | 318 | 120000 | None | 104 | 0.0871 | 0 | 104 | 0.0871 | 0 | 104 | 0.0871 | 0 | 104 | 0.0871 | 0 | DEER:HVAC_Split-Package_AC | Annual | 1719 | 103.6 | 0.08712 | 0 | 103.6 | 0.08712 | 0 | NE-HVAC-airAC-SpltPkg-240to759kBtuh-10p8eer_MZDEER2017AnyRt32003CZ09cPVVG | 75906 | NE-HVAC-airAC-SpltPkg-240to759kBtuh-10p8eer_SZDEER2017AnyRt32003CZ09cDXGF | 75905 |  | 104 | 0.0809 | 0 | 102 | 0.112 | 0 | 104 | 0.0809 | 0 | 102 | 0.112 | 0 | 330 | 120000 | 270 | 120000
NE-HVAC-airAC-SpltPkg-240to759kBtuh-10p8eer | DEER2017 | D17 v2 |  | Any | Rt3 | 2003 | CZ10 | cWtd | Cap-Tons | 306.8 | 120000 | None | 115 | 0.0922 | 0 | 115 | 0.0922 | 0 | 115 | 0.0922 | 0 | 115 | 0.0922 | 0 | DEER:HVAC_Split-Package_AC | Annual | 1719 | 114.8 | 0.0922 | 0 | 114.8 | 0.0922 | 0 | NE-HVAC-airAC-SpltPkg-240to759kBtuh-10p8eer_MZDEER2017AnyRt32003CZ10cPVVG | 75908 | NE-HVAC-airAC-SpltPkg-240to759kBtuh-10p8eer_SZDEER2017AnyRt32003CZ10cDXGF | 75907 |  | 114 | 0.0855 | 0 | 118 | 0.119 | 0 | 114 | 0.0855 | 0 | 118 | 0.119 | 0 | 318 | 120000 | 262 | 120000
NE-HVAC-airAC-SpltPkg-240to759kBtuh-10p8eer | DEER2017 | D17 v2 |  | Any | Rt3 | 2003 | CZ11 | cWtd | Cap-Tons | 336 | 120000 | None | 104 | 0.0755 | 0 | 104 | 0.0755 | 0 | 104 | 0.0755 | 0 | 104 | 0.0755 | 0 | DEER:HVAC_Split-Package_AC | Annual | 1719 | 104.4 | 0.07552 | 0 | 104.4 | 0.07552 | 0 | NE-HVAC-airAC-SpltPkg-240to759kBtuh-10p8eer_MZDEER2017AnyRt32003CZ11cPVVG | 75910 | NE-HVAC-airAC-SpltPkg-240to759kBtuh-10p8eer_SZDEER2017AnyRt32003CZ11cDXGF | 75909 |  | 102 | 0.0704 | 0 | 114 | 0.096 | 0 | 102 | 0.0704 | 0 | 114 | 0.096 | 0 | 347 | 120000 | 292 | 120000
NE-HVAC-airAC-SpltPkg-240to759kBtuh-10p8eer | DEER2017 | D17 v2 |  | Any | Rt3 | 2003 | CZ12 | cWtd | Cap-Tons | 344 | 120000 | None | 83.8 | 0.0709 | 0 | 83.8 | 0.0709 | 0 | 83.8 | 0.0709 | 0 | 83.8 | 0.0709 | 0 | DEER:HVAC_Split-Package_AC | Annual | 1719 | 83.82 | 0.07092 | 0 | 83.82 | 0.07092 | 0 | NE-HVAC-airAC-SpltPkg-240to759kBtuh-10p8eer_MZDEER2017AnyRt32003CZ12cPVVG | 75912 | NE-HVAC-airAC-SpltPkg-240to759kBtuh-10p8eer_SZDEER2017AnyRt32003CZ12cDXGF | 75911 |  | 83.8 | 0.0663 | 0 | 83.9 | 0.0894 | 0 | 83.8 | 0.0663 | 0 | 83.9 | 0.0894 | 0 | 355 | 120000 | 300 | 120000
NE-HVAC-airAC-SpltPkg-240to759kBtuh-10p8eer | DEER2017 | D17 v2 |  | Any | Rt3 | 2003 | CZ13 | cWtd | Cap-Tons | 333.8 | 120000 | None | 110 | 0.0776 | 0 | 110 | 0.0776 | 0 | 110 | 0.0776 | 0 | 110 | 0.0776 | 0 | DEER:HVAC_Split-Package_AC | Annual | 1719 | 110.4 | 0.07764 | 0 | 110.4 | 0.07764 | 0 | NE-HVAC-airAC-SpltPkg-240to759kBtuh-10p8eer_MZDEER2017AnyRt32003CZ13cPVVG | 75914 | NE-HVAC-airAC-SpltPkg-240to759kBtuh-10p8eer_SZDEER2017AnyRt32003CZ13cDXGF | 75913 |  | 107 | 0.0718 | 0 | 124 | 0.101 | 0 | 107 | 0.0718 | 0 | 124 | 0.101 | 0 | 345 | 120000 | 289 | 120000
NE-HVAC-airAC-SpltPkg-240to759kBtuh-10p8eer | DEER2017 | D17 v2 |  | Any | Rt3 | 2003 | CZ14 | cWtd | Cap-Tons | 303.4 | 120000 | None | 117 | 0.0836 | 0 | 117 | 0.0836 | 0 | 117 | 0.0836 | 0 | 117 | 0.0836 | 0 | DEER:HVAC_Split-Package_AC | Annual | 1719 | 116.8 | 0.0836 | 0 | 116.8 | 0.0836 | 0 | NE-HVAC-airAC-SpltPkg-240to759kBtuh-10p8eer_MZDEER2017AnyRt32003CZ14cPVVG | 75916 | NE-HVAC-airAC-SpltPkg-240to759kBtuh-10p8eer_SZDEER2017AnyRt32003CZ14cDXGF | 75915 |  | 113 | 0.077 | 0 | 132 | 0.11 | 0 | 113 | 0.077 | 0 | 132 | 0.11 | 0 | 315 | 120000 | 257 | 120000
NE-HVAC-airAC-SpltPkg-240to759kBtuh-10p8eer | DEER2017 | D17 v2 |  | Any | Rt3 | 2003 | CZ15 | cWtd | Cap-Tons | 378.6 | 120000 | None | 182 | 0.0866 | 0 | 182 | 0.0866 | 0 | 182 | 0.0866 | 0 | 182 | 0.0866 | 0 | DEER:HVAC_Split-Package_AC | Annual | 1719 | 182 | 0.08664 | 0 | 182 | 0.08664 | 0 | NE-HVAC-airAC-SpltPkg-240to759kBtuh-10p8eer_MZDEER2017AnyRt32003CZ15cPVVG | 75918 | NE-HVAC-airAC-SpltPkg-240to759kBtuh-10p8eer_SZDEER2017AnyRt32003CZ15cDXGF | 75917 |  | 175 | 0.0793 | 0 | 210 | 0.116 | 0 | 175 | 0.0793 | 0 | 210 | 0.116 | 0 | 390 | 120000 | 333 | 120000
NE-HVAC-airAC-SpltPkg-240to759kBtuh-10p8eer | DEER2017 | D17 v2 |  | Any | Rt3 | 2003 | CZ16 | cWtd | Cap-Tons | 240 | 120000 | None | 60.3 | 0.0541 | 0 | 60.3 | 0.0541 | 0 | 60.3 | 0.0541 | 0 | 60.3 | 0.0541 | 0 | DEER:HVAC_Split-Package_AC | Annual | 1719 | 60.34 | 0.05412 | 0 | 60.34 | 0.05412 | 0 | NE-HVAC-airAC-SpltPkg-240to759kBtuh-10p8eer_MZDEER2017AnyRt32003CZ16cPVVG | 75920 | NE-HVAC-airAC-SpltPkg-240to759kBtuh-10p8eer_SZDEER2017AnyRt32003CZ16cDXGF | 75919 |  | 61.4 | 0.0495 | 0 | 56.1 | 0.0726 | 0 | 61.4 | 0.0495 | 0 | 56.1 | 0.0726 | 0 | 252 | 120000 | 192 | 120000
NE-HVAC-airAC-SpltPkg-240to759kBtuh-10p8eer | DEER2017 | D17 v2 |  | Any | Rt3 | 2007 | CZ01 | cWtd | Cap-Tons | 174.2 | 120000 | None | 34.1 | 0.0263 | 0 | 34.1 | 0.0263 | 0 | 34.1 | 0.0263 | 0 | 34.1 | 0.0263 | 0 | DEER:HVAC_Split-Package_AC | Annual | 1719 | 34.14 | 0.02632 | 0 | 34.14 | 0.02632 | 0 | NE-HVAC-airAC-SpltPkg-240to759kBtuh-10p8eer_MZDEER2017AnyRt32007CZ01cPVVG | 97250 | NE-HVAC-airAC-SpltPkg-240to759kBtuh-10p8eer_SZDEER2017AnyRt32007CZ01cDXGF | 97249 |  | 38.9 | 0.0262 | 0 | 15.1 | 0.0268 | 0 | 38.9 | 0.0262 | 0 | 15.1 | 0.0268 | 0 | 185 | 120000 | 131 | 120000
NE-HVAC-airAC-SpltPkg-240to759kBtuh-10p8eer | DEER2017 | D17 v2 |  | Any | Rt3 | 2007 | CZ02 | cWtd | Cap-Tons | 263.8 | 120000 | None | 75.2 | 0.0806 | 0 | 75.2 | 0.0806 | 0 | 75.2 | 0.0806 | 0 | 75.2 | 0.0806 | 0 | DEER:HVAC_Split-Package_AC | Annual | 1719 | 75.2 | 0.08064 | 0 | 75.2 | 0.08064 | 0 | NE-HVAC-airAC-SpltPkg-240to759kBtuh-10p8eer_MZDEER2017AnyRt32007CZ02cPVVG | 97252 | NE-HVAC-airAC-SpltPkg-240to759kBtuh-10p8eer_SZDEER2017AnyRt32007CZ02cDXGF | 97251 |  | 76.4 | 0.0748 | 0 | 70.4 | 0.104 | 0 | 76.4 | 0.0748 | 0 | 70.4 | 0.104 | 0 | 275 | 120000 | 219 | 120000
NE-HVAC-airAC-SpltPkg-240to759kBtuh-10p8eer | DEER2017 | D17 v2 |  | Any | Rt3 | 2007 | CZ03 | cWtd | Cap-Tons | 210.8 | 120000 | None | 59.3 | 0.0574 | 0 | 59.3 | 0.0574 | 0 | 59.3 | 0.0574 | 0 | 59.3 | 0.0574 | 0 | DEER:HVAC_Split-Package_AC | Annual | 1719 | 59.32 | 0.0574 | 0 | 59.32 | 0.0574 | 0 | NE-HVAC-airAC-SpltPkg-240to759kBtuh-10p8eer_MZDEER2017AnyRt32007CZ03cPVVG | 97254 | NE-HVAC-airAC-SpltPkg-240to759kBtuh-10p8eer_SZDEER2017AnyRt32007CZ03cDXGF | 97253 |  | 63.6 | 0.0525 | 0 | 42.2 | 0.077 | 0 | 63.6 | 0.0525 | 0 | 42.2 | 0.077 | 0 | 222 | 120000 | 166 | 120000
NE-HVAC-airAC-SpltPkg-240to759kBtuh-10p8eer | DEER2017 | D17 v2 |  | Any | Rt3 | 2007 | CZ04 | cWtd | Cap-Tons | 263.8 | 120000 | None | 84.3 | 0.0724 | 0 | 84.3 | 0.0724 | 0 | 84.3 | 0.0724 | 0 | 84.3 | 0.0724 | 0 | DEER:HVAC_Split-Package_AC | Annual | 1719 | 84.28 | 0.0724 | 0 | 84.28 | 0.0724 | 0 | NE-HVAC-airAC-SpltPkg-240to759kBtuh-10p8eer_MZDEER2017AnyRt32007CZ04cPVVG | 97256 | NE-HVAC-airAC-SpltPkg-240to759kBtuh-10p8eer_SZDEER2017AnyRt32007CZ04cDXGF | 97255 |  | 85.7 | 0.0664 | 0 | 78.6 | 0.0964 | 0 | 85.7 | 0.0664 | 0 | 78.6 | 0.0964 | 0 | 275 | 120000 | 219 | 120000
NE-HVAC-airAC-SpltPkg-240to759kBtuh-10p8eer | DEER2017 | D17 v2 |  | Any | Rt3 | 2007 | CZ05 | cWtd | Cap-Tons | 191.8 | 120000 | None | 66.1 | 0.0401 | 0 | 66.1 | 0.0401 | 0 | 66.1 | 0.0401 | 0 | 66.1 | 0.0401 | 0 | DEER:HVAC_Split-Package_AC | Annual | 1719 | 66.06 | 0.04008 | 0 | 66.06 | 0.04008 | 0 | NE-HVAC-airAC-SpltPkg-240to759kBtuh-10p8eer_MZDEER2017AnyRt32007CZ05cPVVG | 97258 | NE-HVAC-airAC-SpltPkg-240to759kBtuh-10p8eer_SZDEER2017AnyRt32007CZ05cDXGF | 97257 |  | 70.8 | 0.0375 | 0 | 47.1 | 0.0504 | 0 | 70.8 | 0.0375 | 0 | 47.1 | 0.0504 | 0 | 202 | 120000 | 151 | 120000
NE-HVAC-airAC-SpltPkg-240to759kBtuh-10p8eer | DEER2017 | D17 v2 |  | Any | Rt3 | 2007 | CZ06 | cWtd | Cap-Tons | 253 | 120000 | None | 96.9 | 0.0623 | 0 | 96.9 | 0.0623 | 0 | 96.9 | 0.0623 | 0 | 96.9 | 0.0623 | 0 | DEER:HVAC_Split-Package_AC | Annual | 1719 | 96.94 | 0.06232 | 0 | 96.94 | 0.06232 | 0 | NE-HVAC-airAC-SpltPkg-240to759kBtuh-10p8eer_MZDEER2017AnyRt32007CZ06cPVVG | 97260 | NE-HVAC-airAC-SpltPkg-240to759kBtuh-10p8eer_SZDEER2017AnyRt32007CZ06cDXGF | 97259 |  | 99 | 0.0569 | 0 | 88.7 | 0.084 | 0 | 99 | 0.0569 | 0 | 88.7 | 0.084 | 0 | 265 | 120000 | 205 | 120000
NE-HVAC-airAC-SpltPkg-240to759kBtuh-10p8eer | DEER2017 | D17 v2 |  | Any | Rt3 | 2007 | CZ07 | cWtd | Cap-Tons | 191 | 120000 | None | 122 | 0.0713 | 0 | 122 | 0.0713 | 0 | 122 | 0.0713 | 0 | 122 | 0.0713 | 0 | DEER:HVAC_Split-Package_AC | Annual | 1719 | 121.6 | 0.07134 | 0 | 121.6 | 0.07134 | 0 | NE-HVAC-airAC-SpltPkg-240to759kBtuh-10p8eer_MZDEER2017AnyRt32007CZ07cPVVG | 97262 | NE-HVAC-airAC-SpltPkg-240to759kBtuh-10p8eer_SZDEER2017AnyRt32007CZ07cDXGF | 97261 |  | 120 | 0.0654 | 0 | 128 | 0.0951 | 0 | 120 | 0.0654 | 0 | 128 | 0.0951 | 0 | 200 | 120000 | 155 | 120000
NE-HVAC-airAC-SpltPkg-240to759kBtuh-10p8eer | DEER2017 | D17 v2 |  | Any | Rt3 | 2007 | CZ08 | cWtd | Cap-Tons | 247.8 | 120000 | None | 121 | 0.0758 | 0 | 121 | 0.0758 | 0 | 121 | 0.0758 | 0 | 121 | 0.0758 | 0 | DEER:HVAC_Split-Package_AC | Annual | 1719 | 121 | 0.0758 | 0 | 121 | 0.0758 | 0 | NE-HVAC-airAC-SpltPkg-240to759kBtuh-10p8eer_MZDEER2017AnyRt32007CZ08cPVVG | 97264 | NE-HVAC-airAC-SpltPkg-240to759kBtuh-10p8eer_SZDEER2017AnyRt32007CZ08cDXGF | 97263 |  | 119 | 0.0695 | 0 | 129 | 0.101 | 0 | 119 | 0.0695 | 0 | 129 | 0.101 | 0 | 260 | 120000 | 199 | 120000
NE-HVAC-airAC-SpltPkg-240to759kBtuh-10p8eer | DEER2017 | D17 v2 |  | Any | Rt3 | 2007 | CZ09 | cWtd | Cap-Tons | 316.4 | 120000 | None | 103 | 0.0871 | 0 | 103 | 0.0871 | 0 | 103 | 0.0871 | 0 | 103 | 0.0871 | 0 | DEER:HVAC_Split-Package_AC | Annual | 1719 | 103.4 | 0.08712 | 0 | 103.4 | 0.08712 | 0 | NE-HVAC-airAC-SpltPkg-240to759kBtuh-10p8eer_MZDEER2017AnyRt32007CZ09cPVVG | 97266 | NE-HVAC-airAC-SpltPkg-240to759kBtuh-10p8eer_SZDEER2017AnyRt32007CZ09cDXGF | 97265 |  | 104 | 0.0809 | 0 | 101 | 0.112 | 0 | 104 | 0.0809 | 0 | 101 | 0.112 | 0 | 328 | 120000 | 270 | 120000
NE-HVAC-airAC-SpltPkg-240to759kBtuh-10p8eer | DEER2017 | D17 v2 |  | Any | Rt3 | 2007 | CZ10 | cWtd | Cap-Tons | 305.8 | 120000 | None | 115 | 0.0922 | 0 | 115 | 0.0922 | 0 | 115 | 0.0922 | 0 | 115 | 0.0922 | 0 | DEER:HVAC_Split-Package_AC | Annual | 1719 | 114.6 | 0.0922 | 0 | 114.6 | 0.0922 | 0 | NE-HVAC-airAC-SpltPkg-240to759kBtuh-10p8eer_MZDEER2017AnyRt32007CZ10cPVVG | 97268 | NE-HVAC-airAC-SpltPkg-240to759kBtuh-10p8eer_SZDEER2017AnyRt32007CZ10cDXGF | 97267 |  | 114 | 0.0855 | 0 | 117 | 0.119 | 0 | 114 | 0.0855 | 0 | 117 | 0.119 | 0 | 317 | 120000 | 261 | 120000
NE-HVAC-airAC-SpltPkg-240to759kBtuh-10p8eer | DEER2017 | D17 v2 |  | Any | Rt3 | 2007 | CZ11 | cWtd | Cap-Tons | 335 | 120000 | None | 104 | 0.0753 | 0 | 104 | 0.0753 | 0 | 104 | 0.0753 | 0 | 104 | 0.0753 | 0 | DEER:HVAC_Split-Package_AC | Annual | 1719 | 104.2 | 0.07528 | 0 | 104.2 | 0.07528 | 0 | NE-HVAC-airAC-SpltPkg-240to759kBtuh-10p8eer_MZDEER2017AnyRt32007CZ11cPVVG | 97270 | NE-HVAC-airAC-SpltPkg-240to759kBtuh-10p8eer_SZDEER2017AnyRt32007CZ11cDXGF | 97269 |  | 102 | 0.0703 | 0 | 113 | 0.0952 | 0 | 102 | 0.0703 | 0 | 113 | 0.0952 | 0 | 346 | 120000 | 291 | 120000
NE-HVAC-airAC-SpltPkg-240to759kBtuh-10p8eer | DEER2017 | D17 v2 |  | Any | Rt3 | 2007 | CZ12 | cWtd | Cap-Tons | 342.4 | 120000 | None | 83.6 | 0.0709 | 0 | 83.6 | 0.0709 | 0 | 83.6 | 0.0709 | 0 | 83.6 | 0.0709 | 0 | DEER:HVAC_Split-Package_AC | Annual | 1719 | 83.62 | 0.07088 | 0 | 83.62 | 0.07088 | 0 | NE-HVAC-airAC-SpltPkg-240to759kBtuh-10p8eer_MZDEER2017AnyRt32007CZ12cPVVG | 97272 | NE-HVAC-airAC-SpltPkg-240to759kBtuh-10p8eer_SZDEER2017AnyRt32007CZ12cDXGF | 97271 |  | 83.7 | 0.0663 | 0 | 83.3 | 0.0892 | 0 | 83.7 | 0.0663 | 0 | 83.3 | 0.0892 | 0 | 353 | 120000 | 300 | 120000
NE-HVAC-airAC-SpltPkg-240to759kBtuh-10p8eer | DEER2017 | D17 v2 |  | Any | Rt3 | 2007 | CZ13 | cWtd | Cap-Tons | 333 | 120000 | None | 110 | 0.0776 | 0 | 110 | 0.0776 | 0 | 110 | 0.0776 | 0 | 110 | 0.0776 | 0 | DEER:HVAC_Split-Package_AC | Annual | 1719 | 110.2 | 0.07764 | 0 | 110.2 | 0.07764 | 0 | NE-HVAC-airAC-SpltPkg-240to759kBtuh-10p8eer_MZDEER2017AnyRt32007CZ13cPVVG | 97274 | NE-HVAC-airAC-SpltPkg-240to759kBtuh-10p8eer_SZDEER2017AnyRt32007CZ13cDXGF | 97273 |  | 107 | 0.0718 | 0 | 123 | 0.101 | 0 | 107 | 0.0718 | 0 | 123 | 0.101 | 0 | 344 | 120000 | 289 | 120000
NE-HVAC-airAC-SpltPkg-240to759kBtuh-10p8eer | DEER2017 | D17 v2 |  | Any | Rt3 | 2007 | CZ14 | cWtd | Cap-Tons | 301.8 | 120000 | None | 117 | 0.0836 | 0 | 117 | 0.0836 | 0 | 117 | 0.0836 | 0 | 117 | 0.0836 | 0 | DEER:HVAC_Split-Package_AC | Annual | 1719 | 116.6 | 0.0836 | 0 | 116.6 | 0.0836 | 0 | NE-HVAC-airAC-SpltPkg-240to759kBtuh-10p8eer_MZDEER2017AnyRt32007CZ14cPVVG | 97276 | NE-HVAC-airAC-SpltPkg-240to759kBtuh-10p8eer_SZDEER2017AnyRt32007CZ14cDXGF | 97275 |  | 113 | 0.077 | 0 | 131 | 0.11 | 0 | 113 | 0.077 | 0 | 131 | 0.11 | 0 | 313 | 120000 | 257 | 120000
NE-HVAC-airAC-SpltPkg-240to759kBtuh-10p8eer | DEER2017 | D17 v2 |  | Any | Rt3 | 2007 | CZ15 | cWtd | Cap-Tons | 377.6 | 120000 | None | 182 | 0.0864 | 0 | 182 | 0.0864 | 0 | 182 | 0.0864 | 0 | 182 | 0.0864 | 0 | DEER:HVAC_Split-Package_AC | Annual | 1719 | 181.8 | 0.08644 | 0 | 181.8 | 0.08644 | 0 | NE-HVAC-airAC-SpltPkg-240to759kBtuh-10p8eer_MZDEER2017AnyRt32007CZ15cPVVG | 97278 | NE-HVAC-airAC-SpltPkg-240to759kBtuh-10p8eer_SZDEER2017AnyRt32007CZ15cDXGF | 97277 |  | 175 | 0.0793 | 0 | 209 | 0.115 | 0 | 175 | 0.0793 | 0 | 209 | 0.115 | 0 | 389 | 120000 | 332 | 120000
NE-HVAC-airAC-SpltPkg-240to759kBtuh-10p8eer | DEER2017 | D17 v2 |  | Any | Rt3 | 2007 | CZ16 | cWtd | Cap-Tons | 239.2 | 120000 | None | 60.2 | 0.0539 | 0 | 60.2 | 0.0539 | 0 | 60.2 | 0.0539 | 0 | 60.2 | 0.0539 | 0 | DEER:HVAC_Split-Package_AC | Annual | 1719 | 60.16 | 0.05388 | 0 | 60.16 | 0.05388 | 0 | NE-HVAC-airAC-SpltPkg-240to759kBtuh-10p8eer_MZDEER2017AnyRt32007CZ16cPVVG | 97280 | NE-HVAC-airAC-SpltPkg-240to759kBtuh-10p8eer_SZDEER2017AnyRt32007CZ16cDXGF | 97279 |  | 61.3 | 0.0493 | 0 | 55.6 | 0.0722 | 0 | 61.3 | 0.0493 | 0 | 55.6 | 0.0722 | 0 | 251 | 120000 | 192 | 120000
NE-HVAC-airAC-SpltPkg-240to759kBtuh-10p8eer | DEER2017 | D17 v2 |  | Any | Rt3 | 2011 | CZ01 | cWtd | Cap-Tons | 169.8 | 120000 | None | 121 | 0.0358 | 3.14 | 34.6 | 0.0271 | 0 | 121 | 0.0358 | 3.14 | 34.6 | 0.0271 | 0 | DEER:HVAC_Split-Package_AC | Annual | 1719 | 121.28 | 0.03584 | 3.14 | 34.6 | 0.02712 | 0 | NE-HVAC-airAC-SpltPkg-240to759kBtuh-10p8eer_MZDEER2017AnyRt32011CZ01cPVVG | 118610 | NE-HVAC-airAC-SpltPkg-240to759kBtuh-10p8eer_SZDEER2017AnyRt32011CZ01cDXGF | 118609 |  | 39.1 | 0.0268 | 0 | 450 | 0.072 | 15.7 | 39.1 | 0.0268 | 0 | 16.6 | 0.0284 | 0 | 180 | 120000 | 129 | 120000
NE-HVAC-airAC-SpltPkg-240to759kBtuh-10p8eer | DEER2017 | D17 v2 |  | Any | Rt3 | 2011 | CZ02 | cWtd | Cap-Tons | 261.2 | 120000 | None | 175 | 0.102 | -1.25 | 75.3 | 0.0807 | 0 | 175 | 0.102 | -1.25 | 75.3 | 0.0807 | 0 | DEER:HVAC_Split-Package_AC | Annual | 1719 | 175.48 | 0.10232 | -1.25 | 75.32 | 0.08072 | 0 | NE-HVAC-airAC-SpltPkg-240to759kBtuh-10p8eer_MZDEER2017AnyRt32011CZ02cPVVG | 118612 | NE-HVAC-airAC-SpltPkg-240to759kBtuh-10p8eer_SZDEER2017AnyRt32011CZ02cDXGF | 118611 |  | 76.6 | 0.0749 | 0 | 571 | 0.212 | -6.25 | 76.6 | 0.0749 | 0 | 70.2 | 0.104 | 0 | 272 | 120000 | 218 | 120000
NE-HVAC-airAC-SpltPkg-240to759kBtuh-10p8eer | DEER2017 | D17 v2 |  | Any | Rt3 | 2011 | CZ03 | cWtd | Cap-Tons | 209.2 | 120000 | None | 147 | 0.0835 | -1.39 | 59.7 | 0.0574 | 0 | 147 | 0.0835 | -1.39 | 59.7 | 0.0574 | 0 | DEER:HVAC_Split-Package_AC | Annual | 1719 | 147.48 | 0.08348 | -1.388 | 59.74 | 0.05744 | 0 | NE-HVAC-airAC-SpltPkg-240to759kBtuh-10p8eer_MZDEER2017AnyRt32011CZ03cPVVG | 118614 | NE-HVAC-airAC-SpltPkg-240to759kBtuh-10p8eer_SZDEER2017AnyRt32011CZ03cDXGF | 118613 |  | 64.1 | 0.0526 | 0 | 481 | 0.207 | -6.94 | 64.1 | 0.0526 | 0 | 42.3 | 0.0768 | 0 | 220 | 120000 | 166 | 120000
NE-HVAC-airAC-SpltPkg-240to759kBtuh-10p8eer | DEER2017 | D17 v2 |  | Any | Rt3 | 2011 | CZ04 | cWtd | Cap-Tons | 261.4 | 120000 | None | 190 | 0.0967 | -1.02 | 84.4 | 0.0725 | 0 | 190 | 0.0967 | -1.02 | 84.4 | 0.0725 | 0 | DEER:HVAC_Split-Package_AC | Annual | 1719 | 189.92 | 0.09668 | -1.022 | 84.4 | 0.07254 | 0 | NE-HVAC-airAC-SpltPkg-240to759kBtuh-10p8eer_MZDEER2017AnyRt32011CZ04cPVVG | 118616 | NE-HVAC-airAC-SpltPkg-240to759kBtuh-10p8eer_SZDEER2017AnyRt32011CZ04cDXGF | 118615 |  | 85.9 | 0.0666 | 0 | 606 | 0.217 | -5.11 | 85.9 | 0.0666 | 0 | 78.4 | 0.0963 | 0 | 272 | 120000 | 219 | 120000
NE-HVAC-airAC-SpltPkg-240to759kBtuh-10p8eer | DEER2017 | D17 v2 |  | Any | Rt3 | 2011 | CZ05 | cWtd | Cap-Tons | 191 | 120000 | None | 151 | 0.0745 | -0.484 | 66.4 | 0.0402 | 0 | 151 | 0.0745 | -0.484 | 66.4 | 0.0402 | 0 | DEER:HVAC_Split-Package_AC | Annual | 1719 | 150.96 | 0.07448 | -0.484 | 66.38 | 0.04016 | 0 | NE-HVAC-airAC-SpltPkg-240to759kBtuh-10p8eer_MZDEER2017AnyRt32011CZ05cPVVG | 118618 | NE-HVAC-airAC-SpltPkg-240to759kBtuh-10p8eer_SZDEER2017AnyRt32011CZ05cDXGF | 118617 |  | 71.2 | 0.0376 | 0 | 470 | 0.222 | -2.42 | 71.2 | 0.0376 | 0 | 47.1 | 0.0504 | 0 | 201 | 120000 | 151 | 120000
NE-HVAC-airAC-SpltPkg-240to759kBtuh-10p8eer | DEER2017 | D17 v2 |  | Any | Rt3 | 2011 | CZ06 | cWtd | Cap-Tons | 251.2 | 120000 | None | 186 | 0.083 | -0.396 | 97.1 | 0.0624 | 0 | 186 | 0.083 | -0.396 | 97.1 | 0.0624 | 0 | DEER:HVAC_Split-Package_AC | Annual | 1719 | 185.56 | 0.083 | -0.396 | 97.08 | 0.06238 | 0 | NE-HVAC-airAC-SpltPkg-240to759kBtuh-10p8eer_MZDEER2017AnyRt32011CZ06cPVVG | 118620 | NE-HVAC-airAC-SpltPkg-240to759kBtuh-10p8eer_SZDEER2017AnyRt32011CZ06cDXGF | 118619 |  | 99.2 | 0.057 | 0 | 531 | 0.187 | -1.98 | 99.2 | 0.057 | 0 | 88.6 | 0.0839 | 0 | 263 | 120000 | 204 | 120000
NE-HVAC-airAC-SpltPkg-240to759kBtuh-10p8eer | DEER2017 | D17 v2 |  | Any | Rt3 | 2011 | CZ07 | cWtd | Cap-Tons | 189.4 | 120000 | None | 179 | 0.0793 | -0.0872 | 122 | 0.0715 | 0 | 179 | 0.0793 | -0.0872 | 122 | 0.0715 | 0 | DEER:HVAC_Split-Package_AC | Annual | 1719 | 178.6 | 0.07928 | -0.0872 | 122.4 | 0.07148 | 0 | NE-HVAC-airAC-SpltPkg-240to759kBtuh-10p8eer_MZDEER2017AnyRt32011CZ07cPVVG | 118622 | NE-HVAC-airAC-SpltPkg-240to759kBtuh-10p8eer_SZDEER2017AnyRt32011CZ07cDXGF | 118621 |  | 121 | 0.0656 | 0 | 409 | 0.134 | -0.436 | 121 | 0.0656 | 0 | 128 | 0.095 | 0 | 198 | 120000 | 155 | 120000
NE-HVAC-airAC-SpltPkg-240to759kBtuh-10p8eer | DEER2017 | D17 v2 |  | Any | Rt3 | 2011 | CZ08 | cWtd | Cap-Tons | 245.4 | 120000 | None | 210 | 0.0892 | -0.31 | 121 | 0.076 | 0 | 210 | 0.0892 | -0.31 | 121 | 0.076 | 0 | DEER:HVAC_Split-Package_AC | Annual | 1719 | 209.6 | 0.08916 | -0.31 | 121 | 0.07596 | 0 | NE-HVAC-airAC-SpltPkg-240to759kBtuh-10p8eer_MZDEER2017AnyRt32011CZ08cPVVG | 118624 | NE-HVAC-airAC-SpltPkg-240to759kBtuh-10p8eer_SZDEER2017AnyRt32011CZ08cDXGF | 118623 |  | 119 | 0.0697 | 0 | 572 | 0.167 | -1.55 | 119 | 0.0697 | 0 | 129 | 0.101 | 0 | 257 | 120000 | 199 | 120000
NE-HVAC-airAC-SpltPkg-240to759kBtuh-10p8eer | DEER2017 | D17 v2 |  | Any | Rt3 | 2011 | CZ09 | cWtd | Cap-Tons | 313.8 | 120000 | None | 209 | 0.106 | -0.434 | 104 | 0.0871 | 0 | 209 | 0.106 | -0.434 | 104 | 0.0871 | 0 | DEER:HVAC_Split-Package_AC | Annual | 1719 | 209.4 | 0.10572 | -0.434 | 104 | 0.08712 | 0 | NE-HVAC-airAC-SpltPkg-240to759kBtuh-10p8eer_MZDEER2017AnyRt32011CZ09cPVVG | 118626 | NE-HVAC-airAC-SpltPkg-240to759kBtuh-10p8eer_SZDEER2017AnyRt32011CZ09cDXGF | 118625 |  | 105 | 0.0809 | 0 | 627 | 0.205 | -2.17 | 105 | 0.0809 | 0 | 100 | 0.112 | 0 | 325 | 120000 | 269 | 120000
NE-HVAC-airAC-SpltPkg-240to759kBtuh-10p8eer | DEER2017 | D17 v2 |  | Any | Rt3 | 2011 | CZ10 | cWtd | Cap-Tons | 303.4 | 120000 | None | 224 | 0.111 | -0.504 | 114 | 0.0923 | 0 | 224 | 0.111 | -0.504 | 114 | 0.0923 | 0 | DEER:HVAC_Split-Package_AC | Annual | 1719 | 223.8 | 0.11128 | -0.504 | 114.4 | 0.09228 | 0 | NE-HVAC-airAC-SpltPkg-240to759kBtuh-10p8eer_MZDEER2017AnyRt32011CZ10cPVVG | 118628 | NE-HVAC-airAC-SpltPkg-240to759kBtuh-10p8eer_SZDEER2017AnyRt32011CZ10cDXGF | 118627 |  | 114 | 0.0856 | 0 | 663 | 0.214 | -2.52 | 114 | 0.0856 | 0 | 116 | 0.119 | 0 | 314 | 120000 | 261 | 120000
NE-HVAC-airAC-SpltPkg-240to759kBtuh-10p8eer | DEER2017 | D17 v2 |  | Any | Rt3 | 2011 | CZ11 | cWtd | Cap-Tons | 315 | 120000 | None | 219 | 0.105 | -1.02 | 105 | 0.0755 | 0 | 219 | 0.105 | -1.02 | 105 | 0.0755 | 0 | DEER:HVAC_Split-Package_AC | Annual | 1719 | 218.6 | 0.10456 | -1.02 | 105 | 0.07552 | 0 | NE-HVAC-airAC-SpltPkg-240to759kBtuh-10p8eer_MZDEER2017AnyRt32011CZ11cPVVG | 118630 | NE-HVAC-airAC-SpltPkg-240to759kBtuh-10p8eer_SZDEER2017AnyRt32011CZ11cDXGF | 118629 |  | 103 | 0.0707 | 0 | 681 | 0.24 | -5.1 | 103 | 0.0707 | 0 | 113 | 0.0948 | 0 | 325 | 120000 | 275 | 120000
NE-HVAC-airAC-SpltPkg-240to759kBtuh-10p8eer | DEER2017 | D17 v2 |  | Any | Rt3 | 2011 | CZ12 | cWtd | Cap-Tons | 334 | 120000 | None | 197 | 0.0993 | -1.15 | 84.1 | 0.0711 | 0 | 197 | 0.0993 | -1.15 | 84.1 | 0.0711 | 0 | DEER:HVAC_Split-Package_AC | Annual | 1719 | 196.96 | 0.09928 | -1.148 | 84.06 | 0.07108 | 0 | NE-HVAC-airAC-SpltPkg-240to759kBtuh-10p8eer_MZDEER2017AnyRt32011CZ12cPVVG | 118632 | NE-HVAC-airAC-SpltPkg-240to759kBtuh-10p8eer_SZDEER2017AnyRt32011CZ12cDXGF | 118631 |  | 84.2 | 0.0666 | 0 | 648 | 0.23 | -5.74 | 84.2 | 0.0666 | 0 | 83.5 | 0.089 | 0 | 344 | 120000 | 294 | 120000
NE-HVAC-airAC-SpltPkg-240to759kBtuh-10p8eer | DEER2017 | D17 v2 |  | Any | Rt3 | 2011 | CZ13 | cWtd | Cap-Tons | 317.8 | 120000 | None | 221 | 0.104 | -0.98 | 110 | 0.078 | 0 | 221 | 0.104 | -0.98 | 110 | 0.078 | 0 | DEER:HVAC_Split-Package_AC | Annual | 1719 | 221.4 | 0.10376 | -0.98 | 110 | 0.07796 | 0 | NE-HVAC-airAC-SpltPkg-240to759kBtuh-10p8eer_MZDEER2017AnyRt32011CZ13cPVVG | 118634 | NE-HVAC-airAC-SpltPkg-240to759kBtuh-10p8eer_SZDEER2017AnyRt32011CZ13cDXGF | 118633 |  | 107 | 0.0722 | 0 | 679 | 0.23 | -4.9 | 107 | 0.0722 | 0 | 122 | 0.101 | 0 | 328 | 120000 | 277 | 120000
NE-HVAC-airAC-SpltPkg-240to759kBtuh-10p8eer | DEER2017 | D17 v2 |  | Any | Rt3 | 2011 | CZ14 | cWtd | Cap-Tons | 284.4 | 120000 | None | 231 | 0.105 | -1.08 | 118 | 0.0836 | 0 | 231 | 0.105 | -1.08 | 118 | 0.0836 | 0 | DEER:HVAC_Split-Package_AC | Annual | 1719 | 231 | 0.10544 | -1.076 | 117.6 | 0.08364 | 0 | NE-HVAC-airAC-SpltPkg-240to759kBtuh-10p8eer_MZDEER2017AnyRt32011CZ14cPVVG | 118636 | NE-HVAC-airAC-SpltPkg-240to759kBtuh-10p8eer_SZDEER2017AnyRt32011CZ14cDXGF | 118635 |  | 114 | 0.0773 | 0 | 699 | 0.218 | -5.38 | 114 | 0.0773 | 0 | 132 | 0.109 | 0 | 295 | 120000 | 242 | 120000
NE-HVAC-airAC-SpltPkg-240to759kBtuh-10p8eer | DEER2017 | D17 v2 |  | Any | Rt3 | 2011 | CZ15 | cWtd | Cap-Tons | 412.4 | 120000 | None | 277 | 0.103 | -0.063 | 160 | 0.0758 | 0 | 277 | 0.103 | -0.063 | 160 | 0.0758 | 0 | DEER:HVAC_Split-Package_AC | Annual | 1719 | 276.6 | 0.103 | -0.063 | 160.4 | 0.0758 | 0 | NE-HVAC-airAC-SpltPkg-240to759kBtuh-10p8eer_MZDEER2017AnyRt32011CZ15cPVVG | 118638 | NE-HVAC-airAC-SpltPkg-240to759kBtuh-10p8eer_SZDEER2017AnyRt32011CZ15cDXGF | 118637 |  | 157 | 0.0695 | 0 | 755 | 0.237 | -0.315 | 157 | 0.0695 | 0 | 174 | 0.101 | 0 | 422 | 120000 | 374 | 120000
NE-HVAC-airAC-SpltPkg-240to759kBtuh-10p8eer | DEER2017 | D17 v2 |  | Any | Rt3 | 2011 | CZ16 | cWtd | Cap-Tons | 233 | 120000 | None | 152 | 0.0858 | -2.14 | 55.3 | 0.0515 | 0 | 152 | 0.0858 | -2.14 | 55.3 | 0.0515 | 0 | DEER:HVAC_Split-Package_AC | Annual | 1719 | 151.52 | 0.0858 | -2.14 | 55.3 | 0.05146 | 0 | NE-HVAC-airAC-SpltPkg-240to759kBtuh-10p8eer_MZDEER2017AnyRt32011CZ16cPVVG | 118640 | NE-HVAC-airAC-SpltPkg-240to759kBtuh-10p8eer_SZDEER2017AnyRt32011CZ16cDXGF | 118639 |  | 55.9 | 0.0475 | 0 | 534 | 0.239 | -10.7 | 55.9 | 0.0475 | 0 | 52.9 | 0.0673 | 0 | 244 | 120000 | 189 | 120000
NE-HVAC-airAC-SpltPkg-240to759kBtuh-10p8eer | DEER2017 | D17 v2 |  | Any | Rt3 | 2014 | CZ01 | cWtd | Cap-Tons | 164 | 120000 | None | 31.9 | 0.0245 | 0 | 31.9 | 0.0245 | 0 | 31.9 | 0.0245 | 0 | 31.9 | 0.0245 | 0 | DEER:HVAC_Split-Package_AC | Annual | 1719 | 31.9 | 0.0245 | 0 | 31.9 | 0.0245 | 0 | NE-HVAC-airAC-SpltPkg-240to759kBtuh-10p8eer_MZDEER2017AnyRt32014CZ01cPVVG | 139970 | NE-HVAC-airAC-SpltPkg-240to759kBtuh-10p8eer_SZDEER2017AnyRt32014CZ01cDXGF | 139969 |  | 37.2 | 0.0252 | 0 | 10.7 | 0.0217 | 0 | 37.2 | 0.0252 | 0 | 10.7 | 0.0217 | 0 | 173 | 120000 | 128 | 120000
NE-HVAC-airAC-SpltPkg-240to759kBtuh-10p8eer | DEER2017 | D17 v2 |  | Any | Rt3 | 2014 | CZ02 | cWtd | Cap-Tons | 252.6 | 120000 | None | 73.4 | 0.0798 | 0 | 73.4 | 0.0798 | 0 | 73.4 | 0.0798 | 0 | 73.4 | 0.0798 | 0 | DEER:HVAC_Split-Package_AC | Annual | 1719 | 73.4 | 0.07976 | 0 | 73.4 | 0.07976 | 0 | NE-HVAC-airAC-SpltPkg-240to759kBtuh-10p8eer_MZDEER2017AnyRt32014CZ02cPVVG | 139972 | NE-HVAC-airAC-SpltPkg-240to759kBtuh-10p8eer_SZDEER2017AnyRt32014CZ02cDXGF | 139971 |  | 75.6 | 0.0742 | 0 | 64.6 | 0.102 | 0 | 75.6 | 0.0742 | 0 | 64.6 | 0.102 | 0 | 262 | 120000 | 215 | 120000
NE-HVAC-airAC-SpltPkg-240to759kBtuh-10p8eer | DEER2017 | D17 v2 |  | Any | Rt3 | 2014 | CZ03 | cWtd | Cap-Tons | 200.6 | 120000 | None | 56 | 0.0548 | 0 | 56 | 0.0548 | 0 | 56 | 0.0548 | 0 | 56 | 0.0548 | 0 | DEER:HVAC_Split-Package_AC | Annual | 1719 | 56.04 | 0.05478 | 0 | 56.04 | 0.05478 | 0 | NE-HVAC-airAC-SpltPkg-240to759kBtuh-10p8eer_MZDEER2017AnyRt32014CZ03cPVVG | 139974 | NE-HVAC-airAC-SpltPkg-240to759kBtuh-10p8eer_SZDEER2017AnyRt32014CZ03cDXGF | 139973 |  | 61.3 | 0.051 | 0 | 35 | 0.0699 | 0 | 61.3 | 0.051 | 0 | 35 | 0.0699 | 0 | 210 | 120000 | 163 | 120000
NE-HVAC-airAC-SpltPkg-240to759kBtuh-10p8eer | DEER2017 | D17 v2 |  | Any | Rt3 | 2014 | CZ04 | cWtd | Cap-Tons | 251.6 | 120000 | None | 81.6 | 0.071 | 0 | 81.6 | 0.071 | 0 | 81.6 | 0.071 | 0 | 81.6 | 0.071 | 0 | DEER:HVAC_Split-Package_AC | Annual | 1719 | 81.56 | 0.07098 | 0 | 81.56 | 0.07098 | 0 | NE-HVAC-airAC-SpltPkg-240to759kBtuh-10p8eer_MZDEER2017AnyRt32014CZ04cPVVG | 139976 | NE-HVAC-airAC-SpltPkg-240to759kBtuh-10p8eer_SZDEER2017AnyRt32014CZ04cDXGF | 139975 |  | 84.1 | 0.0655 | 0 | 71.4 | 0.0929 | 0 | 84.1 | 0.0655 | 0 | 71.4 | 0.0929 | 0 | 261 | 120000 | 214 | 120000
NE-HVAC-airAC-SpltPkg-240to759kBtuh-10p8eer | DEER2017 | D17 v2 |  | Any | Rt3 | 2014 | CZ05 | cWtd | Cap-Tons | 183.2 | 120000 | None | 63 | 0.0372 | 0 | 63 | 0.0372 | 0 | 63 | 0.0372 | 0 | 63 | 0.0372 | 0 | DEER:HVAC_Split-Package_AC | Annual | 1719 | 62.98 | 0.03722 | 0 | 62.98 | 0.03722 | 0 | NE-HVAC-airAC-SpltPkg-240to759kBtuh-10p8eer_MZDEER2017AnyRt32014CZ05cPVVG | 139978 | NE-HVAC-airAC-SpltPkg-240to759kBtuh-10p8eer_SZDEER2017AnyRt32014CZ05cDXGF | 139977 |  | 69.2 | 0.0358 | 0 | 38.1 | 0.0429 | 0 | 69.2 | 0.0358 | 0 | 38.1 | 0.0429 | 0 | 192 | 120000 | 148 | 120000
NE-HVAC-airAC-SpltPkg-240to759kBtuh-10p8eer | DEER2017 | D17 v2 |  | Any | Rt3 | 2014 | CZ06 | cWtd | Cap-Tons | 242.6 | 120000 | None | 93 | 0.0608 | 0 | 93 | 0.0608 | 0 | 93 | 0.0608 | 0 | 93 | 0.0608 | 0 | DEER:HVAC_Split-Package_AC | Annual | 1719 | 92.98 | 0.06082 | 0 | 92.98 | 0.06082 | 0 | NE-HVAC-airAC-SpltPkg-240to759kBtuh-10p8eer_MZDEER2017AnyRt32014CZ06cPVVG | 139980 | NE-HVAC-airAC-SpltPkg-240to759kBtuh-10p8eer_SZDEER2017AnyRt32014CZ06cDXGF | 139979 |  | 96.6 | 0.056 | 0 | 78.5 | 0.0801 | 0 | 96.6 | 0.056 | 0 | 78.5 | 0.0801 | 0 | 253 | 120000 | 201 | 120000
NE-HVAC-airAC-SpltPkg-240to759kBtuh-10p8eer | DEER2017 | D17 v2 |  | Any | Rt3 | 2014 | CZ07 | cWtd | Cap-Tons | 181.6 | 120000 | None | 116 | 0.07 | 0 | 116 | 0.07 | 0 | 116 | 0.07 | 0 | 116 | 0.07 | 0 | DEER:HVAC_Split-Package_AC | Annual | 1719 | 116 | 0.07004 | 0 | 116 | 0.07004 | 0 | NE-HVAC-airAC-SpltPkg-240to759kBtuh-10p8eer_MZDEER2017AnyRt32014CZ07cPVVG | 139982 | NE-HVAC-airAC-SpltPkg-240to759kBtuh-10p8eer_SZDEER2017AnyRt32014CZ07cDXGF | 139981 |  | 117 | 0.0645 | 0 | 112 | 0.0922 | 0 | 117 | 0.0645 | 0 | 112 | 0.0922 | 0 | 189 | 120000 | 152 | 120000
NE-HVAC-airAC-SpltPkg-240to759kBtuh-10p8eer | DEER2017 | D17 v2 |  | Any | Rt3 | 2014 | CZ08 | cWtd | Cap-Tons | 236.6 | 120000 | None | 116 | 0.0747 | 0 | 116 | 0.0747 | 0 | 116 | 0.0747 | 0 | 116 | 0.0747 | 0 | DEER:HVAC_Split-Package_AC | Annual | 1719 | 116.2 | 0.07466 | 0 | 116.2 | 0.07466 | 0 | NE-HVAC-airAC-SpltPkg-240to759kBtuh-10p8eer_MZDEER2017AnyRt32014CZ08cPVVG | 139984 | NE-HVAC-airAC-SpltPkg-240to759kBtuh-10p8eer_SZDEER2017AnyRt32014CZ08cDXGF | 139983 |  | 116 | 0.0687 | 0 | 117 | 0.0985 | 0 | 116 | 0.0687 | 0 | 117 | 0.0985 | 0 | 247 | 120000 | 195 | 120000
NE-HVAC-airAC-SpltPkg-240to759kBtuh-10p8eer | DEER2017 | D17 v2 |  | Any | Rt3 | 2014 | CZ09 | cWtd | Cap-Tons | 303.4 | 120000 | None | 101 | 0.0861 | 0 | 101 | 0.0861 | 0 | 101 | 0.0861 | 0 | 101 | 0.0861 | 0 | DEER:HVAC_Split-Package_AC | Annual | 1719 | 101.06 | 0.08608 | 0 | 101.06 | 0.08608 | 0 | NE-HVAC-airAC-SpltPkg-240to759kBtuh-10p8eer_MZDEER2017AnyRt32014CZ09cPVVG | 139986 | NE-HVAC-airAC-SpltPkg-240to759kBtuh-10p8eer_SZDEER2017AnyRt32014CZ09cDXGF | 139985 |  | 103 | 0.0801 | 0 | 93.3 | 0.11 | 0 | 103 | 0.0801 | 0 | 93.3 | 0.11 | 0 | 313 | 120000 | 265 | 120000
NE-HVAC-airAC-SpltPkg-240to759kBtuh-10p8eer | DEER2017 | D17 v2 |  | Any | Rt3 | 2014 | CZ10 | cWtd | Cap-Tons | 283.6 | 120000 | None | 115 | 0.0936 | 0 | 115 | 0.0936 | 0 | 115 | 0.0936 | 0 | 115 | 0.0936 | 0 | DEER:HVAC_Split-Package_AC | Annual | 1719 | 114.8 | 0.09356 | 0 | 114.8 | 0.09356 | 0 | NE-HVAC-airAC-SpltPkg-240to759kBtuh-10p8eer_MZDEER2017AnyRt32014CZ10cPVVG | 139988 | NE-HVAC-airAC-SpltPkg-240to759kBtuh-10p8eer_SZDEER2017AnyRt32014CZ10cDXGF | 139987 |  | 115 | 0.0872 | 0 | 114 | 0.119 | 0 | 115 | 0.0872 | 0 | 114 | 0.119 | 0 | 293 | 120000 | 246 | 120000
NE-HVAC-airAC-SpltPkg-240to759kBtuh-10p8eer | DEER2017 | D17 v2 |  | Any | Rt3 | 2014 | CZ11 | cWtd | Cap-Tons | 305.4 | 120000 | None | 103 | 0.0743 | 0 | 103 | 0.0743 | 0 | 103 | 0.0743 | 0 | 103 | 0.0743 | 0 | DEER:HVAC_Split-Package_AC | Annual | 1719 | 103 | 0.07432 | 0 | 103 | 0.07432 | 0 | NE-HVAC-airAC-SpltPkg-240to759kBtuh-10p8eer_MZDEER2017AnyRt32014CZ11cPVVG | 139990 | NE-HVAC-airAC-SpltPkg-240to759kBtuh-10p8eer_SZDEER2017AnyRt32014CZ11cDXGF | 139989 |  | 102 | 0.07 | 0 | 107 | 0.0916 | 0 | 102 | 0.07 | 0 | 107 | 0.0916 | 0 | 314 | 120000 | 271 | 120000
NE-HVAC-airAC-SpltPkg-240to759kBtuh-10p8eer | DEER2017 | D17 v2 |  | Any | Rt3 | 2014 | CZ12 | cWtd | Cap-Tons | 324.4 | 120000 | None | 81.9 | 0.0701 | 0 | 81.9 | 0.0701 | 0 | 81.9 | 0.0701 | 0 | 81.9 | 0.0701 | 0 | DEER:HVAC_Split-Package_AC | Annual | 1719 | 81.88 | 0.07006 | 0 | 81.88 | 0.07006 | 0 | NE-HVAC-airAC-SpltPkg-240to759kBtuh-10p8eer_MZDEER2017AnyRt32014CZ12cPVVG | 139992 | NE-HVAC-airAC-SpltPkg-240to759kBtuh-10p8eer_SZDEER2017AnyRt32014CZ12cDXGF | 139991 |  | 82.8 | 0.0658 | 0 | 78.2 | 0.0871 | 0 | 82.8 | 0.0658 | 0 | 78.2 | 0.0871 | 0 | 333 | 120000 | 290 | 120000
NE-HVAC-airAC-SpltPkg-240to759kBtuh-10p8eer | DEER2017 | D17 v2 |  | Any | Rt3 | 2014 | CZ13 | cWtd | Cap-Tons | 308.2 | 120000 | None | 108 | 0.0767 | 0 | 108 | 0.0767 | 0 | 108 | 0.0767 | 0 | 108 | 0.0767 | 0 | DEER:HVAC_Split-Package_AC | Annual | 1719 | 108.2 | 0.07668 | 0 | 108.2 | 0.07668 | 0 | NE-HVAC-airAC-SpltPkg-240to759kBtuh-10p8eer_MZDEER2017AnyRt32014CZ13cPVVG | 139994 | NE-HVAC-airAC-SpltPkg-240to759kBtuh-10p8eer_SZDEER2017AnyRt32014CZ13cDXGF | 139993 |  | 106 | 0.0715 | 0 | 117 | 0.0974 | 0 | 106 | 0.0715 | 0 | 117 | 0.0974 | 0 | 317 | 120000 | 273 | 120000
NE-HVAC-airAC-SpltPkg-240to759kBtuh-10p8eer | DEER2017 | D17 v2 |  | Any | Rt3 | 2014 | CZ14 | cWtd | Cap-Tons | 265.2 | 120000 | None | 119 | 0.0848 | 0 | 119 | 0.0848 | 0 | 119 | 0.0848 | 0 | 119 | 0.0848 | 0 | DEER:HVAC_Split-Package_AC | Annual | 1719 | 119 | 0.08484 | 0 | 119 | 0.08484 | 0 | NE-HVAC-airAC-SpltPkg-240to759kBtuh-10p8eer_MZDEER2017AnyRt32014CZ14cPVVG | 139996 | NE-HVAC-airAC-SpltPkg-240to759kBtuh-10p8eer_SZDEER2017AnyRt32014CZ14cDXGF | 139995 |  | 116 | 0.0788 | 0 | 131 | 0.109 | 0 | 116 | 0.0788 | 0 | 131 | 0.109 | 0 | 274 | 120000 | 230 | 120000
NE-HVAC-airAC-SpltPkg-240to759kBtuh-10p8eer | DEER2017 | D17 v2 |  | Any | Rt3 | 2014 | CZ15 | cWtd | Cap-Tons | 401 | 120000 | None | 158 | 0.0748 | 0 | 158 | 0.0748 | 0 | 158 | 0.0748 | 0 | 158 | 0.0748 | 0 | DEER:HVAC_Split-Package_AC | Annual | 1719 | 158.4 | 0.07476 | 0 | 158.4 | 0.07476 | 0 | NE-HVAC-airAC-SpltPkg-240to759kBtuh-10p8eer_MZDEER2017AnyRt32014CZ15cPVVG | 139998 | NE-HVAC-airAC-SpltPkg-240to759kBtuh-10p8eer_SZDEER2017AnyRt32014CZ15cDXGF | 139997 |  | 156 | 0.0689 | 0 | 168 | 0.0982 | 0 | 156 | 0.0689 | 0 | 168 | 0.0982 | 0 | 409 | 120000 | 369 | 120000
NE-HVAC-airAC-SpltPkg-240to759kBtuh-10p8eer | DEER2017 | D17 v2 |  | Any | Rt3 | 2014 | CZ16 | cWtd | Cap-Tons | 224.2 | 120000 | None | 54.3 | 0.0496 | 0 | 54.3 | 0.0496 | 0 | 54.3 | 0.0496 | 0 | 54.3 | 0.0496 | 0 | DEER:HVAC_Split-Package_AC | Annual | 1719 | 54.34 | 0.04956 | 0 | 54.34 | 0.04956 | 0 | NE-HVAC-airAC-SpltPkg-240to759kBtuh-10p8eer_MZDEER2017AnyRt32014CZ16cPVVG | 140000 | NE-HVAC-airAC-SpltPkg-240to759kBtuh-10p8eer_SZDEER2017AnyRt32014CZ16cDXGF | 139999 |  | 55.8 | 0.0461 | 0 | 48.5 | 0.0634 | 0 | 55.8 | 0.0461 | 0 | 48.5 | 0.0634 | 0 | 234 | 120000 | 185 | 120000
NE-HVAC-airAC-SpltPkg-240to759kBtuh-10p8eer | DEER2017 | D17 v2 |  | Any | Rt3 | New | CZ01 | cWtd | Cap-Tons | 164 | 120000 | None | 31.9 | 0.0245 | 0 | 31.9 | 0.0245 | 0 | 31.9 | 0.0245 | 0 | 31.9 | 0.0245 | 0 | DEER:HVAC_Split-Package_AC | Annual | 1719 | 31.9 | 0.0245 | 0 | 31.9 | 0.0245 | 0 | NE-HVAC-airAC-SpltPkg-240to759kBtuh-10p8eer_MZDEER2017AnyRt3NewCZ01cPVVG | 164322 | NE-HVAC-airAC-SpltPkg-240to759kBtuh-10p8eer_SZDEER2017AnyRt3NewCZ01cDXGF | 164321 |  | 37.2 | 0.0252 | 0 | 10.7 | 0.0217 | 0 | 37.2 | 0.0252 | 0 | 10.7 | 0.0217 | 0 | 173 | 120000 | 128 | 120000
NE-HVAC-airAC-SpltPkg-240to759kBtuh-10p8eer | DEER2017 | D17 v2 |  | Any | Rt3 | New | CZ02 | cWtd | Cap-Tons | 252.6 | 120000 | None | 73.4 | 0.0798 | 0 | 73.4 | 0.0798 | 0 | 73.4 | 0.0798 | 0 | 73.4 | 0.0798 | 0 | DEER:HVAC_Split-Package_AC | Annual | 1719 | 73.4 | 0.07976 | 0 | 73.4 | 0.07976 | 0 | NE-HVAC-airAC-SpltPkg-240to759kBtuh-10p8eer_MZDEER2017AnyRt3NewCZ02cPVVG | 164324 | NE-HVAC-airAC-SpltPkg-240to759kBtuh-10p8eer_SZDEER2017AnyRt3NewCZ02cDXGF | 164323 |  | 75.6 | 0.0742 | 0 | 64.6 | 0.102 | 0 | 75.6 | 0.0742 | 0 | 64.6 | 0.102 | 0 | 262 | 120000 | 215 | 120000
NE-HVAC-airAC-SpltPkg-240to759kBtuh-10p8eer | DEER2017 | D17 v2 |  | Any | Rt3 | New | CZ03 | cWtd | Cap-Tons | 200.6 | 120000 | None | 56 | 0.0548 | 0 | 56 | 0.0548 | 0 | 56 | 0.0548 | 0 | 56 | 0.0548 | 0 | DEER:HVAC_Split-Package_AC | Annual | 1719 | 56.04 | 0.05478 | 0 | 56.04 | 0.05478 | 0 | NE-HVAC-airAC-SpltPkg-240to759kBtuh-10p8eer_MZDEER2017AnyRt3NewCZ03cPVVG | 164326 | NE-HVAC-airAC-SpltPkg-240to759kBtuh-10p8eer_SZDEER2017AnyRt3NewCZ03cDXGF | 164325 |  | 61.3 | 0.051 | 0 | 35 | 0.0699 | 0 | 61.3 | 0.051 | 0 | 35 | 0.0699 | 0 | 210 | 120000 | 163 | 120000
NE-HVAC-airAC-SpltPkg-240to759kBtuh-10p8eer | DEER2017 | D17 v2 |  | Any | Rt3 | New | CZ04 | cWtd | Cap-Tons | 251.6 | 120000 | None | 81.6 | 0.071 | 0 | 81.6 | 0.071 | 0 | 81.6 | 0.071 | 0 | 81.6 | 0.071 | 0 | DEER:HVAC_Split-Package_AC | Annual | 1719 | 81.56 | 0.07098 | 0 | 81.56 | 0.07098 | 0 | NE-HVAC-airAC-SpltPkg-240to759kBtuh-10p8eer_MZDEER2017AnyRt3NewCZ04cPVVG | 164328 | NE-HVAC-airAC-SpltPkg-240to759kBtuh-10p8eer_SZDEER2017AnyRt3NewCZ04cDXGF | 164327 |  | 84.1 | 0.0655 | 0 | 71.4 | 0.0929 | 0 | 84.1 | 0.0655 | 0 | 71.4 | 0.0929 | 0 | 261 | 120000 | 214 | 120000
NE-HVAC-airAC-SpltPkg-240to759kBtuh-10p8eer | DEER2017 | D17 v2 |  | Any | Rt3 | New | CZ05 | cWtd | Cap-Tons | 183.2 | 120000 | None | 63 | 0.0372 | 0 | 63 | 0.0372 | 0 | 63 | 0.0372 | 0 | 63 | 0.0372 | 0 | DEER:HVAC_Split-Package_AC | Annual | 1719 | 62.98 | 0.03722 | 0 | 62.98 | 0.03722 | 0 | NE-HVAC-airAC-SpltPkg-240to759kBtuh-10p8eer_MZDEER2017AnyRt3NewCZ05cPVVG | 164330 | NE-HVAC-airAC-SpltPkg-240to759kBtuh-10p8eer_SZDEER2017AnyRt3NewCZ05cDXGF | 164329 |  | 69.2 | 0.0358 | 0 | 38.1 | 0.0429 | 0 | 69.2 | 0.0358 | 0 | 38.1 | 0.0429 | 0 | 192 | 120000 | 148 | 120000
NE-HVAC-airAC-SpltPkg-240to759kBtuh-10p8eer | DEER2017 | D17 v2 |  | Any | Rt3 | New | CZ06 | cWtd | Cap-Tons | 242.6 | 120000 | None | 93 | 0.0608 | 0 | 93 | 0.0608 | 0 | 93 | 0.0608 | 0 | 93 | 0.0608 | 0 | DEER:HVAC_Split-Package_AC | Annual | 1719 | 92.98 | 0.06082 | 0 | 92.98 | 0.06082 | 0 | NE-HVAC-airAC-SpltPkg-240to759kBtuh-10p8eer_MZDEER2017AnyRt3NewCZ06cPVVG | 164332 | NE-HVAC-airAC-SpltPkg-240to759kBtuh-10p8eer_SZDEER2017AnyRt3NewCZ06cDXGF | 164331 |  | 96.6 | 0.056 | 0 | 78.5 | 0.0801 | 0 | 96.6 | 0.056 | 0 | 78.5 | 0.0801 | 0 | 253 | 120000 | 201 | 120000
NE-HVAC-airAC-SpltPkg-240to759kBtuh-10p8eer | DEER2017 | D17 v2 |  | Any | Rt3 | New | CZ07 | cWtd | Cap-Tons | 181.6 | 120000 | None | 116 | 0.07 | 0 | 116 | 0.07 | 0 | 116 | 0.07 | 0 | 116 | 0.07 | 0 | DEER:HVAC_Split-Package_AC | Annual | 1719 | 116 | 0.07004 | 0 | 116 | 0.07004 | 0 | NE-HVAC-airAC-SpltPkg-240to759kBtuh-10p8eer_MZDEER2017AnyRt3NewCZ07cPVVG | 164334 | NE-HVAC-airAC-SpltPkg-240to759kBtuh-10p8eer_SZDEER2017AnyRt3NewCZ07cDXGF | 164333 |  | 117 | 0.0645 | 0 | 112 | 0.0922 | 0 | 117 | 0.0645 | 0 | 112 | 0.0922 | 0 | 189 | 120000 | 152 | 120000
NE-HVAC-airAC-SpltPkg-240to759kBtuh-10p8eer | DEER2017 | D17 v2 |  | Any | Rt3 | New | CZ08 | cWtd | Cap-Tons | 236.6 | 120000 | None | 116 | 0.0747 | 0 | 116 | 0.0747 | 0 | 116 | 0.0747 | 0 | 116 | 0.0747 | 0 | DEER:HVAC_Split-Package_AC | Annual | 1719 | 116.2 | 0.07466 | 0 | 116.2 | 0.07466 | 0 | NE-HVAC-airAC-SpltPkg-240to759kBtuh-10p8eer_MZDEER2017AnyRt3NewCZ08cPVVG | 164336 | NE-HVAC-airAC-SpltPkg-240to759kBtuh-10p8eer_SZDEER2017AnyRt3NewCZ08cDXGF | 164335 |  | 116 | 0.0687 | 0 | 117 | 0.0985 | 0 | 116 | 0.0687 | 0 | 117 | 0.0985 | 0 | 247 | 120000 | 195 | 120000
NE-HVAC-airAC-SpltPkg-240to759kBtuh-10p8eer | DEER2017 | D17 v2 |  | Any | Rt3 | New | CZ09 | cWtd | Cap-Tons | 303.4 | 120000 | None | 101 | 0.0861 | 0 | 101 | 0.0861 | 0 | 101 | 0.0861 | 0 | 101 | 0.0861 | 0 | DEER:HVAC_Split-Package_AC | Annual | 1719 | 101.06 | 0.08608 | 0 | 101.06 | 0.08608 | 0 | NE-HVAC-airAC-SpltPkg-240to759kBtuh-10p8eer_MZDEER2017AnyRt3NewCZ09cPVVG | 164338 | NE-HVAC-airAC-SpltPkg-240to759kBtuh-10p8eer_SZDEER2017AnyRt3NewCZ09cDXGF | 164337 |  | 103 | 0.0801 | 0 | 93.3 | 0.11 | 0 | 103 | 0.0801 | 0 | 93.3 | 0.11 | 0 | 313 | 120000 | 265 | 120000
NE-HVAC-airAC-SpltPkg-240to759kBtuh-10p8eer | DEER2017 | D17 v2 |  | Any | Rt3 | New | CZ10 | cWtd | Cap-Tons | 283.6 | 120000 | None | 115 | 0.0936 | 0 | 115 | 0.0936 | 0 | 115 | 0.0936 | 0 | 115 | 0.0936 | 0 | DEER:HVAC_Split-Package_AC | Annual | 1719 | 114.8 | 0.09356 | 0 | 114.8 | 0.09356 | 0 | NE-HVAC-airAC-SpltPkg-240to759kBtuh-10p8eer_MZDEER2017AnyRt3NewCZ10cPVVG | 164340 | NE-HVAC-airAC-SpltPkg-240to759kBtuh-10p8eer_SZDEER2017AnyRt3NewCZ10cDXGF | 164339 |  | 115 | 0.0872 | 0 | 114 | 0.119 | 0 | 115 | 0.0872 | 0 | 114 | 0.119 | 0 | 293 | 120000 | 246 | 120000
NE-HVAC-airAC-SpltPkg-240to759kBtuh-10p8eer | DEER2017 | D17 v2 |  | Any | Rt3 | New | CZ11 | cWtd | Cap-Tons | 305.4 | 120000 | None | 103 | 0.0743 | 0 | 103 | 0.0743 | 0 | 103 | 0.0743 | 0 | 103 | 0.0743 | 0 | DEER:HVAC_Split-Package_AC | Annual | 1719 | 103 | 0.07432 | 0 | 103 | 0.07432 | 0 | NE-HVAC-airAC-SpltPkg-240to759kBtuh-10p8eer_MZDEER2017AnyRt3NewCZ11cPVVG | 164342 | NE-HVAC-airAC-SpltPkg-240to759kBtuh-10p8eer_SZDEER2017AnyRt3NewCZ11cDXGF | 164341 |  | 102 | 0.07 | 0 | 107 | 0.0916 | 0 | 102 | 0.07 | 0 | 107 | 0.0916 | 0 | 314 | 120000 | 271 | 120000
NE-HVAC-airAC-SpltPkg-240to759kBtuh-10p8eer | DEER2017 | D17 v2 |  | Any | Rt3 | New | CZ12 | cWtd | Cap-Tons | 324.4 | 120000 | None | 81.9 | 0.0701 | 0 | 81.9 | 0.0701 | 0 | 81.9 | 0.0701 | 0 | 81.9 | 0.0701 | 0 | DEER:HVAC_Split-Package_AC | Annual | 1719 | 81.88 | 0.07006 | 0 | 81.88 | 0.07006 | 0 | NE-HVAC-airAC-SpltPkg-240to759kBtuh-10p8eer_MZDEER2017AnyRt3NewCZ12cPVVG | 164344 | NE-HVAC-airAC-SpltPkg-240to759kBtuh-10p8eer_SZDEER2017AnyRt3NewCZ12cDXGF | 164343 |  | 82.8 | 0.0658 | 0 | 78.2 | 0.0871 | 0 | 82.8 | 0.0658 | 0 | 78.2 | 0.0871 | 0 | 333 | 120000 | 290 | 120000
NE-HVAC-airAC-SpltPkg-240to759kBtuh-10p8eer | DEER2017 | D17 v2 |  | Any | Rt3 | New | CZ13 | cWtd | Cap-Tons | 308.2 | 120000 | None | 108 | 0.0767 | 0 | 108 | 0.0767 | 0 | 108 | 0.0767 | 0 | 108 | 0.0767 | 0 | DEER:HVAC_Split-Package_AC | Annual | 1719 | 108.2 | 0.07668 | 0 | 108.2 | 0.07668 | 0 | NE-HVAC-airAC-SpltPkg-240to759kBtuh-10p8eer_MZDEER2017AnyRt3NewCZ13cPVVG | 164346 | NE-HVAC-airAC-SpltPkg-240to759kBtuh-10p8eer_SZDEER2017AnyRt3NewCZ13cDXGF | 164345 |  | 106 | 0.0715 | 0 | 117 | 0.0974 | 0 | 106 | 0.0715 | 0 | 117 | 0.0974 | 0 | 317 | 120000 | 273 | 120000
NE-HVAC-airAC-SpltPkg-240to759kBtuh-10p8eer | DEER2017 | D17 v2 |  | Any | Rt3 | New | CZ14 | cWtd | Cap-Tons | 265.2 | 120000 | None | 119 | 0.0848 | 0 | 119 | 0.0848 | 0 | 119 | 0.0848 | 0 | 119 | 0.0848 | 0 | DEER:HVAC_Split-Package_AC | Annual | 1719 | 119 | 0.08484 | 0 | 119 | 0.08484 | 0 | NE-HVAC-airAC-SpltPkg-240to759kBtuh-10p8eer_MZDEER2017AnyRt3NewCZ14cPVVG | 164348 | NE-HVAC-airAC-SpltPkg-240to759kBtuh-10p8eer_SZDEER2017AnyRt3NewCZ14cDXGF | 164347 |  | 116 | 0.0788 | 0 | 131 | 0.109 | 0 | 116 | 0.0788 | 0 | 131 | 0.109 | 0 | 274 | 120000 | 230 | 120000
NE-HVAC-airAC-SpltPkg-240to759kBtuh-10p8eer | DEER2017 | D17 v2 |  | Any | Rt3 | New | CZ15 | cWtd | Cap-Tons | 401 | 120000 | None | 158 | 0.0748 | 0 | 158 | 0.0748 | 0 | 158 | 0.0748 | 0 | 158 | 0.0748 | 0 | DEER:HVAC_Split-Package_AC | Annual | 1719 | 158.4 | 0.07476 | 0 | 158.4 | 0.07476 | 0 | NE-HVAC-airAC-SpltPkg-240to759kBtuh-10p8eer_MZDEER2017AnyRt3NewCZ15cPVVG | 164350 | NE-HVAC-airAC-SpltPkg-240to759kBtuh-10p8eer_SZDEER2017AnyRt3NewCZ15cDXGF | 164349 |  | 156 | 0.0689 | 0 | 168 | 0.0982 | 0 | 156 | 0.0689 | 0 | 168 | 0.0982 | 0 | 409 | 120000 | 369 | 120000
NE-HVAC-airAC-SpltPkg-240to759kBtuh-10p8eer | DEER2017 | D17 v2 |  | Any | Rt3 | New | CZ16 | cWtd | Cap-Tons | 224.2 | 120000 | None | 54.3 | 0.0496 | 0 | 54.3 | 0.0496 | 0 | 54.3 | 0.0496 | 0 | 54.3 | 0.0496 | 0 | DEER:HVAC_Split-Package_AC | Annual | 1719 | 54.34 | 0.04956 | 0 | 54.34 | 0.04956 | 0 | NE-HVAC-airAC-SpltPkg-240to759kBtuh-10p8eer_MZDEER2017AnyRt3NewCZ16cPVVG | 164352 | NE-HVAC-airAC-SpltPkg-240to759kBtuh-10p8eer_SZDEER2017AnyRt3NewCZ16cDXGF | 164351 |  | 55.8 | 0.0461 | 0 | 48.5 | 0.0634 | 0 | 55.8 | 0.0461 | 0 | 48.5 | 0.0634 | 0 | 234 | 120000 | 185 | 120000
NE-HVAC-airAC-SpltPkg-240to759kBtuh-10p8eer | DEER2017 | D17 v2 |  | Any | RtL | 1975 | CZ01 | cDXGF | Cap-Tons | 137 | 131000 | None | 23.8 | 0.0437 | 0 | 23.8 | 0.0437 | 0 | 23.8 | 0.0437 | 0 | 23.8 | 0.0437 | 0 | DEER:HVAC_Split-Package_AC | Annual | 1719 | 23.8 | 0.0437 | 0 | 23.8 | 0.0437 | 0 | NE-HVAC-airAC-SpltPkg-240to759kBtuh-10p8eer_MZDEER2017AnyRtL1975CZ01cPVVG | #N/A | NE-HVAC-airAC-SpltPkg-240to759kBtuh-10p8eer_SZDEER2017AnyRtL1975CZ01cDXGF | 11841 |  | #N/A | #N/A | #N/A | 23.8 | 0.0437 | 0 | #N/A | #N/A | #N/A | 23.8 | 0.0437 | 0 | #N/A | #N/A | 137 | 131000
NE-HVAC-airAC-SpltPkg-240to759kBtuh-10p8eer | DEER2017 | D17 v2 |  | Any | RtL | 1975 | CZ02 | cDXGF | Cap-Tons | 301 | 131000 | None | 64.3 | 0.106 | 0 | 64.3 | 0.106 | 0 | 64.3 | 0.106 | 0 | 64.3 | 0.106 | 0 | DEER:HVAC_Split-Package_AC | Annual | 1719 | 64.3 | 0.106 | 0 | 64.3 | 0.106 | 0 | NE-HVAC-airAC-SpltPkg-240to759kBtuh-10p8eer_MZDEER2017AnyRtL1975CZ02cPVVG | #N/A | NE-HVAC-airAC-SpltPkg-240to759kBtuh-10p8eer_SZDEER2017AnyRtL1975CZ02cDXGF | 11842 |  | #N/A | #N/A | #N/A | 64.3 | 0.106 | 0 | #N/A | #N/A | #N/A | 64.3 | 0.106 | 0 | #N/A | #N/A | 301 | 131000
NE-HVAC-airAC-SpltPkg-240to759kBtuh-10p8eer | DEER2017 | D17 v2 |  | Any | RtL | 1975 | CZ03 | cDXGF | Cap-Tons | 234 | 131000 | None | 34.4 | 0.0721 | 0 | 34.4 | 0.0721 | 0 | 34.4 | 0.0721 | 0 | 34.4 | 0.0721 | 0 | DEER:HVAC_Split-Package_AC | Annual | 1719 | 34.4 | 0.0721 | 0 | 34.4 | 0.0721 | 0 | NE-HVAC-airAC-SpltPkg-240to759kBtuh-10p8eer_MZDEER2017AnyRtL1975CZ03cPVVG | #N/A | NE-HVAC-airAC-SpltPkg-240to759kBtuh-10p8eer_SZDEER2017AnyRtL1975CZ03cDXGF | 11843 |  | #N/A | #N/A | #N/A | 34.4 | 0.0721 | 0 | #N/A | #N/A | #N/A | 34.4 | 0.0721 | 0 | #N/A | #N/A | 234 | 131000
NE-HVAC-airAC-SpltPkg-240to759kBtuh-10p8eer | DEER2017 | D17 v2 |  | Any | RtL | 1975 | CZ04 | cDXGF | Cap-Tons | 288 | 131000 | None | 73 | 0.0953 | 0 | 73 | 0.0953 | 0 | 73 | 0.0953 | 0 | 73 | 0.0953 | 0 | DEER:HVAC_Split-Package_AC | Annual | 1719 | 73 | 0.0953 | 0 | 73 | 0.0953 | 0 | NE-HVAC-airAC-SpltPkg-240to759kBtuh-10p8eer_MZDEER2017AnyRtL1975CZ04cPVVG | #N/A | NE-HVAC-airAC-SpltPkg-240to759kBtuh-10p8eer_SZDEER2017AnyRtL1975CZ04cDXGF | 11844 |  | #N/A | #N/A | #N/A | 73 | 0.0953 | 0 | #N/A | #N/A | #N/A | 73 | 0.0953 | 0 | #N/A | #N/A | 288 | 131000
NE-HVAC-airAC-SpltPkg-240to759kBtuh-10p8eer | DEER2017 | D17 v2 |  | Any | RtL | 1975 | CZ05 | cDXGF | Cap-Tons | 219 | 131000 | None | 36 | 0.0434 | 0 | 36 | 0.0434 | 0 | 36 | 0.0434 | 0 | 36 | 0.0434 | 0 | DEER:HVAC_Split-Package_AC | Annual | 1719 | 36 | 0.0434 | 0 | 36 | 0.0434 | 0 | NE-HVAC-airAC-SpltPkg-240to759kBtuh-10p8eer_MZDEER2017AnyRtL1975CZ05cPVVG | #N/A | NE-HVAC-airAC-SpltPkg-240to759kBtuh-10p8eer_SZDEER2017AnyRtL1975CZ05cDXGF | 11845 |  | #N/A | #N/A | #N/A | 36 | 0.0434 | 0 | #N/A | #N/A | #N/A | 36 | 0.0434 | 0 | #N/A | #N/A | 219 | 131000
NE-HVAC-airAC-SpltPkg-240to759kBtuh-10p8eer | DEER2017 | D17 v2 |  | Any | RtL | 1975 | CZ06 | cDXGF | Cap-Tons | 277 | 131000 | None | 76.8 | 0.0801 | 0 | 76.8 | 0.0801 | 0 | 76.8 | 0.0801 | 0 | 76.8 | 0.0801 | 0 | DEER:HVAC_Split-Package_AC | Annual | 1719 | 76.8 | 0.0801 | 0 | 76.8 | 0.0801 | 0 | NE-HVAC-airAC-SpltPkg-240to759kBtuh-10p8eer_MZDEER2017AnyRtL1975CZ06cPVVG | #N/A | NE-HVAC-airAC-SpltPkg-240to759kBtuh-10p8eer_SZDEER2017AnyRtL1975CZ06cDXGF | 11846 |  | #N/A | #N/A | #N/A | 76.8 | 0.0801 | 0 | #N/A | #N/A | #N/A | 76.8 | 0.0801 | 0 | #N/A | #N/A | 277 | 131000
NE-HVAC-airAC-SpltPkg-240to759kBtuh-10p8eer | DEER2017 | D17 v2 |  | Any | RtL | 1975 | CZ07 | cDXGF | Cap-Tons | 237 | 131000 | None | 81.7 | 0.0826 | 0 | 81.7 | 0.0826 | 0 | 81.7 | 0.0826 | 0 | 81.7 | 0.0826 | 0 | DEER:HVAC_Split-Package_AC | Annual | 1719 | 81.7 | 0.0826 | 0 | 81.7 | 0.0826 | 0 | NE-HVAC-airAC-SpltPkg-240to759kBtuh-10p8eer_MZDEER2017AnyRtL1975CZ07cPVVG | #N/A | NE-HVAC-airAC-SpltPkg-240to759kBtuh-10p8eer_SZDEER2017AnyRtL1975CZ07cDXGF | 11847 |  | #N/A | #N/A | #N/A | 81.7 | 0.0826 | 0 | #N/A | #N/A | #N/A | 81.7 | 0.0826 | 0 | #N/A | #N/A | 237 | 131000
NE-HVAC-airAC-SpltPkg-240to759kBtuh-10p8eer | DEER2017 | D17 v2 |  | Any | RtL | 1975 | CZ08 | cDXGF | Cap-Tons | 309 | 131000 | None | 92.1 | 0.0876 | 0 | 92.1 | 0.0876 | 0 | 92.1 | 0.0876 | 0 | 92.1 | 0.0876 | 0 | DEER:HVAC_Split-Package_AC | Annual | 1719 | 92.1 | 0.0876 | 0 | 92.1 | 0.0876 | 0 | NE-HVAC-airAC-SpltPkg-240to759kBtuh-10p8eer_MZDEER2017AnyRtL1975CZ08cPVVG | #N/A | NE-HVAC-airAC-SpltPkg-240to759kBtuh-10p8eer_SZDEER2017AnyRtL1975CZ08cDXGF | 11848 |  | #N/A | #N/A | #N/A | 92.1 | 0.0876 | 0 | #N/A | #N/A | #N/A | 92.1 | 0.0876 | 0 | #N/A | #N/A | 309 | 131000
NE-HVAC-airAC-SpltPkg-240to759kBtuh-10p8eer | DEER2017 | D17 v2 |  | Any | RtL | 1975 | CZ09 | cDXGF | Cap-Tons | 382 | 131000 | None | 87.6 | 0.108 | 0 | 87.6 | 0.108 | 0 | 87.6 | 0.108 | 0 | 87.6 | 0.108 | 0 | DEER:HVAC_Split-Package_AC | Annual | 1719 | 87.6 | 0.108 | 0 | 87.6 | 0.108 | 0 | NE-HVAC-airAC-SpltPkg-240to759kBtuh-10p8eer_MZDEER2017AnyRtL1975CZ09cPVVG | #N/A | NE-HVAC-airAC-SpltPkg-240to759kBtuh-10p8eer_SZDEER2017AnyRtL1975CZ09cDXGF | 11849 |  | #N/A | #N/A | #N/A | 87.6 | 0.108 | 0 | #N/A | #N/A | #N/A | 87.6 | 0.108 | 0 | #N/A | #N/A | 382 | 131000
NE-HVAC-airAC-SpltPkg-240to759kBtuh-10p8eer | DEER2017 | D17 v2 |  | Any | RtL | 1975 | CZ10 | cDXGF | Cap-Tons | 359 | 131000 | None | 104 | 0.118 | 0 | 104 | 0.118 | 0 | 104 | 0.118 | 0 | 104 | 0.118 | 0 | DEER:HVAC_Split-Package_AC | Annual | 1719 | 104 | 0.118 | 0 | 104 | 0.118 | 0 | NE-HVAC-airAC-SpltPkg-240to759kBtuh-10p8eer_MZDEER2017AnyRtL1975CZ10cPVVG | #N/A | NE-HVAC-airAC-SpltPkg-240to759kBtuh-10p8eer_SZDEER2017AnyRtL1975CZ10cDXGF | 11850 |  | #N/A | #N/A | #N/A | 104 | 0.118 | 0 | #N/A | #N/A | #N/A | 104 | 0.118 | 0 | #N/A | #N/A | 359 | 131000
NE-HVAC-airAC-SpltPkg-240to759kBtuh-10p8eer | DEER2017 | D17 v2 |  | Any | RtL | 1975 | CZ11 | cDXGF | Cap-Tons | 395 | 131000 | None | 104 | 0.0944 | 0 | 104 | 0.0944 | 0 | 104 | 0.0944 | 0 | 104 | 0.0944 | 0 | DEER:HVAC_Split-Package_AC | Annual | 1719 | 104 | 0.0944 | 0 | 104 | 0.0944 | 0 | NE-HVAC-airAC-SpltPkg-240to759kBtuh-10p8eer_MZDEER2017AnyRtL1975CZ11cPVVG | #N/A | NE-HVAC-airAC-SpltPkg-240to759kBtuh-10p8eer_SZDEER2017AnyRtL1975CZ11cDXGF | 11851 |  | #N/A | #N/A | #N/A | 104 | 0.0944 | 0 | #N/A | #N/A | #N/A | 104 | 0.0944 | 0 | #N/A | #N/A | 395 | 131000
NE-HVAC-airAC-SpltPkg-240to759kBtuh-10p8eer | DEER2017 | D17 v2 |  | Any | RtL | 1975 | CZ12 | cDXGF | Cap-Tons | 401 | 131000 | None | 77.6 | 0.0879 | 0 | 77.6 | 0.0879 | 0 | 77.6 | 0.0879 | 0 | 77.6 | 0.0879 | 0 | DEER:HVAC_Split-Package_AC | Annual | 1719 | 77.6 | 0.0879 | 0 | 77.6 | 0.0879 | 0 | NE-HVAC-airAC-SpltPkg-240to759kBtuh-10p8eer_MZDEER2017AnyRtL1975CZ12cPVVG | #N/A | NE-HVAC-airAC-SpltPkg-240to759kBtuh-10p8eer_SZDEER2017AnyRtL1975CZ12cDXGF | 11852 |  | #N/A | #N/A | #N/A | 77.6 | 0.0879 | 0 | #N/A | #N/A | #N/A | 77.6 | 0.0879 | 0 | #N/A | #N/A | 401 | 131000
NE-HVAC-airAC-SpltPkg-240to759kBtuh-10p8eer | DEER2017 | D17 v2 |  | Any | RtL | 1975 | CZ13 | cDXGF | Cap-Tons | 398 | 131000 | None | 111 | 0.0953 | 0 | 111 | 0.0953 | 0 | 111 | 0.0953 | 0 | 111 | 0.0953 | 0 | DEER:HVAC_Split-Package_AC | Annual | 1719 | 111 | 0.0953 | 0 | 111 | 0.0953 | 0 | NE-HVAC-airAC-SpltPkg-240to759kBtuh-10p8eer_MZDEER2017AnyRtL1975CZ13cPVVG | #N/A | NE-HVAC-airAC-SpltPkg-240to759kBtuh-10p8eer_SZDEER2017AnyRtL1975CZ13cDXGF | 11853 |  | #N/A | #N/A | #N/A | 111 | 0.0953 | 0 | #N/A | #N/A | #N/A | 111 | 0.0953 | 0 | #N/A | #N/A | 398 | 131000
NE-HVAC-airAC-SpltPkg-240to759kBtuh-10p8eer | DEER2017 | D17 v2 |  | Any | RtL | 1975 | CZ14 | cDXGF | Cap-Tons | 421 | 131000 | None | 99.5 | 0.0948 | 0 | 99.5 | 0.0948 | 0 | 99.5 | 0.0948 | 0 | 99.5 | 0.0948 | 0 | DEER:HVAC_Split-Package_AC | Annual | 1719 | 99.5 | 0.0948 | 0 | 99.5 | 0.0948 | 0 | NE-HVAC-airAC-SpltPkg-240to759kBtuh-10p8eer_MZDEER2017AnyRtL1975CZ14cPVVG | #N/A | NE-HVAC-airAC-SpltPkg-240to759kBtuh-10p8eer_SZDEER2017AnyRtL1975CZ14cDXGF | 11854 |  | #N/A | #N/A | #N/A | 99.5 | 0.0948 | 0 | #N/A | #N/A | #N/A | 99.5 | 0.0948 | 0 | #N/A | #N/A | 421 | 131000
NE-HVAC-airAC-SpltPkg-240to759kBtuh-10p8eer | DEER2017 | D17 v2 |  | Any | RtL | 1975 | CZ15 | cDXGF | Cap-Tons | 409 | 131000 | None | 215 | 0.118 | 0 | 215 | 0.118 | 0 | 215 | 0.118 | 0 | 215 | 0.118 | 0 | DEER:HVAC_Split-Package_AC | Annual | 1719 | 215 | 0.118 | 0 | 215 | 0.118 | 0 | NE-HVAC-airAC-SpltPkg-240to759kBtuh-10p8eer_MZDEER2017AnyRtL1975CZ15cPVVG | #N/A | NE-HVAC-airAC-SpltPkg-240to759kBtuh-10p8eer_SZDEER2017AnyRtL1975CZ15cDXGF | 11855 |  | #N/A | #N/A | #N/A | 215 | 0.118 | 0 | #N/A | #N/A | #N/A | 215 | 0.118 | 0 | #N/A | #N/A | 409 | 131000
NE-HVAC-airAC-SpltPkg-240to759kBtuh-10p8eer | DEER2017 | D17 v2 |  | Any | RtL | 1975 | CZ16 | cDXGF | Cap-Tons | 204 | 131000 | None | 63.1 | 0.0842 | 0 | 63.1 | 0.0842 | 0 | 63.1 | 0.0842 | 0 | 63.1 | 0.0842 | 0 | DEER:HVAC_Split-Package_AC | Annual | 1719 | 63.1 | 0.0842 | 0 | 63.1 | 0.0842 | 0 | NE-HVAC-airAC-SpltPkg-240to759kBtuh-10p8eer_MZDEER2017AnyRtL1975CZ16cPVVG | #N/A | NE-HVAC-airAC-SpltPkg-240to759kBtuh-10p8eer_SZDEER2017AnyRtL1975CZ16cDXGF | 11856 |  | #N/A | #N/A | #N/A | 63.1 | 0.0842 | 0 | #N/A | #N/A | #N/A | 63.1 | 0.0842 | 0 | #N/A | #N/A | 204 | 131000
NE-HVAC-airAC-SpltPkg-240to759kBtuh-10p8eer | DEER2017 | D17 v2 |  | Any | RtL | 1985 | CZ01 | cDXGF | Cap-Tons | 123 | 131000 | None | 36.6 | 0.0501 | 0 | 36.6 | 0.0501 | 0 | 36.6 | 0.0501 | 0 | 36.6 | 0.0501 | 0 | DEER:HVAC_Split-Package_AC | Annual | 1719 | 36.6 | 0.0501 | 0 | 36.6 | 0.0501 | 0 | NE-HVAC-airAC-SpltPkg-240to759kBtuh-10p8eer_MZDEER2017AnyRtL1985CZ01cPVVG | #N/A | NE-HVAC-airAC-SpltPkg-240to759kBtuh-10p8eer_SZDEER2017AnyRtL1985CZ01cDXGF | 33201 |  | #N/A | #N/A | #N/A | 36.6 | 0.0501 | 0 | #N/A | #N/A | #N/A | 36.6 | 0.0501 | 0 | #N/A | #N/A | 123 | 131000
NE-HVAC-airAC-SpltPkg-240to759kBtuh-10p8eer | DEER2017 | D17 v2 |  | Any | RtL | 1985 | CZ02 | cDXGF | Cap-Tons | 293 | 131000 | None | 64.9 | 0.103 | 0 | 64.9 | 0.103 | 0 | 64.9 | 0.103 | 0 | 64.9 | 0.103 | 0 | DEER:HVAC_Split-Package_AC | Annual | 1719 | 64.9 | 0.103 | 0 | 64.9 | 0.103 | 0 | NE-HVAC-airAC-SpltPkg-240to759kBtuh-10p8eer_MZDEER2017AnyRtL1985CZ02cPVVG | #N/A | NE-HVAC-airAC-SpltPkg-240to759kBtuh-10p8eer_SZDEER2017AnyRtL1985CZ02cDXGF | 33202 |  | #N/A | #N/A | #N/A | 64.9 | 0.103 | 0 | #N/A | #N/A | #N/A | 64.9 | 0.103 | 0 | #N/A | #N/A | 293 | 131000
NE-HVAC-airAC-SpltPkg-240to759kBtuh-10p8eer | DEER2017 | D17 v2 |  | Any | RtL | 1985 | CZ03 | cDXGF | Cap-Tons | 208 | 131000 | None | 44.1 | 0.0779 | 0 | 44.1 | 0.0779 | 0 | 44.1 | 0.0779 | 0 | 44.1 | 0.0779 | 0 | DEER:HVAC_Split-Package_AC | Annual | 1719 | 44.1 | 0.0779 | 0 | 44.1 | 0.0779 | 0 | NE-HVAC-airAC-SpltPkg-240to759kBtuh-10p8eer_MZDEER2017AnyRtL1985CZ03cPVVG | #N/A | NE-HVAC-airAC-SpltPkg-240to759kBtuh-10p8eer_SZDEER2017AnyRtL1985CZ03cDXGF | 33203 |  | #N/A | #N/A | #N/A | 44.1 | 0.0779 | 0 | #N/A | #N/A | #N/A | 44.1 | 0.0779 | 0 | #N/A | #N/A | 208 | 131000
NE-HVAC-airAC-SpltPkg-240to759kBtuh-10p8eer | DEER2017 | D17 v2 |  | Any | RtL | 1985 | CZ04 | cDXGF | Cap-Tons | 268 | 131000 | None | 79 | 0.0973 | 0 | 79 | 0.0973 | 0 | 79 | 0.0973 | 0 | 79 | 0.0973 | 0 | DEER:HVAC_Split-Package_AC | Annual | 1719 | 79 | 0.0973 | 0 | 79 | 0.0973 | 0 | NE-HVAC-airAC-SpltPkg-240to759kBtuh-10p8eer_MZDEER2017AnyRtL1985CZ04cPVVG | #N/A | NE-HVAC-airAC-SpltPkg-240to759kBtuh-10p8eer_SZDEER2017AnyRtL1985CZ04cDXGF | 33204 |  | #N/A | #N/A | #N/A | 79 | 0.0973 | 0 | #N/A | #N/A | #N/A | 79 | 0.0973 | 0 | #N/A | #N/A | 268 | 131000
NE-HVAC-airAC-SpltPkg-240to759kBtuh-10p8eer | DEER2017 | D17 v2 |  | Any | RtL | 1985 | CZ05 | cDXGF | Cap-Tons | 162 | 131000 | None | 69.8 | 0.0649 | 0 | 69.8 | 0.0649 | 0 | 69.8 | 0.0649 | 0 | 69.8 | 0.0649 | 0 | DEER:HVAC_Split-Package_AC | Annual | 1719 | 69.8 | 0.0649 | 0 | 69.8 | 0.0649 | 0 | NE-HVAC-airAC-SpltPkg-240to759kBtuh-10p8eer_MZDEER2017AnyRtL1985CZ05cPVVG | #N/A | NE-HVAC-airAC-SpltPkg-240to759kBtuh-10p8eer_SZDEER2017AnyRtL1985CZ05cDXGF | 33205 |  | #N/A | #N/A | #N/A | 69.8 | 0.0649 | 0 | #N/A | #N/A | #N/A | 69.8 | 0.0649 | 0 | #N/A | #N/A | 162 | 131000
NE-HVAC-airAC-SpltPkg-240to759kBtuh-10p8eer | DEER2017 | D17 v2 |  | Any | RtL | 1985 | CZ06 | cDXGF | Cap-Tons | 279 | 131000 | None | 76.6 | 0.0738 | 0 | 76.6 | 0.0738 | 0 | 76.6 | 0.0738 | 0 | 76.6 | 0.0738 | 0 | DEER:HVAC_Split-Package_AC | Annual | 1719 | 76.6 | 0.0738 | 0 | 76.6 | 0.0738 | 0 | NE-HVAC-airAC-SpltPkg-240to759kBtuh-10p8eer_MZDEER2017AnyRtL1985CZ06cPVVG | #N/A | NE-HVAC-airAC-SpltPkg-240to759kBtuh-10p8eer_SZDEER2017AnyRtL1985CZ06cDXGF | 33206 |  | #N/A | #N/A | #N/A | 76.6 | 0.0738 | 0 | #N/A | #N/A | #N/A | 76.6 | 0.0738 | 0 | #N/A | #N/A | 279 | 131000
NE-HVAC-airAC-SpltPkg-240to759kBtuh-10p8eer | DEER2017 | D17 v2 |  | Any | RtL | 1985 | CZ07 | cDXGF | Cap-Tons | 220 | 131000 | None | 95.1 | 0.0845 | 0 | 95.1 | 0.0845 | 0 | 95.1 | 0.0845 | 0 | 95.1 | 0.0845 | 0 | DEER:HVAC_Split-Package_AC | Annual | 1719 | 95.1 | 0.0845 | 0 | 95.1 | 0.0845 | 0 | NE-HVAC-airAC-SpltPkg-240to759kBtuh-10p8eer_MZDEER2017AnyRtL1985CZ07cPVVG | #N/A | NE-HVAC-airAC-SpltPkg-240to759kBtuh-10p8eer_SZDEER2017AnyRtL1985CZ07cDXGF | 33207 |  | #N/A | #N/A | #N/A | 95.1 | 0.0845 | 0 | #N/A | #N/A | #N/A | 95.1 | 0.0845 | 0 | #N/A | #N/A | 220 | 131000
NE-HVAC-airAC-SpltPkg-240to759kBtuh-10p8eer | DEER2017 | D17 v2 |  | Any | RtL | 1985 | CZ08 | cDXGF | Cap-Tons | 269 | 131000 | None | 109 | 0.094 | 0 | 109 | 0.094 | 0 | 109 | 0.094 | 0 | 109 | 0.094 | 0 | DEER:HVAC_Split-Package_AC | Annual | 1719 | 109 | 0.094 | 0 | 109 | 0.094 | 0 | NE-HVAC-airAC-SpltPkg-240to759kBtuh-10p8eer_MZDEER2017AnyRtL1985CZ08cPVVG | #N/A | NE-HVAC-airAC-SpltPkg-240to759kBtuh-10p8eer_SZDEER2017AnyRtL1985CZ08cDXGF | 33208 |  | #N/A | #N/A | #N/A | 109 | 0.094 | 0 | #N/A | #N/A | #N/A | 109 | 0.094 | 0 | #N/A | #N/A | 269 | 131000
NE-HVAC-airAC-SpltPkg-240to759kBtuh-10p8eer | DEER2017 | D17 v2 |  | Any | RtL | 1985 | CZ09 | cDXGF | Cap-Tons | 375 | 131000 | None | 87.4 | 0.104 | 0 | 87.4 | 0.104 | 0 | 87.4 | 0.104 | 0 | 87.4 | 0.104 | 0 | DEER:HVAC_Split-Package_AC | Annual | 1719 | 87.4 | 0.104 | 0 | 87.4 | 0.104 | 0 | NE-HVAC-airAC-SpltPkg-240to759kBtuh-10p8eer_MZDEER2017AnyRtL1985CZ09cPVVG | #N/A | NE-HVAC-airAC-SpltPkg-240to759kBtuh-10p8eer_SZDEER2017AnyRtL1985CZ09cDXGF | 33209 |  | #N/A | #N/A | #N/A | 87.4 | 0.104 | 0 | #N/A | #N/A | #N/A | 87.4 | 0.104 | 0 | #N/A | #N/A | 375 | 131000
NE-HVAC-airAC-SpltPkg-240to759kBtuh-10p8eer | DEER2017 | D17 v2 |  | Any | RtL | 1985 | CZ10 | cDXGF | Cap-Tons | 346 | 131000 | None | 106 | 0.116 | 0 | 106 | 0.116 | 0 | 106 | 0.116 | 0 | 106 | 0.116 | 0 | DEER:HVAC_Split-Package_AC | Annual | 1719 | 106 | 0.116 | 0 | 106 | 0.116 | 0 | NE-HVAC-airAC-SpltPkg-240to759kBtuh-10p8eer_MZDEER2017AnyRtL1985CZ10cPVVG | #N/A | NE-HVAC-airAC-SpltPkg-240to759kBtuh-10p8eer_SZDEER2017AnyRtL1985CZ10cDXGF | 33210 |  | #N/A | #N/A | #N/A | 106 | 0.116 | 0 | #N/A | #N/A | #N/A | 106 | 0.116 | 0 | #N/A | #N/A | 346 | 131000
NE-HVAC-airAC-SpltPkg-240to759kBtuh-10p8eer | DEER2017 | D17 v2 |  | Any | RtL | 1985 | CZ11 | cDXGF | Cap-Tons | 369 | 131000 | None | 109 | 0.0942 | 0 | 109 | 0.0942 | 0 | 109 | 0.0942 | 0 | 109 | 0.0942 | 0 | DEER:HVAC_Split-Package_AC | Annual | 1719 | 109 | 0.0942 | 0 | 109 | 0.0942 | 0 | NE-HVAC-airAC-SpltPkg-240to759kBtuh-10p8eer_MZDEER2017AnyRtL1985CZ11cPVVG | #N/A | NE-HVAC-airAC-SpltPkg-240to759kBtuh-10p8eer_SZDEER2017AnyRtL1985CZ11cDXGF | 33211 |  | #N/A | #N/A | #N/A | 109 | 0.0942 | 0 | #N/A | #N/A | #N/A | 109 | 0.0942 | 0 | #N/A | #N/A | 369 | 131000
NE-HVAC-airAC-SpltPkg-240to759kBtuh-10p8eer | DEER2017 | D17 v2 |  | Any | RtL | 1985 | CZ12 | cDXGF | Cap-Tons | 381 | 131000 | None | 80.1 | 0.0877 | 0 | 80.1 | 0.0877 | 0 | 80.1 | 0.0877 | 0 | 80.1 | 0.0877 | 0 | DEER:HVAC_Split-Package_AC | Annual | 1719 | 80.1 | 0.0877 | 0 | 80.1 | 0.0877 | 0 | NE-HVAC-airAC-SpltPkg-240to759kBtuh-10p8eer_MZDEER2017AnyRtL1985CZ12cPVVG | #N/A | NE-HVAC-airAC-SpltPkg-240to759kBtuh-10p8eer_SZDEER2017AnyRtL1985CZ12cDXGF | 33212 |  | #N/A | #N/A | #N/A | 80.1 | 0.0877 | 0 | #N/A | #N/A | #N/A | 80.1 | 0.0877 | 0 | #N/A | #N/A | 381 | 131000
NE-HVAC-airAC-SpltPkg-240to759kBtuh-10p8eer | DEER2017 | D17 v2 |  | Any | RtL | 1985 | CZ13 | cDXGF | Cap-Tons | 355 | 131000 | None | 122 | 0.101 | 0 | 122 | 0.101 | 0 | 122 | 0.101 | 0 | 122 | 0.101 | 0 | DEER:HVAC_Split-Package_AC | Annual | 1719 | 122 | 0.101 | 0 | 122 | 0.101 | 0 | NE-HVAC-airAC-SpltPkg-240to759kBtuh-10p8eer_MZDEER2017AnyRtL1985CZ13cPVVG | #N/A | NE-HVAC-airAC-SpltPkg-240to759kBtuh-10p8eer_SZDEER2017AnyRtL1985CZ13cDXGF | 33213 |  | #N/A | #N/A | #N/A | 122 | 0.101 | 0 | #N/A | #N/A | #N/A | 122 | 0.101 | 0 | #N/A | #N/A | 355 | 131000
NE-HVAC-airAC-SpltPkg-240to759kBtuh-10p8eer | DEER2017 | D17 v2 |  | Any | RtL | 1985 | CZ14 | cDXGF | Cap-Tons | 402 | 131000 | None | 101 | 0.0936 | 0 | 101 | 0.0936 | 0 | 101 | 0.0936 | 0 | 101 | 0.0936 | 0 | DEER:HVAC_Split-Package_AC | Annual | 1719 | 101 | 0.0936 | 0 | 101 | 0.0936 | 0 | NE-HVAC-airAC-SpltPkg-240to759kBtuh-10p8eer_MZDEER2017AnyRtL1985CZ14cPVVG | #N/A | NE-HVAC-airAC-SpltPkg-240to759kBtuh-10p8eer_SZDEER2017AnyRtL1985CZ14cDXGF | 33214 |  | #N/A | #N/A | #N/A | 101 | 0.0936 | 0 | #N/A | #N/A | #N/A | 101 | 0.0936 | 0 | #N/A | #N/A | 402 | 131000
NE-HVAC-airAC-SpltPkg-240to759kBtuh-10p8eer | DEER2017 | D17 v2 |  | Any | RtL | 1985 | CZ15 | cDXGF | Cap-Tons | 402 | 131000 | None | 211 | 0.114 | 0 | 211 | 0.114 | 0 | 211 | 0.114 | 0 | 211 | 0.114 | 0 | DEER:HVAC_Split-Package_AC | Annual | 1719 | 211 | 0.114 | 0 | 211 | 0.114 | 0 | NE-HVAC-airAC-SpltPkg-240to759kBtuh-10p8eer_MZDEER2017AnyRtL1985CZ15cPVVG | #N/A | NE-HVAC-airAC-SpltPkg-240to759kBtuh-10p8eer_SZDEER2017AnyRtL1985CZ15cDXGF | 33215 |  | #N/A | #N/A | #N/A | 211 | 0.114 | 0 | #N/A | #N/A | #N/A | 211 | 0.114 | 0 | #N/A | #N/A | 402 | 131000
NE-HVAC-airAC-SpltPkg-240to759kBtuh-10p8eer | DEER2017 | D17 v2 |  | Any | RtL | 1985 | CZ16 | cDXGF | Cap-Tons | 233 | 131000 | None | 52.4 | 0.0716 | 0 | 52.4 | 0.0716 | 0 | 52.4 | 0.0716 | 0 | 52.4 | 0.0716 | 0 | DEER:HVAC_Split-Package_AC | Annual | 1719 | 52.4 | 0.0716 | 0 | 52.4 | 0.0716 | 0 | NE-HVAC-airAC-SpltPkg-240to759kBtuh-10p8eer_MZDEER2017AnyRtL1985CZ16cPVVG | #N/A | NE-HVAC-airAC-SpltPkg-240to759kBtuh-10p8eer_SZDEER2017AnyRtL1985CZ16cDXGF | 33216 |  | #N/A | #N/A | #N/A | 52.4 | 0.0716 | 0 | #N/A | #N/A | #N/A | 52.4 | 0.0716 | 0 | #N/A | #N/A | 233 | 131000
NE-HVAC-airAC-SpltPkg-240to759kBtuh-10p8eer | DEER2017 | D17 v2 |  | Any | RtL | 1996 | CZ01 | cDXGF | Cap-Tons | 125 | 131000 | None | 39.3 | 0.0494 | 0 | 39.3 | 0.0494 | 0 | 39.3 | 0.0494 | 0 | 39.3 | 0.0494 | 0 | DEER:HVAC_Split-Package_AC | Annual | 1719 | 39.3 | 0.0494 | 0 | 39.3 | 0.0494 | 0 | NE-HVAC-airAC-SpltPkg-240to759kBtuh-10p8eer_MZDEER2017AnyRtL1996CZ01cPVVG | #N/A | NE-HVAC-airAC-SpltPkg-240to759kBtuh-10p8eer_SZDEER2017AnyRtL1996CZ01cDXGF | 54561 |  | #N/A | #N/A | #N/A | 39.3 | 0.0494 | 0 | #N/A | #N/A | #N/A | 39.3 | 0.0494 | 0 | #N/A | #N/A | 125 | 131000
NE-HVAC-airAC-SpltPkg-240to759kBtuh-10p8eer | DEER2017 | D17 v2 |  | Any | RtL | 1996 | CZ02 | cDXGF | Cap-Tons | 293 | 131000 | None | 64.6 | 0.102 | 0 | 64.6 | 0.102 | 0 | 64.6 | 0.102 | 0 | 64.6 | 0.102 | 0 | DEER:HVAC_Split-Package_AC | Annual | 1719 | 64.6 | 0.102 | 0 | 64.6 | 0.102 | 0 | NE-HVAC-airAC-SpltPkg-240to759kBtuh-10p8eer_MZDEER2017AnyRtL1996CZ02cPVVG | #N/A | NE-HVAC-airAC-SpltPkg-240to759kBtuh-10p8eer_SZDEER2017AnyRtL1996CZ02cDXGF | 54562 |  | #N/A | #N/A | #N/A | 64.6 | 0.102 | 0 | #N/A | #N/A | #N/A | 64.6 | 0.102 | 0 | #N/A | #N/A | 293 | 131000
NE-HVAC-airAC-SpltPkg-240to759kBtuh-10p8eer | DEER2017 | D17 v2 |  | Any | RtL | 1996 | CZ03 | cDXGF | Cap-Tons | 210 | 131000 | None | 43 | 0.0765 | 0 | 43 | 0.0765 | 0 | 43 | 0.0765 | 0 | 43 | 0.0765 | 0 | DEER:HVAC_Split-Package_AC | Annual | 1719 | 43 | 0.0765 | 0 | 43 | 0.0765 | 0 | NE-HVAC-airAC-SpltPkg-240to759kBtuh-10p8eer_MZDEER2017AnyRtL1996CZ03cPVVG | #N/A | NE-HVAC-airAC-SpltPkg-240to759kBtuh-10p8eer_SZDEER2017AnyRtL1996CZ03cDXGF | 54563 |  | #N/A | #N/A | #N/A | 43 | 0.0765 | 0 | #N/A | #N/A | #N/A | 43 | 0.0765 | 0 | #N/A | #N/A | 210 | 131000
NE-HVAC-airAC-SpltPkg-240to759kBtuh-10p8eer | DEER2017 | D17 v2 |  | Any | RtL | 1996 | CZ04 | cDXGF | Cap-Tons | 268 | 131000 | None | 78.7 | 0.0955 | 0 | 78.7 | 0.0955 | 0 | 78.7 | 0.0955 | 0 | 78.7 | 0.0955 | 0 | DEER:HVAC_Split-Package_AC | Annual | 1719 | 78.7 | 0.0955 | 0 | 78.7 | 0.0955 | 0 | NE-HVAC-airAC-SpltPkg-240to759kBtuh-10p8eer_MZDEER2017AnyRtL1996CZ04cPVVG | #N/A | NE-HVAC-airAC-SpltPkg-240to759kBtuh-10p8eer_SZDEER2017AnyRtL1996CZ04cDXGF | 54564 |  | #N/A | #N/A | #N/A | 78.7 | 0.0955 | 0 | #N/A | #N/A | #N/A | 78.7 | 0.0955 | 0 | #N/A | #N/A | 268 | 131000
NE-HVAC-airAC-SpltPkg-240to759kBtuh-10p8eer | DEER2017 | D17 v2 |  | Any | RtL | 1996 | CZ05 | cDXGF | Cap-Tons | 167 | 131000 | None | 67.7 | 0.0629 | 0 | 67.7 | 0.0629 | 0 | 67.7 | 0.0629 | 0 | 67.7 | 0.0629 | 0 | DEER:HVAC_Split-Package_AC | Annual | 1719 | 67.7 | 0.0629 | 0 | 67.7 | 0.0629 | 0 | NE-HVAC-airAC-SpltPkg-240to759kBtuh-10p8eer_MZDEER2017AnyRtL1996CZ05cPVVG | #N/A | NE-HVAC-airAC-SpltPkg-240to759kBtuh-10p8eer_SZDEER2017AnyRtL1996CZ05cDXGF | 54565 |  | #N/A | #N/A | #N/A | 67.7 | 0.0629 | 0 | #N/A | #N/A | #N/A | 67.7 | 0.0629 | 0 | #N/A | #N/A | 167 | 131000
NE-HVAC-airAC-SpltPkg-240to759kBtuh-10p8eer | DEER2017 | D17 v2 |  | Any | RtL | 1996 | CZ06 | cDXGF | Cap-Tons | 279 | 131000 | None | 76 | 0.0761 | 0 | 76 | 0.0761 | 0 | 76 | 0.0761 | 0 | 76 | 0.0761 | 0 | DEER:HVAC_Split-Package_AC | Annual | 1719 | 76 | 0.0761 | 0 | 76 | 0.0761 | 0 | NE-HVAC-airAC-SpltPkg-240to759kBtuh-10p8eer_MZDEER2017AnyRtL1996CZ06cPVVG | #N/A | NE-HVAC-airAC-SpltPkg-240to759kBtuh-10p8eer_SZDEER2017AnyRtL1996CZ06cDXGF | 54566 |  | #N/A | #N/A | #N/A | 76 | 0.0761 | 0 | #N/A | #N/A | #N/A | 76 | 0.0761 | 0 | #N/A | #N/A | 279 | 131000
NE-HVAC-airAC-SpltPkg-240to759kBtuh-10p8eer | DEER2017 | D17 v2 |  | Any | RtL | 1996 | CZ07 | cDXGF | Cap-Tons | 242 | 131000 | None | 77.6 | 0.079 | 0 | 77.6 | 0.079 | 0 | 77.6 | 0.079 | 0 | 77.6 | 0.079 | 0 | DEER:HVAC_Split-Package_AC | Annual | 1719 | 77.6 | 0.079 | 0 | 77.6 | 0.079 | 0 | NE-HVAC-airAC-SpltPkg-240to759kBtuh-10p8eer_MZDEER2017AnyRtL1996CZ07cPVVG | #N/A | NE-HVAC-airAC-SpltPkg-240to759kBtuh-10p8eer_SZDEER2017AnyRtL1996CZ07cDXGF | 54567 |  | #N/A | #N/A | #N/A | 77.6 | 0.079 | 0 | #N/A | #N/A | #N/A | 77.6 | 0.079 | 0 | #N/A | #N/A | 242 | 131000
NE-HVAC-airAC-SpltPkg-240to759kBtuh-10p8eer | DEER2017 | D17 v2 |  | Any | RtL | 1996 | CZ08 | cDXGF | Cap-Tons | 308 | 131000 | None | 92.2 | 0.0863 | 0 | 92.2 | 0.0863 | 0 | 92.2 | 0.0863 | 0 | 92.2 | 0.0863 | 0 | DEER:HVAC_Split-Package_AC | Annual | 1719 | 92.2 | 0.0863 | 0 | 92.2 | 0.0863 | 0 | NE-HVAC-airAC-SpltPkg-240to759kBtuh-10p8eer_MZDEER2017AnyRtL1996CZ08cPVVG | #N/A | NE-HVAC-airAC-SpltPkg-240to759kBtuh-10p8eer_SZDEER2017AnyRtL1996CZ08cDXGF | 54568 |  | #N/A | #N/A | #N/A | 92.2 | 0.0863 | 0 | #N/A | #N/A | #N/A | 92.2 | 0.0863 | 0 | #N/A | #N/A | 308 | 131000
NE-HVAC-airAC-SpltPkg-240to759kBtuh-10p8eer | DEER2017 | D17 v2 |  | Any | RtL | 1996 | CZ09 | cDXGF | Cap-Tons | 380 | 131000 | None | 87.7 | 0.106 | 0 | 87.7 | 0.106 | 0 | 87.7 | 0.106 | 0 | 87.7 | 0.106 | 0 | DEER:HVAC_Split-Package_AC | Annual | 1719 | 87.7 | 0.106 | 0 | 87.7 | 0.106 | 0 | NE-HVAC-airAC-SpltPkg-240to759kBtuh-10p8eer_MZDEER2017AnyRtL1996CZ09cPVVG | #N/A | NE-HVAC-airAC-SpltPkg-240to759kBtuh-10p8eer_SZDEER2017AnyRtL1996CZ09cDXGF | 54569 |  | #N/A | #N/A | #N/A | 87.7 | 0.106 | 0 | #N/A | #N/A | #N/A | 87.7 | 0.106 | 0 | #N/A | #N/A | 380 | 131000
NE-HVAC-airAC-SpltPkg-240to759kBtuh-10p8eer | DEER2017 | D17 v2 |  | Any | RtL | 1996 | CZ10 | cDXGF | Cap-Tons | 346 | 131000 | None | 106 | 0.116 | 0 | 106 | 0.116 | 0 | 106 | 0.116 | 0 | 106 | 0.116 | 0 | DEER:HVAC_Split-Package_AC | Annual | 1719 | 106 | 0.116 | 0 | 106 | 0.116 | 0 | NE-HVAC-airAC-SpltPkg-240to759kBtuh-10p8eer_MZDEER2017AnyRtL1996CZ10cPVVG | #N/A | NE-HVAC-airAC-SpltPkg-240to759kBtuh-10p8eer_SZDEER2017AnyRtL1996CZ10cDXGF | 54570 |  | #N/A | #N/A | #N/A | 106 | 0.116 | 0 | #N/A | #N/A | #N/A | 106 | 0.116 | 0 | #N/A | #N/A | 346 | 131000
NE-HVAC-airAC-SpltPkg-240to759kBtuh-10p8eer | DEER2017 | D17 v2 |  | Any | RtL | 1996 | CZ11 | cDXGF | Cap-Tons | 361 | 131000 | None | 111 | 0.0956 | 0 | 111 | 0.0956 | 0 | 111 | 0.0956 | 0 | 111 | 0.0956 | 0 | DEER:HVAC_Split-Package_AC | Annual | 1719 | 111 | 0.0956 | 0 | 111 | 0.0956 | 0 | NE-HVAC-airAC-SpltPkg-240to759kBtuh-10p8eer_MZDEER2017AnyRtL1996CZ11cPVVG | #N/A | NE-HVAC-airAC-SpltPkg-240to759kBtuh-10p8eer_SZDEER2017AnyRtL1996CZ11cDXGF | 54571 |  | #N/A | #N/A | #N/A | 111 | 0.0956 | 0 | #N/A | #N/A | #N/A | 111 | 0.0956 | 0 | #N/A | #N/A | 361 | 131000
NE-HVAC-airAC-SpltPkg-240to759kBtuh-10p8eer | DEER2017 | D17 v2 |  | Any | RtL | 1996 | CZ12 | cDXGF | Cap-Tons | 378 | 131000 | None | 80.2 | 0.0873 | 0 | 80.2 | 0.0873 | 0 | 80.2 | 0.0873 | 0 | 80.2 | 0.0873 | 0 | DEER:HVAC_Split-Package_AC | Annual | 1719 | 80.2 | 0.0873 | 0 | 80.2 | 0.0873 | 0 | NE-HVAC-airAC-SpltPkg-240to759kBtuh-10p8eer_MZDEER2017AnyRtL1996CZ12cPVVG | #N/A | NE-HVAC-airAC-SpltPkg-240to759kBtuh-10p8eer_SZDEER2017AnyRtL1996CZ12cDXGF | 54572 |  | #N/A | #N/A | #N/A | 80.2 | 0.0873 | 0 | #N/A | #N/A | #N/A | 80.2 | 0.0873 | 0 | #N/A | #N/A | 378 | 131000
NE-HVAC-airAC-SpltPkg-240to759kBtuh-10p8eer | DEER2017 | D17 v2 |  | Any | RtL | 1996 | CZ13 | cDXGF | Cap-Tons | 352 | 131000 | None | 122 | 0.101 | 0 | 122 | 0.101 | 0 | 122 | 0.101 | 0 | 122 | 0.101 | 0 | DEER:HVAC_Split-Package_AC | Annual | 1719 | 122 | 0.101 | 0 | 122 | 0.101 | 0 | NE-HVAC-airAC-SpltPkg-240to759kBtuh-10p8eer_MZDEER2017AnyRtL1996CZ13cPVVG | #N/A | NE-HVAC-airAC-SpltPkg-240to759kBtuh-10p8eer_SZDEER2017AnyRtL1996CZ13cDXGF | 54573 |  | #N/A | #N/A | #N/A | 122 | 0.101 | 0 | #N/A | #N/A | #N/A | 122 | 0.101 | 0 | #N/A | #N/A | 352 | 131000
NE-HVAC-airAC-SpltPkg-240to759kBtuh-10p8eer | DEER2017 | D17 v2 |  | Any | RtL | 1996 | CZ14 | cDXGF | Cap-Tons | 400 | 131000 | None | 101 | 0.0921 | 0 | 101 | 0.0921 | 0 | 101 | 0.0921 | 0 | 101 | 0.0921 | 0 | DEER:HVAC_Split-Package_AC | Annual | 1719 | 101 | 0.0921 | 0 | 101 | 0.0921 | 0 | NE-HVAC-airAC-SpltPkg-240to759kBtuh-10p8eer_MZDEER2017AnyRtL1996CZ14cPVVG | #N/A | NE-HVAC-airAC-SpltPkg-240to759kBtuh-10p8eer_SZDEER2017AnyRtL1996CZ14cDXGF | 54574 |  | #N/A | #N/A | #N/A | 101 | 0.0921 | 0 | #N/A | #N/A | #N/A | 101 | 0.0921 | 0 | #N/A | #N/A | 400 | 131000
NE-HVAC-airAC-SpltPkg-240to759kBtuh-10p8eer | DEER2017 | D17 v2 |  | Any | RtL | 1996 | CZ15 | cDXGF | Cap-Tons | 398 | 131000 | None | 210 | 0.113 | 0 | 210 | 0.113 | 0 | 210 | 0.113 | 0 | 210 | 0.113 | 0 | DEER:HVAC_Split-Package_AC | Annual | 1719 | 210 | 0.113 | 0 | 210 | 0.113 | 0 | NE-HVAC-airAC-SpltPkg-240to759kBtuh-10p8eer_MZDEER2017AnyRtL1996CZ15cPVVG | #N/A | NE-HVAC-airAC-SpltPkg-240to759kBtuh-10p8eer_SZDEER2017AnyRtL1996CZ15cDXGF | 54575 |  | #N/A | #N/A | #N/A | 210 | 0.113 | 0 | #N/A | #N/A | #N/A | 210 | 0.113 | 0 | #N/A | #N/A | 398 | 131000
NE-HVAC-airAC-SpltPkg-240to759kBtuh-10p8eer | DEER2017 | D17 v2 |  | Any | RtL | 1996 | CZ16 | cDXGF | Cap-Tons | 233 | 131000 | None | 51.3 | 0.0701 | 0 | 51.3 | 0.0701 | 0 | 51.3 | 0.0701 | 0 | 51.3 | 0.0701 | 0 | DEER:HVAC_Split-Package_AC | Annual | 1719 | 51.3 | 0.0701 | 0 | 51.3 | 0.0701 | 0 | NE-HVAC-airAC-SpltPkg-240to759kBtuh-10p8eer_MZDEER2017AnyRtL1996CZ16cPVVG | #N/A | NE-HVAC-airAC-SpltPkg-240to759kBtuh-10p8eer_SZDEER2017AnyRtL1996CZ16cDXGF | 54576 |  | #N/A | #N/A | #N/A | 51.3 | 0.0701 | 0 | #N/A | #N/A | #N/A | 51.3 | 0.0701 | 0 | #N/A | #N/A | 233 | 131000
NE-HVAC-airAC-SpltPkg-240to759kBtuh-10p8eer | DEER2017 | D17 v2 |  | Any | RtL | 2003 | CZ01 | cDXGF | Cap-Tons | 121 | 131000 | None | 37.8 | 0.0487 | 0 | 37.8 | 0.0487 | 0 | 37.8 | 0.0487 | 0 | 37.8 | 0.0487 | 0 | DEER:HVAC_Split-Package_AC | Annual | 1719 | 37.8 | 0.0487 | 0 | 37.8 | 0.0487 | 0 | NE-HVAC-airAC-SpltPkg-240to759kBtuh-10p8eer_MZDEER2017AnyRtL2003CZ01cPVVG | #N/A | NE-HVAC-airAC-SpltPkg-240to759kBtuh-10p8eer_SZDEER2017AnyRtL2003CZ01cDXGF | 75921 |  | #N/A | #N/A | #N/A | 37.8 | 0.0487 | 0 | #N/A | #N/A | #N/A | 37.8 | 0.0487 | 0 | #N/A | #N/A | 121 | 131000
NE-HVAC-airAC-SpltPkg-240to759kBtuh-10p8eer | DEER2017 | D17 v2 |  | Any | RtL | 2003 | CZ02 | cDXGF | Cap-Tons | 287 | 131000 | None | 63.4 | 0.102 | 0 | 63.4 | 0.102 | 0 | 63.4 | 0.102 | 0 | 63.4 | 0.102 | 0 | DEER:HVAC_Split-Package_AC | Annual | 1719 | 63.4 | 0.102 | 0 | 63.4 | 0.102 | 0 | NE-HVAC-airAC-SpltPkg-240to759kBtuh-10p8eer_MZDEER2017AnyRtL2003CZ02cPVVG | #N/A | NE-HVAC-airAC-SpltPkg-240to759kBtuh-10p8eer_SZDEER2017AnyRtL2003CZ02cDXGF | 75922 |  | #N/A | #N/A | #N/A | 63.4 | 0.102 | 0 | #N/A | #N/A | #N/A | 63.4 | 0.102 | 0 | #N/A | #N/A | 287 | 131000
NE-HVAC-airAC-SpltPkg-240to759kBtuh-10p8eer | DEER2017 | D17 v2 |  | Any | RtL | 2003 | CZ03 | cDXGF | Cap-Tons | 205 | 131000 | None | 41.4 | 0.0758 | 0 | 41.4 | 0.0758 | 0 | 41.4 | 0.0758 | 0 | 41.4 | 0.0758 | 0 | DEER:HVAC_Split-Package_AC | Annual | 1719 | 41.4 | 0.0758 | 0 | 41.4 | 0.0758 | 0 | NE-HVAC-airAC-SpltPkg-240to759kBtuh-10p8eer_MZDEER2017AnyRtL2003CZ03cPVVG | #N/A | NE-HVAC-airAC-SpltPkg-240to759kBtuh-10p8eer_SZDEER2017AnyRtL2003CZ03cDXGF | 75923 |  | #N/A | #N/A | #N/A | 41.4 | 0.0758 | 0 | #N/A | #N/A | #N/A | 41.4 | 0.0758 | 0 | #N/A | #N/A | 205 | 131000
NE-HVAC-airAC-SpltPkg-240to759kBtuh-10p8eer | DEER2017 | D17 v2 |  | Any | RtL | 2003 | CZ04 | cDXGF | Cap-Tons | 263 | 131000 | None | 77.2 | 0.0951 | 0 | 77.2 | 0.0951 | 0 | 77.2 | 0.0951 | 0 | 77.2 | 0.0951 | 0 | DEER:HVAC_Split-Package_AC | Annual | 1719 | 77.2 | 0.0951 | 0 | 77.2 | 0.0951 | 0 | NE-HVAC-airAC-SpltPkg-240to759kBtuh-10p8eer_MZDEER2017AnyRtL2003CZ04cPVVG | #N/A | NE-HVAC-airAC-SpltPkg-240to759kBtuh-10p8eer_SZDEER2017AnyRtL2003CZ04cDXGF | 75924 |  | #N/A | #N/A | #N/A | 77.2 | 0.0951 | 0 | #N/A | #N/A | #N/A | 77.2 | 0.0951 | 0 | #N/A | #N/A | 263 | 131000
NE-HVAC-airAC-SpltPkg-240to759kBtuh-10p8eer | DEER2017 | D17 v2 |  | Any | RtL | 2003 | CZ05 | cDXGF | Cap-Tons | 163 | 131000 | None | 66.2 | 0.062 | 0 | 66.2 | 0.062 | 0 | 66.2 | 0.062 | 0 | 66.2 | 0.062 | 0 | DEER:HVAC_Split-Package_AC | Annual | 1719 | 66.2 | 0.062 | 0 | 66.2 | 0.062 | 0 | NE-HVAC-airAC-SpltPkg-240to759kBtuh-10p8eer_MZDEER2017AnyRtL2003CZ05cPVVG | #N/A | NE-HVAC-airAC-SpltPkg-240to759kBtuh-10p8eer_SZDEER2017AnyRtL2003CZ05cDXGF | 75925 |  | #N/A | #N/A | #N/A | 66.2 | 0.062 | 0 | #N/A | #N/A | #N/A | 66.2 | 0.062 | 0 | #N/A | #N/A | 163 | 131000
NE-HVAC-airAC-SpltPkg-240to759kBtuh-10p8eer | DEER2017 | D17 v2 |  | Any | RtL | 2003 | CZ06 | cDXGF | Cap-Tons | 274 | 131000 | None | 74.2 | 0.076 | 0 | 74.2 | 0.076 | 0 | 74.2 | 0.076 | 0 | 74.2 | 0.076 | 0 | DEER:HVAC_Split-Package_AC | Annual | 1719 | 74.2 | 0.076 | 0 | 74.2 | 0.076 | 0 | NE-HVAC-airAC-SpltPkg-240to759kBtuh-10p8eer_MZDEER2017AnyRtL2003CZ06cPVVG | #N/A | NE-HVAC-airAC-SpltPkg-240to759kBtuh-10p8eer_SZDEER2017AnyRtL2003CZ06cDXGF | 75926 |  | #N/A | #N/A | #N/A | 74.2 | 0.076 | 0 | #N/A | #N/A | #N/A | 74.2 | 0.076 | 0 | #N/A | #N/A | 274 | 131000
NE-HVAC-airAC-SpltPkg-240to759kBtuh-10p8eer | DEER2017 | D17 v2 |  | Any | RtL | 2003 | CZ07 | cDXGF | Cap-Tons | 237 | 131000 | None | 75.1 | 0.0785 | 0 | 75.1 | 0.0785 | 0 | 75.1 | 0.0785 | 0 | 75.1 | 0.0785 | 0 | DEER:HVAC_Split-Package_AC | Annual | 1719 | 75.1 | 0.0785 | 0 | 75.1 | 0.0785 | 0 | NE-HVAC-airAC-SpltPkg-240to759kBtuh-10p8eer_MZDEER2017AnyRtL2003CZ07cPVVG | #N/A | NE-HVAC-airAC-SpltPkg-240to759kBtuh-10p8eer_SZDEER2017AnyRtL2003CZ07cDXGF | 75927 |  | #N/A | #N/A | #N/A | 75.1 | 0.0785 | 0 | #N/A | #N/A | #N/A | 75.1 | 0.0785 | 0 | #N/A | #N/A | 237 | 131000
NE-HVAC-airAC-SpltPkg-240to759kBtuh-10p8eer | DEER2017 | D17 v2 |  | Any | RtL | 2003 | CZ08 | cDXGF | Cap-Tons | 303 | 131000 | None | 90.4 | 0.0859 | 0 | 90.4 | 0.0859 | 0 | 90.4 | 0.0859 | 0 | 90.4 | 0.0859 | 0 | DEER:HVAC_Split-Package_AC | Annual | 1719 | 90.4 | 0.0859 | 0 | 90.4 | 0.0859 | 0 | NE-HVAC-airAC-SpltPkg-240to759kBtuh-10p8eer_MZDEER2017AnyRtL2003CZ08cPVVG | #N/A | NE-HVAC-airAC-SpltPkg-240to759kBtuh-10p8eer_SZDEER2017AnyRtL2003CZ08cDXGF | 75928 |  | #N/A | #N/A | #N/A | 90.4 | 0.0859 | 0 | #N/A | #N/A | #N/A | 90.4 | 0.0859 | 0 | #N/A | #N/A | 303 | 131000
NE-HVAC-airAC-SpltPkg-240to759kBtuh-10p8eer | DEER2017 | D17 v2 |  | Any | RtL | 2003 | CZ09 | cDXGF | Cap-Tons | 371 | 131000 | None | 85.7 | 0.103 | 0 | 85.7 | 0.103 | 0 | 85.7 | 0.103 | 0 | 85.7 | 0.103 | 0 | DEER:HVAC_Split-Package_AC | Annual | 1719 | 85.7 | 0.103 | 0 | 85.7 | 0.103 | 0 | NE-HVAC-airAC-SpltPkg-240to759kBtuh-10p8eer_MZDEER2017AnyRtL2003CZ09cPVVG | #N/A | NE-HVAC-airAC-SpltPkg-240to759kBtuh-10p8eer_SZDEER2017AnyRtL2003CZ09cDXGF | 75929 |  | #N/A | #N/A | #N/A | 85.7 | 0.103 | 0 | #N/A | #N/A | #N/A | 85.7 | 0.103 | 0 | #N/A | #N/A | 371 | 131000
NE-HVAC-airAC-SpltPkg-240to759kBtuh-10p8eer | DEER2017 | D17 v2 |  | Any | RtL | 2003 | CZ10 | cDXGF | Cap-Tons | 329 | 131000 | None | 108 | 0.117 | 0 | 108 | 0.117 | 0 | 108 | 0.117 | 0 | 108 | 0.117 | 0 | DEER:HVAC_Split-Package_AC | Annual | 1719 | 108 | 0.117 | 0 | 108 | 0.117 | 0 | NE-HVAC-airAC-SpltPkg-240to759kBtuh-10p8eer_MZDEER2017AnyRtL2003CZ10cPVVG | #N/A | NE-HVAC-airAC-SpltPkg-240to759kBtuh-10p8eer_SZDEER2017AnyRtL2003CZ10cDXGF | 75930 |  | #N/A | #N/A | #N/A | 108 | 0.117 | 0 | #N/A | #N/A | #N/A | 108 | 0.117 | 0 | #N/A | #N/A | 329 | 131000
NE-HVAC-airAC-SpltPkg-240to759kBtuh-10p8eer | DEER2017 | D17 v2 |  | Any | RtL | 2003 | CZ11 | cDXGF | Cap-Tons | 354 | 131000 | None | 110 | 0.0954 | 0 | 110 | 0.0954 | 0 | 110 | 0.0954 | 0 | 110 | 0.0954 | 0 | DEER:HVAC_Split-Package_AC | Annual | 1719 | 110 | 0.0954 | 0 | 110 | 0.0954 | 0 | NE-HVAC-airAC-SpltPkg-240to759kBtuh-10p8eer_MZDEER2017AnyRtL2003CZ11cPVVG | #N/A | NE-HVAC-airAC-SpltPkg-240to759kBtuh-10p8eer_SZDEER2017AnyRtL2003CZ11cDXGF | 75931 |  | #N/A | #N/A | #N/A | 110 | 0.0954 | 0 | #N/A | #N/A | #N/A | 110 | 0.0954 | 0 | #N/A | #N/A | 354 | 131000
NE-HVAC-airAC-SpltPkg-240to759kBtuh-10p8eer | DEER2017 | D17 v2 |  | Any | RtL | 2003 | CZ12 | cDXGF | Cap-Tons | 372 | 131000 | None | 79.5 | 0.0871 | 0 | 79.5 | 0.0871 | 0 | 79.5 | 0.0871 | 0 | 79.5 | 0.0871 | 0 | DEER:HVAC_Split-Package_AC | Annual | 1719 | 79.5 | 0.0871 | 0 | 79.5 | 0.0871 | 0 | NE-HVAC-airAC-SpltPkg-240to759kBtuh-10p8eer_MZDEER2017AnyRtL2003CZ12cPVVG | #N/A | NE-HVAC-airAC-SpltPkg-240to759kBtuh-10p8eer_SZDEER2017AnyRtL2003CZ12cDXGF | 75932 |  | #N/A | #N/A | #N/A | 79.5 | 0.0871 | 0 | #N/A | #N/A | #N/A | 79.5 | 0.0871 | 0 | #N/A | #N/A | 372 | 131000
NE-HVAC-airAC-SpltPkg-240to759kBtuh-10p8eer | DEER2017 | D17 v2 |  | Any | RtL | 2003 | CZ13 | cDXGF | Cap-Tons | 346 | 131000 | None | 121 | 0.101 | 0 | 121 | 0.101 | 0 | 121 | 0.101 | 0 | 121 | 0.101 | 0 | DEER:HVAC_Split-Package_AC | Annual | 1719 | 121 | 0.101 | 0 | 121 | 0.101 | 0 | NE-HVAC-airAC-SpltPkg-240to759kBtuh-10p8eer_MZDEER2017AnyRtL2003CZ13cPVVG | #N/A | NE-HVAC-airAC-SpltPkg-240to759kBtuh-10p8eer_SZDEER2017AnyRtL2003CZ13cDXGF | 75933 |  | #N/A | #N/A | #N/A | 121 | 0.101 | 0 | #N/A | #N/A | #N/A | 121 | 0.101 | 0 | #N/A | #N/A | 346 | 131000
NE-HVAC-airAC-SpltPkg-240to759kBtuh-10p8eer | DEER2017 | D17 v2 |  | Any | RtL | 2003 | CZ14 | cDXGF | Cap-Tons | 394 | 131000 | None | 100 | 0.0917 | 0 | 100 | 0.0917 | 0 | 100 | 0.0917 | 0 | 100 | 0.0917 | 0 | DEER:HVAC_Split-Package_AC | Annual | 1719 | 100 | 0.0917 | 0 | 100 | 0.0917 | 0 | NE-HVAC-airAC-SpltPkg-240to759kBtuh-10p8eer_MZDEER2017AnyRtL2003CZ14cPVVG | #N/A | NE-HVAC-airAC-SpltPkg-240to759kBtuh-10p8eer_SZDEER2017AnyRtL2003CZ14cDXGF | 75934 |  | #N/A | #N/A | #N/A | 100 | 0.0917 | 0 | #N/A | #N/A | #N/A | 100 | 0.0917 | 0 | #N/A | #N/A | 394 | 131000
NE-HVAC-airAC-SpltPkg-240to759kBtuh-10p8eer | DEER2017 | D17 v2 |  | Any | RtL | 2003 | CZ15 | cDXGF | Cap-Tons | 392 | 131000 | None | 209 | 0.113 | 0 | 209 | 0.113 | 0 | 209 | 0.113 | 0 | 209 | 0.113 | 0 | DEER:HVAC_Split-Package_AC | Annual | 1719 | 209 | 0.113 | 0 | 209 | 0.113 | 0 | NE-HVAC-airAC-SpltPkg-240to759kBtuh-10p8eer_MZDEER2017AnyRtL2003CZ15cPVVG | #N/A | NE-HVAC-airAC-SpltPkg-240to759kBtuh-10p8eer_SZDEER2017AnyRtL2003CZ15cDXGF | 75935 |  | #N/A | #N/A | #N/A | 209 | 0.113 | 0 | #N/A | #N/A | #N/A | 209 | 0.113 | 0 | #N/A | #N/A | 392 | 131000
NE-HVAC-airAC-SpltPkg-240to759kBtuh-10p8eer | DEER2017 | D17 v2 |  | Any | RtL | 2003 | CZ16 | cDXGF | Cap-Tons | 228 | 131000 | None | 50.3 | 0.0697 | 0 | 50.3 | 0.0697 | 0 | 50.3 | 0.0697 | 0 | 50.3 | 0.0697 | 0 | DEER:HVAC_Split-Package_AC | Annual | 1719 | 50.3 | 0.0697 | 0 | 50.3 | 0.0697 | 0 | NE-HVAC-airAC-SpltPkg-240to759kBtuh-10p8eer_MZDEER2017AnyRtL2003CZ16cPVVG | #N/A | NE-HVAC-airAC-SpltPkg-240to759kBtuh-10p8eer_SZDEER2017AnyRtL2003CZ16cDXGF | 75936 |  | #N/A | #N/A | #N/A | 50.3 | 0.0697 | 0 | #N/A | #N/A | #N/A | 50.3 | 0.0697 | 0 | #N/A | #N/A | 228 | 131000
NE-HVAC-airAC-SpltPkg-240to759kBtuh-10p8eer | DEER2017 | D17 v2 |  | Any | RtL | 2007 | CZ01 | cDXGF | Cap-Tons | 120 | 131000 | None | 37.2 | 0.0484 | 0 | 37.2 | 0.0484 | 0 | 37.2 | 0.0484 | 0 | 37.2 | 0.0484 | 0 | DEER:HVAC_Split-Package_AC | Annual | 1719 | 37.2 | 0.0484 | 0 | 37.2 | 0.0484 | 0 | NE-HVAC-airAC-SpltPkg-240to759kBtuh-10p8eer_MZDEER2017AnyRtL2007CZ01cPVVG | #N/A | NE-HVAC-airAC-SpltPkg-240to759kBtuh-10p8eer_SZDEER2017AnyRtL2007CZ01cDXGF | 97281 |  | #N/A | #N/A | #N/A | 37.2 | 0.0484 | 0 | #N/A | #N/A | #N/A | 37.2 | 0.0484 | 0 | #N/A | #N/A | 120 | 131000
NE-HVAC-airAC-SpltPkg-240to759kBtuh-10p8eer | DEER2017 | D17 v2 |  | Any | RtL | 2007 | CZ02 | cDXGF | Cap-Tons | 285 | 131000 | None | 63 | 0.101 | 0 | 63 | 0.101 | 0 | 63 | 0.101 | 0 | 63 | 0.101 | 0 | DEER:HVAC_Split-Package_AC | Annual | 1719 | 63 | 0.101 | 0 | 63 | 0.101 | 0 | NE-HVAC-airAC-SpltPkg-240to759kBtuh-10p8eer_MZDEER2017AnyRtL2007CZ02cPVVG | #N/A | NE-HVAC-airAC-SpltPkg-240to759kBtuh-10p8eer_SZDEER2017AnyRtL2007CZ02cDXGF | 97282 |  | #N/A | #N/A | #N/A | 63 | 0.101 | 0 | #N/A | #N/A | #N/A | 63 | 0.101 | 0 | #N/A | #N/A | 285 | 131000
NE-HVAC-airAC-SpltPkg-240to759kBtuh-10p8eer | DEER2017 | D17 v2 |  | Any | RtL | 2007 | CZ03 | cDXGF | Cap-Tons | 204 | 131000 | None | 40.7 | 0.0755 | 0 | 40.7 | 0.0755 | 0 | 40.7 | 0.0755 | 0 | 40.7 | 0.0755 | 0 | DEER:HVAC_Split-Package_AC | Annual | 1719 | 40.7 | 0.0755 | 0 | 40.7 | 0.0755 | 0 | NE-HVAC-airAC-SpltPkg-240to759kBtuh-10p8eer_MZDEER2017AnyRtL2007CZ03cPVVG | #N/A | NE-HVAC-airAC-SpltPkg-240to759kBtuh-10p8eer_SZDEER2017AnyRtL2007CZ03cDXGF | 97283 |  | #N/A | #N/A | #N/A | 40.7 | 0.0755 | 0 | #N/A | #N/A | #N/A | 40.7 | 0.0755 | 0 | #N/A | #N/A | 204 | 131000
NE-HVAC-airAC-SpltPkg-240to759kBtuh-10p8eer | DEER2017 | D17 v2 |  | Any | RtL | 2007 | CZ04 | cDXGF | Cap-Tons | 261 | 131000 | None | 76.6 | 0.0949 | 0 | 76.6 | 0.0949 | 0 | 76.6 | 0.0949 | 0 | 76.6 | 0.0949 | 0 | DEER:HVAC_Split-Package_AC | Annual | 1719 | 76.6 | 0.0949 | 0 | 76.6 | 0.0949 | 0 | NE-HVAC-airAC-SpltPkg-240to759kBtuh-10p8eer_MZDEER2017AnyRtL2007CZ04cPVVG | #N/A | NE-HVAC-airAC-SpltPkg-240to759kBtuh-10p8eer_SZDEER2017AnyRtL2007CZ04cDXGF | 97284 |  | #N/A | #N/A | #N/A | 76.6 | 0.0949 | 0 | #N/A | #N/A | #N/A | 76.6 | 0.0949 | 0 | #N/A | #N/A | 261 | 131000
NE-HVAC-airAC-SpltPkg-240to759kBtuh-10p8eer | DEER2017 | D17 v2 |  | Any | RtL | 2007 | CZ05 | cDXGF | Cap-Tons | 161 | 131000 | None | 65.6 | 0.0617 | 0 | 65.6 | 0.0617 | 0 | 65.6 | 0.0617 | 0 | 65.6 | 0.0617 | 0 | DEER:HVAC_Split-Package_AC | Annual | 1719 | 65.6 | 0.0617 | 0 | 65.6 | 0.0617 | 0 | NE-HVAC-airAC-SpltPkg-240to759kBtuh-10p8eer_MZDEER2017AnyRtL2007CZ05cPVVG | #N/A | NE-HVAC-airAC-SpltPkg-240to759kBtuh-10p8eer_SZDEER2017AnyRtL2007CZ05cDXGF | 97285 |  | #N/A | #N/A | #N/A | 65.6 | 0.0617 | 0 | #N/A | #N/A | #N/A | 65.6 | 0.0617 | 0 | #N/A | #N/A | 161 | 131000
NE-HVAC-airAC-SpltPkg-240to759kBtuh-10p8eer | DEER2017 | D17 v2 |  | Any | RtL | 2007 | CZ06 | cDXGF | Cap-Tons | 272 | 131000 | None | 73.6 | 0.0758 | 0 | 73.6 | 0.0758 | 0 | 73.6 | 0.0758 | 0 | 73.6 | 0.0758 | 0 | DEER:HVAC_Split-Package_AC | Annual | 1719 | 73.6 | 0.0758 | 0 | 73.6 | 0.0758 | 0 | NE-HVAC-airAC-SpltPkg-240to759kBtuh-10p8eer_MZDEER2017AnyRtL2007CZ06cPVVG | #N/A | NE-HVAC-airAC-SpltPkg-240to759kBtuh-10p8eer_SZDEER2017AnyRtL2007CZ06cDXGF | 97286 |  | #N/A | #N/A | #N/A | 73.6 | 0.0758 | 0 | #N/A | #N/A | #N/A | 73.6 | 0.0758 | 0 | #N/A | #N/A | 272 | 131000
NE-HVAC-airAC-SpltPkg-240to759kBtuh-10p8eer | DEER2017 | D17 v2 |  | Any | RtL | 2007 | CZ07 | cDXGF | Cap-Tons | 236 | 131000 | None | 74.1 | 0.0783 | 0 | 74.1 | 0.0783 | 0 | 74.1 | 0.0783 | 0 | 74.1 | 0.0783 | 0 | DEER:HVAC_Split-Package_AC | Annual | 1719 | 74.1 | 0.0783 | 0 | 74.1 | 0.0783 | 0 | NE-HVAC-airAC-SpltPkg-240to759kBtuh-10p8eer_MZDEER2017AnyRtL2007CZ07cPVVG | #N/A | NE-HVAC-airAC-SpltPkg-240to759kBtuh-10p8eer_SZDEER2017AnyRtL2007CZ07cDXGF | 97287 |  | #N/A | #N/A | #N/A | 74.1 | 0.0783 | 0 | #N/A | #N/A | #N/A | 74.1 | 0.0783 | 0 | #N/A | #N/A | 236 | 131000
NE-HVAC-airAC-SpltPkg-240to759kBtuh-10p8eer | DEER2017 | D17 v2 |  | Any | RtL | 2007 | CZ08 | cDXGF | Cap-Tons | 302 | 131000 | None | 89.8 | 0.0858 | 0 | 89.8 | 0.0858 | 0 | 89.8 | 0.0858 | 0 | 89.8 | 0.0858 | 0 | DEER:HVAC_Split-Package_AC | Annual | 1719 | 89.8 | 0.0858 | 0 | 89.8 | 0.0858 | 0 | NE-HVAC-airAC-SpltPkg-240to759kBtuh-10p8eer_MZDEER2017AnyRtL2007CZ08cPVVG | #N/A | NE-HVAC-airAC-SpltPkg-240to759kBtuh-10p8eer_SZDEER2017AnyRtL2007CZ08cDXGF | 97288 |  | #N/A | #N/A | #N/A | 89.8 | 0.0858 | 0 | #N/A | #N/A | #N/A | 89.8 | 0.0858 | 0 | #N/A | #N/A | 302 | 131000
NE-HVAC-airAC-SpltPkg-240to759kBtuh-10p8eer | DEER2017 | D17 v2 |  | Any | RtL | 2007 | CZ09 | cDXGF | Cap-Tons | 369 | 131000 | None | 85.3 | 0.103 | 0 | 85.3 | 0.103 | 0 | 85.3 | 0.103 | 0 | 85.3 | 0.103 | 0 | DEER:HVAC_Split-Package_AC | Annual | 1719 | 85.3 | 0.103 | 0 | 85.3 | 0.103 | 0 | NE-HVAC-airAC-SpltPkg-240to759kBtuh-10p8eer_MZDEER2017AnyRtL2007CZ09cPVVG | #N/A | NE-HVAC-airAC-SpltPkg-240to759kBtuh-10p8eer_SZDEER2017AnyRtL2007CZ09cDXGF | 97289 |  | #N/A | #N/A | #N/A | 85.3 | 0.103 | 0 | #N/A | #N/A | #N/A | 85.3 | 0.103 | 0 | #N/A | #N/A | 369 | 131000
NE-HVAC-airAC-SpltPkg-240to759kBtuh-10p8eer | DEER2017 | D17 v2 |  | Any | RtL | 2007 | CZ10 | cDXGF | Cap-Tons | 327 | 131000 | None | 107 | 0.117 | 0 | 107 | 0.117 | 0 | 107 | 0.117 | 0 | 107 | 0.117 | 0 | DEER:HVAC_Split-Package_AC | Annual | 1719 | 107 | 0.117 | 0 | 107 | 0.117 | 0 | NE-HVAC-airAC-SpltPkg-240to759kBtuh-10p8eer_MZDEER2017AnyRtL2007CZ10cPVVG | #N/A | NE-HVAC-airAC-SpltPkg-240to759kBtuh-10p8eer_SZDEER2017AnyRtL2007CZ10cDXGF | 97290 |  | #N/A | #N/A | #N/A | 107 | 0.117 | 0 | #N/A | #N/A | #N/A | 107 | 0.117 | 0 | #N/A | #N/A | 327 | 131000
NE-HVAC-airAC-SpltPkg-240to759kBtuh-10p8eer | DEER2017 | D17 v2 |  | Any | RtL | 2007 | CZ11 | cDXGF | Cap-Tons | 353 | 131000 | None | 110 | 0.0953 | 0 | 110 | 0.0953 | 0 | 110 | 0.0953 | 0 | 110 | 0.0953 | 0 | DEER:HVAC_Split-Package_AC | Annual | 1719 | 110 | 0.0953 | 0 | 110 | 0.0953 | 0 | NE-HVAC-airAC-SpltPkg-240to759kBtuh-10p8eer_MZDEER2017AnyRtL2007CZ11cPVVG | #N/A | NE-HVAC-airAC-SpltPkg-240to759kBtuh-10p8eer_SZDEER2017AnyRtL2007CZ11cDXGF | 97291 |  | #N/A | #N/A | #N/A | 110 | 0.0953 | 0 | #N/A | #N/A | #N/A | 110 | 0.0953 | 0 | #N/A | #N/A | 353 | 131000
NE-HVAC-airAC-SpltPkg-240to759kBtuh-10p8eer | DEER2017 | D17 v2 |  | Any | RtL | 2007 | CZ12 | cDXGF | Cap-Tons | 370 | 131000 | None | 79.1 | 0.087 | 0 | 79.1 | 0.087 | 0 | 79.1 | 0.087 | 0 | 79.1 | 0.087 | 0 | DEER:HVAC_Split-Package_AC | Annual | 1719 | 79.1 | 0.087 | 0 | 79.1 | 0.087 | 0 | NE-HVAC-airAC-SpltPkg-240to759kBtuh-10p8eer_MZDEER2017AnyRtL2007CZ12cPVVG | #N/A | NE-HVAC-airAC-SpltPkg-240to759kBtuh-10p8eer_SZDEER2017AnyRtL2007CZ12cDXGF | 97292 |  | #N/A | #N/A | #N/A | 79.1 | 0.087 | 0 | #N/A | #N/A | #N/A | 79.1 | 0.087 | 0 | #N/A | #N/A | 370 | 131000
NE-HVAC-airAC-SpltPkg-240to759kBtuh-10p8eer | DEER2017 | D17 v2 |  | Any | RtL | 2007 | CZ13 | cDXGF | Cap-Tons | 344 | 131000 | None | 121 | 0.101 | 0 | 121 | 0.101 | 0 | 121 | 0.101 | 0 | 121 | 0.101 | 0 | DEER:HVAC_Split-Package_AC | Annual | 1719 | 121 | 0.101 | 0 | 121 | 0.101 | 0 | NE-HVAC-airAC-SpltPkg-240to759kBtuh-10p8eer_MZDEER2017AnyRtL2007CZ13cPVVG | #N/A | NE-HVAC-airAC-SpltPkg-240to759kBtuh-10p8eer_SZDEER2017AnyRtL2007CZ13cDXGF | 97293 |  | #N/A | #N/A | #N/A | 121 | 0.101 | 0 | #N/A | #N/A | #N/A | 121 | 0.101 | 0 | #N/A | #N/A | 344 | 131000
NE-HVAC-airAC-SpltPkg-240to759kBtuh-10p8eer | DEER2017 | D17 v2 |  | Any | RtL | 2007 | CZ14 | cDXGF | Cap-Tons | 392 | 131000 | None | 100 | 0.0916 | 0 | 100 | 0.0916 | 0 | 100 | 0.0916 | 0 | 100 | 0.0916 | 0 | DEER:HVAC_Split-Package_AC | Annual | 1719 | 100 | 0.0916 | 0 | 100 | 0.0916 | 0 | NE-HVAC-airAC-SpltPkg-240to759kBtuh-10p8eer_MZDEER2017AnyRtL2007CZ14cPVVG | #N/A | NE-HVAC-airAC-SpltPkg-240to759kBtuh-10p8eer_SZDEER2017AnyRtL2007CZ14cDXGF | 97294 |  | #N/A | #N/A | #N/A | 100 | 0.0916 | 0 | #N/A | #N/A | #N/A | 100 | 0.0916 | 0 | #N/A | #N/A | 392 | 131000
NE-HVAC-airAC-SpltPkg-240to759kBtuh-10p8eer | DEER2017 | D17 v2 |  | Any | RtL | 2007 | CZ15 | cDXGF | Cap-Tons | 390 | 131000 | None | 209 | 0.113 | 0 | 209 | 0.113 | 0 | 209 | 0.113 | 0 | 209 | 0.113 | 0 | DEER:HVAC_Split-Package_AC | Annual | 1719 | 209 | 0.113 | 0 | 209 | 0.113 | 0 | NE-HVAC-airAC-SpltPkg-240to759kBtuh-10p8eer_MZDEER2017AnyRtL2007CZ15cPVVG | #N/A | NE-HVAC-airAC-SpltPkg-240to759kBtuh-10p8eer_SZDEER2017AnyRtL2007CZ15cDXGF | 97295 |  | #N/A | #N/A | #N/A | 209 | 0.113 | 0 | #N/A | #N/A | #N/A | 209 | 0.113 | 0 | #N/A | #N/A | 390 | 131000
NE-HVAC-airAC-SpltPkg-240to759kBtuh-10p8eer | DEER2017 | D17 v2 |  | Any | RtL | 2007 | CZ16 | cDXGF | Cap-Tons | 227 | 131000 | None | 49.9 | 0.0695 | 0 | 49.9 | 0.0695 | 0 | 49.9 | 0.0695 | 0 | 49.9 | 0.0695 | 0 | DEER:HVAC_Split-Package_AC | Annual | 1719 | 49.9 | 0.0695 | 0 | 49.9 | 0.0695 | 0 | NE-HVAC-airAC-SpltPkg-240to759kBtuh-10p8eer_MZDEER2017AnyRtL2007CZ16cPVVG | #N/A | NE-HVAC-airAC-SpltPkg-240to759kBtuh-10p8eer_SZDEER2017AnyRtL2007CZ16cDXGF | 97296 |  | #N/A | #N/A | #N/A | 49.9 | 0.0695 | 0 | #N/A | #N/A | #N/A | 49.9 | 0.0695 | 0 | #N/A | #N/A | 227 | 131000
NE-HVAC-airAC-SpltPkg-240to759kBtuh-10p8eer | DEER2017 | D17 v2 |  | Any | RtL | 2011 | CZ01 | cDXGF | Cap-Tons | 117 | 131000 | None | 382 | 0.0672 | 60.6 | 39.1 | 0.0495 | 0 | 382 | 0.0672 | 60.6 | 39.1 | 0.0495 | 0 | DEER:HVAC_Split-Package_AC | Annual | 1719 | 382 | 0.0672 | 60.6 | 39.1 | 0.0495 | 0 | NE-HVAC-airAC-SpltPkg-240to759kBtuh-10p8eer_MZDEER2017AnyRtL2011CZ01cPVVG | #N/A | NE-HVAC-airAC-SpltPkg-240to759kBtuh-10p8eer_SZDEER2017AnyRtL2011CZ01cDXGF | 118641 |  | #N/A | #N/A | #N/A | 382 | 0.0672 | 60.6 | #N/A | #N/A | #N/A | 39.1 | 0.0495 | 0 | #N/A | #N/A | 117 | 131000
NE-HVAC-airAC-SpltPkg-240to759kBtuh-10p8eer | DEER2017 | D17 v2 |  | Any | RtL | 2011 | CZ02 | cDXGF | Cap-Tons | 279 | 131000 | None | 559 | 0.205 | -4.3 | 63.8 | 0.101 | 0 | 559 | 0.205 | -4.3 | 63.8 | 0.101 | 0 | DEER:HVAC_Split-Package_AC | Annual | 1719 | 559 | 0.205 | -4.3 | 63.8 | 0.101 | 0 | NE-HVAC-airAC-SpltPkg-240to759kBtuh-10p8eer_MZDEER2017AnyRtL2011CZ02cPVVG | #N/A | NE-HVAC-airAC-SpltPkg-240to759kBtuh-10p8eer_SZDEER2017AnyRtL2011CZ02cDXGF | 118642 |  | #N/A | #N/A | #N/A | 559 | 0.205 | -4.3 | #N/A | #N/A | #N/A | 63.8 | 0.101 | 0 | #N/A | #N/A | 279 | 131000
NE-HVAC-airAC-SpltPkg-240to759kBtuh-10p8eer | DEER2017 | D17 v2 |  | Any | RtL | 2011 | CZ03 | cDXGF | Cap-Tons | 200 | 131000 | None | 469 | 0.194 | -4.56 | 42.9 | 0.0755 | 0 | 469 | 0.194 | -4.56 | 42.9 | 0.0755 | 0 | DEER:HVAC_Split-Package_AC | Annual | 1719 | 469 | 0.194 | -4.56 | 42.9 | 0.0755 | 0 | NE-HVAC-airAC-SpltPkg-240to759kBtuh-10p8eer_MZDEER2017AnyRtL2011CZ03cPVVG | #N/A | NE-HVAC-airAC-SpltPkg-240to759kBtuh-10p8eer_SZDEER2017AnyRtL2011CZ03cDXGF | 118643 |  | #N/A | #N/A | #N/A | 469 | 0.194 | -4.56 | #N/A | #N/A | #N/A | 42.9 | 0.0755 | 0 | #N/A | #N/A | 200 | 131000
NE-HVAC-airAC-SpltPkg-240to759kBtuh-10p8eer | DEER2017 | D17 v2 |  | Any | RtL | 2011 | CZ04 | cDXGF | Cap-Tons | 256 | 131000 | None | 586 | 0.197 | -3.85 | 77.9 | 0.0949 | 0 | 586 | 0.197 | -3.85 | 77.9 | 0.0949 | 0 | DEER:HVAC_Split-Package_AC | Annual | 1719 | 586 | 0.197 | -3.85 | 77.9 | 0.0949 | 0 | NE-HVAC-airAC-SpltPkg-240to759kBtuh-10p8eer_MZDEER2017AnyRtL2011CZ04cPVVG | #N/A | NE-HVAC-airAC-SpltPkg-240to759kBtuh-10p8eer_SZDEER2017AnyRtL2011CZ04cDXGF | 118644 |  | #N/A | #N/A | #N/A | 586 | 0.197 | -3.85 | #N/A | #N/A | #N/A | 77.9 | 0.0949 | 0 | #N/A | #N/A | 256 | 131000
NE-HVAC-airAC-SpltPkg-240to759kBtuh-10p8eer | DEER2017 | D17 v2 |  | Any | RtL | 2011 | CZ05 | cDXGF | Cap-Tons | 160 | 131000 | None | 443 | 0.158 | 9.02 | 65.9 | 0.0618 | 0 | 443 | 0.158 | 9.02 | 65.9 | 0.0618 | 0 | DEER:HVAC_Split-Package_AC | Annual | 1719 | 443 | 0.158 | 9.02 | 65.9 | 0.0618 | 0 | NE-HVAC-airAC-SpltPkg-240to759kBtuh-10p8eer_MZDEER2017AnyRtL2011CZ05cPVVG | #N/A | NE-HVAC-airAC-SpltPkg-240to759kBtuh-10p8eer_SZDEER2017AnyRtL2011CZ05cDXGF | 118645 |  | #N/A | #N/A | #N/A | 443 | 0.158 | 9.02 | #N/A | #N/A | #N/A | 65.9 | 0.0618 | 0 | #N/A | #N/A | 160 | 131000
NE-HVAC-airAC-SpltPkg-240to759kBtuh-10p8eer | DEER2017 | D17 v2 |  | Any | RtL | 2011 | CZ06 | cDXGF | Cap-Tons | 270 | 131000 | None | 524 | 0.187 | -3.25 | 74 | 0.0759 | 0 | 524 | 0.187 | -3.25 | 74 | 0.0759 | 0 | DEER:HVAC_Split-Package_AC | Annual | 1719 | 524 | 0.187 | -3.25 | 74 | 0.0759 | 0 | NE-HVAC-airAC-SpltPkg-240to759kBtuh-10p8eer_MZDEER2017AnyRtL2011CZ06cPVVG | #N/A | NE-HVAC-airAC-SpltPkg-240to759kBtuh-10p8eer_SZDEER2017AnyRtL2011CZ06cDXGF | 118646 |  | #N/A | #N/A | #N/A | 524 | 0.187 | -3.25 | #N/A | #N/A | #N/A | 74 | 0.0759 | 0 | #N/A | #N/A | 270 | 131000
NE-HVAC-airAC-SpltPkg-240to759kBtuh-10p8eer | DEER2017 | D17 v2 |  | Any | RtL | 2011 | CZ07 | cDXGF | Cap-Tons | 219 | 131000 | None | 445 | 0.143 | -2.32 | 85.1 | 0.0823 | 0 | 445 | 0.143 | -2.32 | 85.1 | 0.0823 | 0 | DEER:HVAC_Split-Package_AC | Annual | 1719 | 445 | 0.143 | -2.32 | 85.1 | 0.0823 | 0 | NE-HVAC-airAC-SpltPkg-240to759kBtuh-10p8eer_MZDEER2017AnyRtL2011CZ07cPVVG | #N/A | NE-HVAC-airAC-SpltPkg-240to759kBtuh-10p8eer_SZDEER2017AnyRtL2011CZ07cDXGF | 118647 |  | #N/A | #N/A | #N/A | 445 | 0.143 | -2.32 | #N/A | #N/A | #N/A | 85.1 | 0.0823 | 0 | #N/A | #N/A | 219 | 131000
NE-HVAC-airAC-SpltPkg-240to759kBtuh-10p8eer | DEER2017 | D17 v2 |  | Any | RtL | 2011 | CZ08 | cDXGF | Cap-Tons | 272 | 131000 | None | 576 | 0.173 | -2.77 | 101 | 0.0921 | 0 | 576 | 0.173 | -2.77 | 101 | 0.0921 | 0 | DEER:HVAC_Split-Package_AC | Annual | 1719 | 576 | 0.173 | -2.77 | 101 | 0.0921 | 0 | NE-HVAC-airAC-SpltPkg-240to759kBtuh-10p8eer_MZDEER2017AnyRtL2011CZ08cPVVG | #N/A | NE-HVAC-airAC-SpltPkg-240to759kBtuh-10p8eer_SZDEER2017AnyRtL2011CZ08cDXGF | 118648 |  | #N/A | #N/A | #N/A | 576 | 0.173 | -2.77 | #N/A | #N/A | #N/A | 101 | 0.0921 | 0 | #N/A | #N/A | 272 | 131000
NE-HVAC-airAC-SpltPkg-240to759kBtuh-10p8eer | DEER2017 | D17 v2 |  | Any | RtL | 2011 | CZ09 | cDXGF | Cap-Tons | 358 | 131000 | None | 616 | 0.215 | -2.46 | 86.4 | 0.103 | 0 | 616 | 0.215 | -2.46 | 86.4 | 0.103 | 0 | DEER:HVAC_Split-Package_AC | Annual | 1719 | 616 | 0.215 | -2.46 | 86.4 | 0.103 | 0 | NE-HVAC-airAC-SpltPkg-240to759kBtuh-10p8eer_MZDEER2017AnyRtL2011CZ09cPVVG | #N/A | NE-HVAC-airAC-SpltPkg-240to759kBtuh-10p8eer_SZDEER2017AnyRtL2011CZ09cDXGF | 118649 |  | #N/A | #N/A | #N/A | 616 | 0.215 | -2.46 | #N/A | #N/A | #N/A | 86.4 | 0.103 | 0 | #N/A | #N/A | 358 | 131000
NE-HVAC-airAC-SpltPkg-240to759kBtuh-10p8eer | DEER2017 | D17 v2 |  | Any | RtL | 2011 | CZ10 | cDXGF | Cap-Tons | 320 | 131000 | None | 652 | 0.206 | -2.72 | 108 | 0.116 | 0 | 652 | 0.206 | -2.72 | 108 | 0.116 | 0 | DEER:HVAC_Split-Package_AC | Annual | 1719 | 652 | 0.206 | -2.72 | 108 | 0.116 | 0 | NE-HVAC-airAC-SpltPkg-240to759kBtuh-10p8eer_MZDEER2017AnyRtL2011CZ10cPVVG | #N/A | NE-HVAC-airAC-SpltPkg-240to759kBtuh-10p8eer_SZDEER2017AnyRtL2011CZ10cDXGF | 118650 |  | #N/A | #N/A | #N/A | 652 | 0.206 | -2.72 | #N/A | #N/A | #N/A | 108 | 0.116 | 0 | #N/A | #N/A | 320 | 131000
NE-HVAC-airAC-SpltPkg-240to759kBtuh-10p8eer | DEER2017 | D17 v2 |  | Any | RtL | 2011 | CZ11 | cDXGF | Cap-Tons | 334 | 131000 | None | 671 | 0.221 | -3.48 | 112 | 0.0958 | 0 | 671 | 0.221 | -3.48 | 112 | 0.0958 | 0 | DEER:HVAC_Split-Package_AC | Annual | 1719 | 671 | 0.221 | -3.48 | 112 | 0.0958 | 0 | NE-HVAC-airAC-SpltPkg-240to759kBtuh-10p8eer_MZDEER2017AnyRtL2011CZ11cPVVG | #N/A | NE-HVAC-airAC-SpltPkg-240to759kBtuh-10p8eer_SZDEER2017AnyRtL2011CZ11cDXGF | 118651 |  | #N/A | #N/A | #N/A | 671 | 0.221 | -3.48 | #N/A | #N/A | #N/A | 112 | 0.0958 | 0 | #N/A | #N/A | 334 | 131000
NE-HVAC-airAC-SpltPkg-240to759kBtuh-10p8eer | DEER2017 | D17 v2 |  | Any | RtL | 2011 | CZ12 | cDXGF | Cap-Tons | 358 | 131000 | None | 640 | 0.207 | -4.08 | 80.3 | 0.0873 | 0 | 640 | 0.207 | -4.08 | 80.3 | 0.0873 | 0 | DEER:HVAC_Split-Package_AC | Annual | 1719 | 640 | 0.207 | -4.08 | 80.3 | 0.0873 | 0 | NE-HVAC-airAC-SpltPkg-240to759kBtuh-10p8eer_MZDEER2017AnyRtL2011CZ12cPVVG | #N/A | NE-HVAC-airAC-SpltPkg-240to759kBtuh-10p8eer_SZDEER2017AnyRtL2011CZ12cDXGF | 118652 |  | #N/A | #N/A | #N/A | 640 | 0.207 | -4.08 | #N/A | #N/A | #N/A | 80.3 | 0.0873 | 0 | #N/A | #N/A | 358 | 131000
NE-HVAC-airAC-SpltPkg-240to759kBtuh-10p8eer | DEER2017 | D17 v2 |  | Any | RtL | 2011 | CZ13 | cDXGF | Cap-Tons | 329 | 131000 | None | 678 | 0.211 | -3.23 | 123 | 0.101 | 0 | 678 | 0.211 | -3.23 | 123 | 0.101 | 0 | DEER:HVAC_Split-Package_AC | Annual | 1719 | 678 | 0.211 | -3.23 | 123 | 0.101 | 0 | NE-HVAC-airAC-SpltPkg-240to759kBtuh-10p8eer_MZDEER2017AnyRtL2011CZ13cPVVG | #N/A | NE-HVAC-airAC-SpltPkg-240to759kBtuh-10p8eer_SZDEER2017AnyRtL2011CZ13cDXGF | 118653 |  | #N/A | #N/A | #N/A | 678 | 0.211 | -3.23 | #N/A | #N/A | #N/A | 123 | 0.101 | 0 | #N/A | #N/A | 329 | 131000
NE-HVAC-airAC-SpltPkg-240to759kBtuh-10p8eer | DEER2017 | D17 v2 |  | Any | RtL | 2011 | CZ14 | cDXGF | Cap-Tons | 375 | 131000 | None | 662 | 0.208 | -3.71 | 102 | 0.0911 | 0 | 662 | 0.208 | -3.71 | 102 | 0.0911 | 0 | DEER:HVAC_Split-Package_AC | Annual | 1719 | 662 | 0.208 | -3.71 | 102 | 0.0911 | 0 | NE-HVAC-airAC-SpltPkg-240to759kBtuh-10p8eer_MZDEER2017AnyRtL2011CZ14cPVVG | #N/A | NE-HVAC-airAC-SpltPkg-240to759kBtuh-10p8eer_SZDEER2017AnyRtL2011CZ14cDXGF | 118654 |  | #N/A | #N/A | #N/A | 662 | 0.208 | -3.71 | #N/A | #N/A | #N/A | 102 | 0.0911 | 0 | #N/A | #N/A | 375 | 131000
NE-HVAC-airAC-SpltPkg-240to759kBtuh-10p8eer | DEER2017 | D17 v2 |  | Any | RtL | 2011 | CZ15 | cDXGF | Cap-Tons | 371 | 131000 | None | 768 | 0.232 | -1.03 | 211 | 0.112 | 0 | 768 | 0.232 | -1.03 | 211 | 0.112 | 0 | DEER:HVAC_Split-Package_AC | Annual | 1719 | 768 | 0.232 | -1.03 | 211 | 0.112 | 0 | NE-HVAC-airAC-SpltPkg-240to759kBtuh-10p8eer_MZDEER2017AnyRtL2011CZ15cPVVG | #N/A | NE-HVAC-airAC-SpltPkg-240to759kBtuh-10p8eer_SZDEER2017AnyRtL2011CZ15cDXGF | 118655 |  | #N/A | #N/A | #N/A | 768 | 0.232 | -1.03 | #N/A | #N/A | #N/A | 211 | 0.112 | 0 | #N/A | #N/A | 371 | 131000
NE-HVAC-airAC-SpltPkg-240to759kBtuh-10p8eer | DEER2017 | D17 v2 |  | Any | RtL | 2011 | CZ16 | cDXGF | Cap-Tons | 212 | 131000 | None | 518 | 0.176 | -7.52 | 53.1 | 0.0702 | 0 | 518 | 0.176 | -7.52 | 53.1 | 0.0702 | 0 | DEER:HVAC_Split-Package_AC | Annual | 1719 | 518 | 0.176 | -7.52 | 53.1 | 0.0702 | 0 | NE-HVAC-airAC-SpltPkg-240to759kBtuh-10p8eer_MZDEER2017AnyRtL2011CZ16cPVVG | #N/A | NE-HVAC-airAC-SpltPkg-240to759kBtuh-10p8eer_SZDEER2017AnyRtL2011CZ16cDXGF | 118656 |  | #N/A | #N/A | #N/A | 518 | 0.176 | -7.52 | #N/A | #N/A | #N/A | 53.1 | 0.0702 | 0 | #N/A | #N/A | 212 | 131000
NE-HVAC-airAC-SpltPkg-240to759kBtuh-10p8eer | DEER2017 | D17 v2 |  | Any | RtL | 2014 | CZ01 | cDXGF | Cap-Tons | 108 | 131000 | None | 34.1 | 0.0469 | 0 | 34.1 | 0.0469 | 0 | 34.1 | 0.0469 | 0 | 34.1 | 0.0469 | 0 | DEER:HVAC_Split-Package_AC | Annual | 1719 | 34.1 | 0.0469 | 0 | 34.1 | 0.0469 | 0 | NE-HVAC-airAC-SpltPkg-240to759kBtuh-10p8eer_MZDEER2017AnyRtL2014CZ01cPVVG | #N/A | NE-HVAC-airAC-SpltPkg-240to759kBtuh-10p8eer_SZDEER2017AnyRtL2014CZ01cDXGF | 140001 |  | #N/A | #N/A | #N/A | 34.1 | 0.0469 | 0 | #N/A | #N/A | #N/A | 34.1 | 0.0469 | 0 | #N/A | #N/A | 108 | 131000
NE-HVAC-airAC-SpltPkg-240to759kBtuh-10p8eer | DEER2017 | D17 v2 |  | Any | RtL | 2014 | CZ02 | cDXGF | Cap-Tons | 268 | 131000 | None | 60.4 | 0.0999 | 0 | 60.4 | 0.0999 | 0 | 60.4 | 0.0999 | 0 | 60.4 | 0.0999 | 0 | DEER:HVAC_Split-Package_AC | Annual | 1719 | 60.4 | 0.0999 | 0 | 60.4 | 0.0999 | 0 | NE-HVAC-airAC-SpltPkg-240to759kBtuh-10p8eer_MZDEER2017AnyRtL2014CZ02cPVVG | #N/A | NE-HVAC-airAC-SpltPkg-240to759kBtuh-10p8eer_SZDEER2017AnyRtL2014CZ02cDXGF | 140002 |  | #N/A | #N/A | #N/A | 60.4 | 0.0999 | 0 | #N/A | #N/A | #N/A | 60.4 | 0.0999 | 0 | #N/A | #N/A | 268 | 131000
NE-HVAC-airAC-SpltPkg-240to759kBtuh-10p8eer | DEER2017 | D17 v2 |  | Any | RtL | 2014 | CZ03 | cDXGF | Cap-Tons | 189 | 131000 | None | 39.8 | 0.0728 | 0 | 39.8 | 0.0728 | 0 | 39.8 | 0.0728 | 0 | 39.8 | 0.0728 | 0 | DEER:HVAC_Split-Package_AC | Annual | 1719 | 39.8 | 0.0728 | 0 | 39.8 | 0.0728 | 0 | NE-HVAC-airAC-SpltPkg-240to759kBtuh-10p8eer_MZDEER2017AnyRtL2014CZ03cPVVG | #N/A | NE-HVAC-airAC-SpltPkg-240to759kBtuh-10p8eer_SZDEER2017AnyRtL2014CZ03cDXGF | 140003 |  | #N/A | #N/A | #N/A | 39.8 | 0.0728 | 0 | #N/A | #N/A | #N/A | 39.8 | 0.0728 | 0 | #N/A | #N/A | 189 | 131000
NE-HVAC-airAC-SpltPkg-240to759kBtuh-10p8eer | DEER2017 | D17 v2 |  | Any | RtL | 2014 | CZ04 | cDXGF | Cap-Tons | 244 | 131000 | None | 72.8 | 0.0935 | 0 | 72.8 | 0.0935 | 0 | 72.8 | 0.0935 | 0 | 72.8 | 0.0935 | 0 | DEER:HVAC_Split-Package_AC | Annual | 1719 | 72.8 | 0.0935 | 0 | 72.8 | 0.0935 | 0 | NE-HVAC-airAC-SpltPkg-240to759kBtuh-10p8eer_MZDEER2017AnyRtL2014CZ04cPVVG | #N/A | NE-HVAC-airAC-SpltPkg-240to759kBtuh-10p8eer_SZDEER2017AnyRtL2014CZ04cDXGF | 140004 |  | #N/A | #N/A | #N/A | 72.8 | 0.0935 | 0 | #N/A | #N/A | #N/A | 72.8 | 0.0935 | 0 | #N/A | #N/A | 244 | 131000
NE-HVAC-airAC-SpltPkg-240to759kBtuh-10p8eer | DEER2017 | D17 v2 |  | Any | RtL | 2014 | CZ05 | cDXGF | Cap-Tons | 150 | 131000 | None | 59.7 | 0.0581 | 0 | 59.7 | 0.0581 | 0 | 59.7 | 0.0581 | 0 | 59.7 | 0.0581 | 0 | DEER:HVAC_Split-Package_AC | Annual | 1719 | 59.7 | 0.0581 | 0 | 59.7 | 0.0581 | 0 | NE-HVAC-airAC-SpltPkg-240to759kBtuh-10p8eer_MZDEER2017AnyRtL2014CZ05cPVVG | #N/A | NE-HVAC-airAC-SpltPkg-240to759kBtuh-10p8eer_SZDEER2017AnyRtL2014CZ05cDXGF | 140005 |  | #N/A | #N/A | #N/A | 59.7 | 0.0581 | 0 | #N/A | #N/A | #N/A | 59.7 | 0.0581 | 0 | #N/A | #N/A | 150 | 131000
NE-HVAC-airAC-SpltPkg-240to759kBtuh-10p8eer | DEER2017 | D17 v2 |  | Any | RtL | 2014 | CZ06 | cDXGF | Cap-Tons | 260 | 131000 | None | 68.1 | 0.0741 | 0 | 68.1 | 0.0741 | 0 | 68.1 | 0.0741 | 0 | 68.1 | 0.0741 | 0 | DEER:HVAC_Split-Package_AC | Annual | 1719 | 68.1 | 0.0741 | 0 | 68.1 | 0.0741 | 0 | NE-HVAC-airAC-SpltPkg-240to759kBtuh-10p8eer_MZDEER2017AnyRtL2014CZ06cPVVG | #N/A | NE-HVAC-airAC-SpltPkg-240to759kBtuh-10p8eer_SZDEER2017AnyRtL2014CZ06cDXGF | 140006 |  | #N/A | #N/A | #N/A | 68.1 | 0.0741 | 0 | #N/A | #N/A | #N/A | 68.1 | 0.0741 | 0 | #N/A | #N/A | 260 | 131000
NE-HVAC-airAC-SpltPkg-240to759kBtuh-10p8eer | DEER2017 | D17 v2 |  | Any | RtL | 2014 | CZ07 | cDXGF | Cap-Tons | 208 | 131000 | None | 77.4 | 0.0806 | 0 | 77.4 | 0.0806 | 0 | 77.4 | 0.0806 | 0 | 77.4 | 0.0806 | 0 | DEER:HVAC_Split-Package_AC | Annual | 1719 | 77.4 | 0.0806 | 0 | 77.4 | 0.0806 | 0 | NE-HVAC-airAC-SpltPkg-240to759kBtuh-10p8eer_MZDEER2017AnyRtL2014CZ07cPVVG | #N/A | NE-HVAC-airAC-SpltPkg-240to759kBtuh-10p8eer_SZDEER2017AnyRtL2014CZ07cDXGF | 140007 |  | #N/A | #N/A | #N/A | 77.4 | 0.0806 | 0 | #N/A | #N/A | #N/A | 77.4 | 0.0806 | 0 | #N/A | #N/A | 208 | 131000
NE-HVAC-airAC-SpltPkg-240to759kBtuh-10p8eer | DEER2017 | D17 v2 |  | Any | RtL | 2014 | CZ08 | cDXGF | Cap-Tons | 262 | 131000 | None | 95.1 | 0.0907 | 0 | 95.1 | 0.0907 | 0 | 95.1 | 0.0907 | 0 | 95.1 | 0.0907 | 0 | DEER:HVAC_Split-Package_AC | Annual | 1719 | 95.1 | 0.0907 | 0 | 95.1 | 0.0907 | 0 | NE-HVAC-airAC-SpltPkg-240to759kBtuh-10p8eer_MZDEER2017AnyRtL2014CZ08cPVVG | #N/A | NE-HVAC-airAC-SpltPkg-240to759kBtuh-10p8eer_SZDEER2017AnyRtL2014CZ08cDXGF | 140008 |  | #N/A | #N/A | #N/A | 95.1 | 0.0907 | 0 | #N/A | #N/A | #N/A | 95.1 | 0.0907 | 0 | #N/A | #N/A | 262 | 131000
NE-HVAC-airAC-SpltPkg-240to759kBtuh-10p8eer | DEER2017 | D17 v2 |  | Any | RtL | 2014 | CZ09 | cDXGF | Cap-Tons | 344 | 131000 | None | 82.7 | 0.101 | 0 | 82.7 | 0.101 | 0 | 82.7 | 0.101 | 0 | 82.7 | 0.101 | 0 | DEER:HVAC_Split-Package_AC | Annual | 1719 | 82.7 | 0.101 | 0 | 82.7 | 0.101 | 0 | NE-HVAC-airAC-SpltPkg-240to759kBtuh-10p8eer_MZDEER2017AnyRtL2014CZ09cPVVG | #N/A | NE-HVAC-airAC-SpltPkg-240to759kBtuh-10p8eer_SZDEER2017AnyRtL2014CZ09cDXGF | 140009 |  | #N/A | #N/A | #N/A | 82.7 | 0.101 | 0 | #N/A | #N/A | #N/A | 82.7 | 0.101 | 0 | #N/A | #N/A | 344 | 131000
NE-HVAC-airAC-SpltPkg-240to759kBtuh-10p8eer | DEER2017 | D17 v2 |  | Any | RtL | 2014 | CZ10 | cDXGF | Cap-Tons | 309 | 131000 | None | 103 | 0.116 | 0 | 103 | 0.116 | 0 | 103 | 0.116 | 0 | 103 | 0.116 | 0 | DEER:HVAC_Split-Package_AC | Annual | 1719 | 103 | 0.116 | 0 | 103 | 0.116 | 0 | NE-HVAC-airAC-SpltPkg-240to759kBtuh-10p8eer_MZDEER2017AnyRtL2014CZ10cPVVG | #N/A | NE-HVAC-airAC-SpltPkg-240to759kBtuh-10p8eer_SZDEER2017AnyRtL2014CZ10cDXGF | 140010 |  | #N/A | #N/A | #N/A | 103 | 0.116 | 0 | #N/A | #N/A | #N/A | 103 | 0.116 | 0 | #N/A | #N/A | 309 | 131000
NE-HVAC-airAC-SpltPkg-240to759kBtuh-10p8eer | DEER2017 | D17 v2 |  | Any | RtL | 2014 | CZ11 | cDXGF | Cap-Tons | 322 | 131000 | None | 109 | 0.0952 | 0 | 109 | 0.0952 | 0 | 109 | 0.0952 | 0 | 109 | 0.0952 | 0 | DEER:HVAC_Split-Package_AC | Annual | 1719 | 109 | 0.0952 | 0 | 109 | 0.0952 | 0 | NE-HVAC-airAC-SpltPkg-240to759kBtuh-10p8eer_MZDEER2017AnyRtL2014CZ11cPVVG | #N/A | NE-HVAC-airAC-SpltPkg-240to759kBtuh-10p8eer_SZDEER2017AnyRtL2014CZ11cDXGF | 140011 |  | #N/A | #N/A | #N/A | 109 | 0.0952 | 0 | #N/A | #N/A | #N/A | 109 | 0.0952 | 0 | #N/A | #N/A | 322 | 131000
NE-HVAC-airAC-SpltPkg-240to759kBtuh-10p8eer | DEER2017 | D17 v2 |  | Any | RtL | 2014 | CZ12 | cDXGF | Cap-Tons | 345 | 131000 | None | 76.8 | 0.0866 | 0 | 76.8 | 0.0866 | 0 | 76.8 | 0.0866 | 0 | 76.8 | 0.0866 | 0 | DEER:HVAC_Split-Package_AC | Annual | 1719 | 76.8 | 0.0866 | 0 | 76.8 | 0.0866 | 0 | NE-HVAC-airAC-SpltPkg-240to759kBtuh-10p8eer_MZDEER2017AnyRtL2014CZ12cPVVG | #N/A | NE-HVAC-airAC-SpltPkg-240to759kBtuh-10p8eer_SZDEER2017AnyRtL2014CZ12cDXGF | 140012 |  | #N/A | #N/A | #N/A | 76.8 | 0.0866 | 0 | #N/A | #N/A | #N/A | 76.8 | 0.0866 | 0 | #N/A | #N/A | 345 | 131000
NE-HVAC-airAC-SpltPkg-240to759kBtuh-10p8eer | DEER2017 | D17 v2 |  | Any | RtL | 2014 | CZ13 | cDXGF | Cap-Tons | 317 | 131000 | None | 120 | 0.1 | 0 | 120 | 0.1 | 0 | 120 | 0.1 | 0 | 120 | 0.1 | 0 | DEER:HVAC_Split-Package_AC | Annual | 1719 | 120 | 0.1 | 0 | 120 | 0.1 | 0 | NE-HVAC-airAC-SpltPkg-240to759kBtuh-10p8eer_MZDEER2017AnyRtL2014CZ13cPVVG | #N/A | NE-HVAC-airAC-SpltPkg-240to759kBtuh-10p8eer_SZDEER2017AnyRtL2014CZ13cDXGF | 140013 |  | #N/A | #N/A | #N/A | 120 | 0.1 | 0 | #N/A | #N/A | #N/A | 120 | 0.1 | 0 | #N/A | #N/A | 317 | 131000
NE-HVAC-airAC-SpltPkg-240to759kBtuh-10p8eer | DEER2017 | D17 v2 |  | Any | RtL | 2014 | CZ14 | cDXGF | Cap-Tons | 362 | 131000 | None | 99 | 0.0897 | 0 | 99 | 0.0897 | 0 | 99 | 0.0897 | 0 | 99 | 0.0897 | 0 | DEER:HVAC_Split-Package_AC | Annual | 1719 | 99 | 0.0897 | 0 | 99 | 0.0897 | 0 | NE-HVAC-airAC-SpltPkg-240to759kBtuh-10p8eer_MZDEER2017AnyRtL2014CZ14cPVVG | #N/A | NE-HVAC-airAC-SpltPkg-240to759kBtuh-10p8eer_SZDEER2017AnyRtL2014CZ14cDXGF | 140014 |  | #N/A | #N/A | #N/A | 99 | 0.0897 | 0 | #N/A | #N/A | #N/A | 99 | 0.0897 | 0 | #N/A | #N/A | 362 | 131000
NE-HVAC-airAC-SpltPkg-240to759kBtuh-10p8eer | DEER2017 | D17 v2 |  | Any | RtL | 2014 | CZ15 | cDXGF | Cap-Tons | 358 | 131000 | None | 208 | 0.112 | 0 | 208 | 0.112 | 0 | 208 | 0.112 | 0 | 208 | 0.112 | 0 | DEER:HVAC_Split-Package_AC | Annual | 1719 | 208 | 0.112 | 0 | 208 | 0.112 | 0 | NE-HVAC-airAC-SpltPkg-240to759kBtuh-10p8eer_MZDEER2017AnyRtL2014CZ15cPVVG | #N/A | NE-HVAC-airAC-SpltPkg-240to759kBtuh-10p8eer_SZDEER2017AnyRtL2014CZ15cDXGF | 140015 |  | #N/A | #N/A | #N/A | 208 | 0.112 | 0 | #N/A | #N/A | #N/A | 208 | 0.112 | 0 | #N/A | #N/A | 358 | 131000
NE-HVAC-airAC-SpltPkg-240to759kBtuh-10p8eer | DEER2017 | D17 v2 |  | Any | RtL | 2014 | CZ16 | cDXGF | Cap-Tons | 202 | 131000 | None | 49.7 | 0.0685 | 0 | 49.7 | 0.0685 | 0 | 49.7 | 0.0685 | 0 | 49.7 | 0.0685 | 0 | DEER:HVAC_Split-Package_AC | Annual | 1719 | 49.7 | 0.0685 | 0 | 49.7 | 0.0685 | 0 | NE-HVAC-airAC-SpltPkg-240to759kBtuh-10p8eer_MZDEER2017AnyRtL2014CZ16cPVVG | #N/A | NE-HVAC-airAC-SpltPkg-240to759kBtuh-10p8eer_SZDEER2017AnyRtL2014CZ16cDXGF | 140016 |  | #N/A | #N/A | #N/A | 49.7 | 0.0685 | 0 | #N/A | #N/A | #N/A | 49.7 | 0.0685 | 0 | #N/A | #N/A | 202 | 131000
NE-HVAC-airAC-SpltPkg-240to759kBtuh-10p8eer | DEER2017 | D17 v2 |  | Any | RtL | New | CZ01 | cDXGF | Cap-Tons | 108 | 131000 | None | 34.1 | 0.0469 | 0 | 34.1 | 0.0469 | 0 | 34.1 | 0.0469 | 0 | 34.1 | 0.0469 | 0 | DEER:HVAC_Split-Package_AC | Annual | 1719 | 34.1 | 0.0469 | 0 | 34.1 | 0.0469 | 0 | NE-HVAC-airAC-SpltPkg-240to759kBtuh-10p8eer_MZDEER2017AnyRtLNewCZ01cPVVG | #N/A | NE-HVAC-airAC-SpltPkg-240to759kBtuh-10p8eer_SZDEER2017AnyRtLNewCZ01cDXGF | 164353 |  | #N/A | #N/A | #N/A | 34.1 | 0.0469 | 0 | #N/A | #N/A | #N/A | 34.1 | 0.0469 | 0 | #N/A | #N/A | 108 | 131000
NE-HVAC-airAC-SpltPkg-240to759kBtuh-10p8eer | DEER2017 | D17 v2 |  | Any | RtL | New | CZ02 | cDXGF | Cap-Tons | 268 | 131000 | None | 60.4 | 0.0999 | 0 | 60.4 | 0.0999 | 0 | 60.4 | 0.0999 | 0 | 60.4 | 0.0999 | 0 | DEER:HVAC_Split-Package_AC | Annual | 1719 | 60.4 | 0.0999 | 0 | 60.4 | 0.0999 | 0 | NE-HVAC-airAC-SpltPkg-240to759kBtuh-10p8eer_MZDEER2017AnyRtLNewCZ02cPVVG | #N/A | NE-HVAC-airAC-SpltPkg-240to759kBtuh-10p8eer_SZDEER2017AnyRtLNewCZ02cDXGF | 164354 |  | #N/A | #N/A | #N/A | 60.4 | 0.0999 | 0 | #N/A | #N/A | #N/A | 60.4 | 0.0999 | 0 | #N/A | #N/A | 268 | 131000
NE-HVAC-airAC-SpltPkg-240to759kBtuh-10p8eer | DEER2017 | D17 v2 |  | Any | RtL | New | CZ03 | cDXGF | Cap-Tons | 189 | 131000 | None | 39.8 | 0.0728 | 0 | 39.8 | 0.0728 | 0 | 39.8 | 0.0728 | 0 | 39.8 | 0.0728 | 0 | DEER:HVAC_Split-Package_AC | Annual | 1719 | 39.8 | 0.0728 | 0 | 39.8 | 0.0728 | 0 | NE-HVAC-airAC-SpltPkg-240to759kBtuh-10p8eer_MZDEER2017AnyRtLNewCZ03cPVVG | #N/A | NE-HVAC-airAC-SpltPkg-240to759kBtuh-10p8eer_SZDEER2017AnyRtLNewCZ03cDXGF | 164355 |  | #N/A | #N/A | #N/A | 39.8 | 0.0728 | 0 | #N/A | #N/A | #N/A | 39.8 | 0.0728 | 0 | #N/A | #N/A | 189 | 131000
NE-HVAC-airAC-SpltPkg-240to759kBtuh-10p8eer | DEER2017 | D17 v2 |  | Any | RtL | New | CZ04 | cDXGF | Cap-Tons | 244 | 131000 | None | 72.8 | 0.0935 | 0 | 72.8 | 0.0935 | 0 | 72.8 | 0.0935 | 0 | 72.8 | 0.0935 | 0 | DEER:HVAC_Split-Package_AC | Annual | 1719 | 72.8 | 0.0935 | 0 | 72.8 | 0.0935 | 0 | NE-HVAC-airAC-SpltPkg-240to759kBtuh-10p8eer_MZDEER2017AnyRtLNewCZ04cPVVG | #N/A | NE-HVAC-airAC-SpltPkg-240to759kBtuh-10p8eer_SZDEER2017AnyRtLNewCZ04cDXGF | 164356 |  | #N/A | #N/A | #N/A | 72.8 | 0.0935 | 0 | #N/A | #N/A | #N/A | 72.8 | 0.0935 | 0 | #N/A | #N/A | 244 | 131000
NE-HVAC-airAC-SpltPkg-240to759kBtuh-10p8eer | DEER2017 | D17 v2 |  | Any | RtL | New | CZ05 | cDXGF | Cap-Tons | 150 | 131000 | None | 59.7 | 0.0581 | 0 | 59.7 | 0.0581 | 0 | 59.7 | 0.0581 | 0 | 59.7 | 0.0581 | 0 | DEER:HVAC_Split-Package_AC | Annual | 1719 | 59.7 | 0.0581 | 0 | 59.7 | 0.0581 | 0 | NE-HVAC-airAC-SpltPkg-240to759kBtuh-10p8eer_MZDEER2017AnyRtLNewCZ05cPVVG | #N/A | NE-HVAC-airAC-SpltPkg-240to759kBtuh-10p8eer_SZDEER2017AnyRtLNewCZ05cDXGF | 164357 |  | #N/A | #N/A | #N/A | 59.7 | 0.0581 | 0 | #N/A | #N/A | #N/A | 59.7 | 0.0581 | 0 | #N/A | #N/A | 150 | 131000
NE-HVAC-airAC-SpltPkg-240to759kBtuh-10p8eer | DEER2017 | D17 v2 |  | Any | RtL | New | CZ06 | cDXGF | Cap-Tons | 260 | 131000 | None | 68.1 | 0.0741 | 0 | 68.1 | 0.0741 | 0 | 68.1 | 0.0741 | 0 | 68.1 | 0.0741 | 0 | DEER:HVAC_Split-Package_AC | Annual | 1719 | 68.1 | 0.0741 | 0 | 68.1 | 0.0741 | 0 | NE-HVAC-airAC-SpltPkg-240to759kBtuh-10p8eer_MZDEER2017AnyRtLNewCZ06cPVVG | #N/A | NE-HVAC-airAC-SpltPkg-240to759kBtuh-10p8eer_SZDEER2017AnyRtLNewCZ06cDXGF | 164358 |  | #N/A | #N/A | #N/A | 68.1 | 0.0741 | 0 | #N/A | #N/A | #N/A | 68.1 | 0.0741 | 0 | #N/A | #N/A | 260 | 131000
NE-HVAC-airAC-SpltPkg-240to759kBtuh-10p8eer | DEER2017 | D17 v2 |  | Any | RtL | New | CZ07 | cDXGF | Cap-Tons | 208 | 131000 | None | 77.4 | 0.0806 | 0 | 77.4 | 0.0806 | 0 | 77.4 | 0.0806 | 0 | 77.4 | 0.0806 | 0 | DEER:HVAC_Split-Package_AC | Annual | 1719 | 77.4 | 0.0806 | 0 | 77.4 | 0.0806 | 0 | NE-HVAC-airAC-SpltPkg-240to759kBtuh-10p8eer_MZDEER2017AnyRtLNewCZ07cPVVG | #N/A | NE-HVAC-airAC-SpltPkg-240to759kBtuh-10p8eer_SZDEER2017AnyRtLNewCZ07cDXGF | 164359 |  | #N/A | #N/A | #N/A | 77.4 | 0.0806 | 0 | #N/A | #N/A | #N/A | 77.4 | 0.0806 | 0 | #N/A | #N/A | 208 | 131000
NE-HVAC-airAC-SpltPkg-240to759kBtuh-10p8eer | DEER2017 | D17 v2 |  | Any | RtL | New | CZ08 | cDXGF | Cap-Tons | 262 | 131000 | None | 95.1 | 0.0907 | 0 | 95.1 | 0.0907 | 0 | 95.1 | 0.0907 | 0 | 95.1 | 0.0907 | 0 | DEER:HVAC_Split-Package_AC | Annual | 1719 | 95.1 | 0.0907 | 0 | 95.1 | 0.0907 | 0 | NE-HVAC-airAC-SpltPkg-240to759kBtuh-10p8eer_MZDEER2017AnyRtLNewCZ08cPVVG | #N/A | NE-HVAC-airAC-SpltPkg-240to759kBtuh-10p8eer_SZDEER2017AnyRtLNewCZ08cDXGF | 164360 |  | #N/A | #N/A | #N/A | 95.1 | 0.0907 | 0 | #N/A | #N/A | #N/A | 95.1 | 0.0907 | 0 | #N/A | #N/A | 262 | 131000
NE-HVAC-airAC-SpltPkg-240to759kBtuh-10p8eer | DEER2017 | D17 v2 |  | Any | RtL | New | CZ09 | cDXGF | Cap-Tons | 344 | 131000 | None | 82.7 | 0.101 | 0 | 82.7 | 0.101 | 0 | 82.7 | 0.101 | 0 | 82.7 | 0.101 | 0 | DEER:HVAC_Split-Package_AC | Annual | 1719 | 82.7 | 0.101 | 0 | 82.7 | 0.101 | 0 | NE-HVAC-airAC-SpltPkg-240to759kBtuh-10p8eer_MZDEER2017AnyRtLNewCZ09cPVVG | #N/A | NE-HVAC-airAC-SpltPkg-240to759kBtuh-10p8eer_SZDEER2017AnyRtLNewCZ09cDXGF | 164361 |  | #N/A | #N/A | #N/A | 82.7 | 0.101 | 0 | #N/A | #N/A | #N/A | 82.7 | 0.101 | 0 | #N/A | #N/A | 344 | 131000
NE-HVAC-airAC-SpltPkg-240to759kBtuh-10p8eer | DEER2017 | D17 v2 |  | Any | RtL | New | CZ10 | cDXGF | Cap-Tons | 309 | 131000 | None | 103 | 0.116 | 0 | 103 | 0.116 | 0 | 103 | 0.116 | 0 | 103 | 0.116 | 0 | DEER:HVAC_Split-Package_AC | Annual | 1719 | 103 | 0.116 | 0 | 103 | 0.116 | 0 | NE-HVAC-airAC-SpltPkg-240to759kBtuh-10p8eer_MZDEER2017AnyRtLNewCZ10cPVVG | #N/A | NE-HVAC-airAC-SpltPkg-240to759kBtuh-10p8eer_SZDEER2017AnyRtLNewCZ10cDXGF | 164362 |  | #N/A | #N/A | #N/A | 103 | 0.116 | 0 | #N/A | #N/A | #N/A | 103 | 0.116 | 0 | #N/A | #N/A | 309 | 131000
NE-HVAC-airAC-SpltPkg-240to759kBtuh-10p8eer | DEER2017 | D17 v2 |  | Any | RtL | New | CZ11 | cDXGF | Cap-Tons | 322 | 131000 | None | 109 | 0.0952 | 0 | 109 | 0.0952 | 0 | 109 | 0.0952 | 0 | 109 | 0.0952 | 0 | DEER:HVAC_Split-Package_AC | Annual | 1719 | 109 | 0.0952 | 0 | 109 | 0.0952 | 0 | NE-HVAC-airAC-SpltPkg-240to759kBtuh-10p8eer_MZDEER2017AnyRtLNewCZ11cPVVG | #N/A | NE-HVAC-airAC-SpltPkg-240to759kBtuh-10p8eer_SZDEER2017AnyRtLNewCZ11cDXGF | 164363 |  | #N/A | #N/A | #N/A | 109 | 0.0952 | 0 | #N/A | #N/A | #N/A | 109 | 0.0952 | 0 | #N/A | #N/A | 322 | 131000
NE-HVAC-airAC-SpltPkg-240to759kBtuh-10p8eer | DEER2017 | D17 v2 |  | Any | RtL | New | CZ12 | cDXGF | Cap-Tons | 345 | 131000 | None | 76.8 | 0.0866 | 0 | 76.8 | 0.0866 | 0 | 76.8 | 0.0866 | 0 | 76.8 | 0.0866 | 0 | DEER:HVAC_Split-Package_AC | Annual | 1719 | 76.8 | 0.0866 | 0 | 76.8 | 0.0866 | 0 | NE-HVAC-airAC-SpltPkg-240to759kBtuh-10p8eer_MZDEER2017AnyRtLNewCZ12cPVVG | #N/A | NE-HVAC-airAC-SpltPkg-240to759kBtuh-10p8eer_SZDEER2017AnyRtLNewCZ12cDXGF | 164364 |  | #N/A | #N/A | #N/A | 76.8 | 0.0866 | 0 | #N/A | #N/A | #N/A | 76.8 | 0.0866 | 0 | #N/A | #N/A | 345 | 131000
NE-HVAC-airAC-SpltPkg-240to759kBtuh-10p8eer | DEER2017 | D17 v2 |  | Any | RtL | New | CZ13 | cDXGF | Cap-Tons | 317 | 131000 | None | 120 | 0.1 | 0 | 120 | 0.1 | 0 | 120 | 0.1 | 0 | 120 | 0.1 | 0 | DEER:HVAC_Split-Package_AC | Annual | 1719 | 120 | 0.1 | 0 | 120 | 0.1 | 0 | NE-HVAC-airAC-SpltPkg-240to759kBtuh-10p8eer_MZDEER2017AnyRtLNewCZ13cPVVG | #N/A | NE-HVAC-airAC-SpltPkg-240to759kBtuh-10p8eer_SZDEER2017AnyRtLNewCZ13cDXGF | 164365 |  | #N/A | #N/A | #N/A | 120 | 0.1 | 0 | #N/A | #N/A | #N/A | 120 | 0.1 | 0 | #N/A | #N/A | 317 | 131000
NE-HVAC-airAC-SpltPkg-240to759kBtuh-10p8eer | DEER2017 | D17 v2 |  | Any | RtL | New | CZ14 | cDXGF | Cap-Tons | 362 | 131000 | None | 99 | 0.0897 | 0 | 99 | 0.0897 | 0 | 99 | 0.0897 | 0 | 99 | 0.0897 | 0 | DEER:HVAC_Split-Package_AC | Annual | 1719 | 99 | 0.0897 | 0 | 99 | 0.0897 | 0 | NE-HVAC-airAC-SpltPkg-240to759kBtuh-10p8eer_MZDEER2017AnyRtLNewCZ14cPVVG | #N/A | NE-HVAC-airAC-SpltPkg-240to759kBtuh-10p8eer_SZDEER2017AnyRtLNewCZ14cDXGF | 164366 |  | #N/A | #N/A | #N/A | 99 | 0.0897 | 0 | #N/A | #N/A | #N/A | 99 | 0.0897 | 0 | #N/A | #N/A | 362 | 131000
NE-HVAC-airAC-SpltPkg-240to759kBtuh-10p8eer | DEER2017 | D17 v2 |  | Any | RtL | New | CZ15 | cDXGF | Cap-Tons | 358 | 131000 | None | 208 | 0.112 | 0 | 208 | 0.112 | 0 | 208 | 0.112 | 0 | 208 | 0.112 | 0 | DEER:HVAC_Split-Package_AC | Annual | 1719 | 208 | 0.112 | 0 | 208 | 0.112 | 0 | NE-HVAC-airAC-SpltPkg-240to759kBtuh-10p8eer_MZDEER2017AnyRtLNewCZ15cPVVG | #N/A | NE-HVAC-airAC-SpltPkg-240to759kBtuh-10p8eer_SZDEER2017AnyRtLNewCZ15cDXGF | 164367 |  | #N/A | #N/A | #N/A | 208 | 0.112 | 0 | #N/A | #N/A | #N/A | 208 | 0.112 | 0 | #N/A | #N/A | 358 | 131000
NE-HVAC-airAC-SpltPkg-240to759kBtuh-10p8eer | DEER2017 | D17 v2 |  | Any | RtL | New | CZ16 | cDXGF | Cap-Tons | 202 | 131000 | None | 49.7 | 0.0685 | 0 | 49.7 | 0.0685 | 0 | 49.7 | 0.0685 | 0 | 49.7 | 0.0685 | 0 | DEER:HVAC_Split-Package_AC | Annual | 1719 | 49.7 | 0.0685 | 0 | 49.7 | 0.0685 | 0 | NE-HVAC-airAC-SpltPkg-240to759kBtuh-10p8eer_MZDEER2017AnyRtLNewCZ16cPVVG | #N/A | NE-HVAC-airAC-SpltPkg-240to759kBtuh-10p8eer_SZDEER2017AnyRtLNewCZ16cDXGF | 164368 |  | #N/A | #N/A | #N/A | 49.7 | 0.0685 | 0 | #N/A | #N/A | #N/A | 49.7 | 0.0685 | 0 | #N/A | #N/A | 202 | 131000
NE-HVAC-airAC-SpltPkg-240to759kBtuh-10p8eer | DEER2017 | D17 v2 |  | Any | RtS | 1975 | CZ01 | cDXGF | Cap-Tons | 56.3 | 32000 | None | 5.81 | 0.0299 | 0 | 5.81 | 0.0299 | 0 | 5.81 | 0.0299 | 0 | 5.81 | 0.0299 | 0 | DEER:HVAC_Split-Package_AC | Annual | 1719 | 5.81 | 0.0299 | 0 | 5.81 | 0.0299 | 0 | NE-HVAC-airAC-SpltPkg-240to759kBtuh-10p8eer_MZDEER2017AnyRtS1975CZ01cPVVG | #N/A | NE-HVAC-airAC-SpltPkg-240to759kBtuh-10p8eer_SZDEER2017AnyRtS1975CZ01cDXGF | 11857 |  | #N/A | #N/A | #N/A | 5.81 | 0.0299 | 0 | #N/A | #N/A | #N/A | 5.81 | 0.0299 | 0 | #N/A | #N/A | 56.3 | 32000
NE-HVAC-airAC-SpltPkg-240to759kBtuh-10p8eer | DEER2017 | D17 v2 |  | Any | RtS | 1975 | CZ02 | cDXGF | Cap-Tons | 85 | 32000 | None | 71.1 | 0.11 | 0 | 71.1 | 0.11 | 0 | 71.1 | 0.11 | 0 | 71.1 | 0.11 | 0 | DEER:HVAC_Split-Package_AC | Annual | 1719 | 71.1 | 0.11 | 0 | 71.1 | 0.11 | 0 | NE-HVAC-airAC-SpltPkg-240to759kBtuh-10p8eer_MZDEER2017AnyRtS1975CZ02cPVVG | #N/A | NE-HVAC-airAC-SpltPkg-240to759kBtuh-10p8eer_SZDEER2017AnyRtS1975CZ02cDXGF | 11858 |  | #N/A | #N/A | #N/A | 71.1 | 0.11 | 0 | #N/A | #N/A | #N/A | 71.1 | 0.11 | 0 | #N/A | #N/A | 85 | 32000
NE-HVAC-airAC-SpltPkg-240to759kBtuh-10p8eer | DEER2017 | D17 v2 |  | Any | RtS | 1975 | CZ03 | cDXGF | Cap-Tons | 76.8 | 32000 | None | 31.9 | 0.0747 | 0 | 31.9 | 0.0747 | 0 | 31.9 | 0.0747 | 0 | 31.9 | 0.0747 | 0 | DEER:HVAC_Split-Package_AC | Annual | 1719 | 31.9 | 0.0747 | 0 | 31.9 | 0.0747 | 0 | NE-HVAC-airAC-SpltPkg-240to759kBtuh-10p8eer_MZDEER2017AnyRtS1975CZ03cPVVG | #N/A | NE-HVAC-airAC-SpltPkg-240to759kBtuh-10p8eer_SZDEER2017AnyRtS1975CZ03cDXGF | 11859 |  | #N/A | #N/A | #N/A | 31.9 | 0.0747 | 0 | #N/A | #N/A | #N/A | 31.9 | 0.0747 | 0 | #N/A | #N/A | 76.8 | 32000
NE-HVAC-airAC-SpltPkg-240to759kBtuh-10p8eer | DEER2017 | D17 v2 |  | Any | RtS | 1975 | CZ04 | cDXGF | Cap-Tons | 90.2 | 32000 | None | 72.5 | 0.099 | 0 | 72.5 | 0.099 | 0 | 72.5 | 0.099 | 0 | 72.5 | 0.099 | 0 | DEER:HVAC_Split-Package_AC | Annual | 1719 | 72.5 | 0.099 | 0 | 72.5 | 0.099 | 0 | NE-HVAC-airAC-SpltPkg-240to759kBtuh-10p8eer_MZDEER2017AnyRtS1975CZ04cPVVG | #N/A | NE-HVAC-airAC-SpltPkg-240to759kBtuh-10p8eer_SZDEER2017AnyRtS1975CZ04cDXGF | 11860 |  | #N/A | #N/A | #N/A | 72.5 | 0.099 | 0 | #N/A | #N/A | #N/A | 72.5 | 0.099 | 0 | #N/A | #N/A | 90.2 | 32000
NE-HVAC-airAC-SpltPkg-240to759kBtuh-10p8eer | DEER2017 | D17 v2 |  | Any | RtS | 1975 | CZ05 | cDXGF | Cap-Tons | 66.2 | 32000 | None | 39 | 0.0607 | 0 | 39 | 0.0607 | 0 | 39 | 0.0607 | 0 | 39 | 0.0607 | 0 | DEER:HVAC_Split-Package_AC | Annual | 1719 | 39 | 0.0607 | 0 | 39 | 0.0607 | 0 | NE-HVAC-airAC-SpltPkg-240to759kBtuh-10p8eer_MZDEER2017AnyRtS1975CZ05cPVVG | #N/A | NE-HVAC-airAC-SpltPkg-240to759kBtuh-10p8eer_SZDEER2017AnyRtS1975CZ05cDXGF | 11861 |  | #N/A | #N/A | #N/A | 39 | 0.0607 | 0 | #N/A | #N/A | #N/A | 39 | 0.0607 | 0 | #N/A | #N/A | 66.2 | 32000
NE-HVAC-airAC-SpltPkg-240to759kBtuh-10p8eer | DEER2017 | D17 v2 |  | Any | RtS | 1975 | CZ06 | cDXGF | Cap-Tons | 83.4 | 32000 | None | 77.6 | 0.0884 | 0 | 77.6 | 0.0884 | 0 | 77.6 | 0.0884 | 0 | 77.6 | 0.0884 | 0 | DEER:HVAC_Split-Package_AC | Annual | 1719 | 77.6 | 0.0884 | 0 | 77.6 | 0.0884 | 0 | NE-HVAC-airAC-SpltPkg-240to759kBtuh-10p8eer_MZDEER2017AnyRtS1975CZ06cPVVG | #N/A | NE-HVAC-airAC-SpltPkg-240to759kBtuh-10p8eer_SZDEER2017AnyRtS1975CZ06cDXGF | 11862 |  | #N/A | #N/A | #N/A | 77.6 | 0.0884 | 0 | #N/A | #N/A | #N/A | 77.6 | 0.0884 | 0 | #N/A | #N/A | 83.4 | 32000
NE-HVAC-airAC-SpltPkg-240to759kBtuh-10p8eer | DEER2017 | D17 v2 |  | Any | RtS | 1975 | CZ07 | cDXGF | Cap-Tons | 67.2 | 32000 | None | 92.7 | 0.093 | 0 | 92.7 | 0.093 | 0 | 92.7 | 0.093 | 0 | 92.7 | 0.093 | 0 | DEER:HVAC_Split-Package_AC | Annual | 1719 | 92.7 | 0.093 | 0 | 92.7 | 0.093 | 0 | NE-HVAC-airAC-SpltPkg-240to759kBtuh-10p8eer_MZDEER2017AnyRtS1975CZ07cPVVG | #N/A | NE-HVAC-airAC-SpltPkg-240to759kBtuh-10p8eer_SZDEER2017AnyRtS1975CZ07cDXGF | 11863 |  | #N/A | #N/A | #N/A | 92.7 | 0.093 | 0 | #N/A | #N/A | #N/A | 92.7 | 0.093 | 0 | #N/A | #N/A | 67.2 | 32000
NE-HVAC-airAC-SpltPkg-240to759kBtuh-10p8eer | DEER2017 | D17 v2 |  | Any | RtS | 1975 | CZ08 | cDXGF | Cap-Tons | 94.4 | 32000 | None | 91.5 | 0.0946 | 0 | 91.5 | 0.0946 | 0 | 91.5 | 0.0946 | 0 | 91.5 | 0.0946 | 0 | DEER:HVAC_Split-Package_AC | Annual | 1719 | 91.5 | 0.0946 | 0 | 91.5 | 0.0946 | 0 | NE-HVAC-airAC-SpltPkg-240to759kBtuh-10p8eer_MZDEER2017AnyRtS1975CZ08cPVVG | #N/A | NE-HVAC-airAC-SpltPkg-240to759kBtuh-10p8eer_SZDEER2017AnyRtS1975CZ08cDXGF | 11864 |  | #N/A | #N/A | #N/A | 91.5 | 0.0946 | 0 | #N/A | #N/A | #N/A | 91.5 | 0.0946 | 0 | #N/A | #N/A | 94.4 | 32000
NE-HVAC-airAC-SpltPkg-240to759kBtuh-10p8eer | DEER2017 | D17 v2 |  | Any | RtS | 1975 | CZ09 | cDXGF | Cap-Tons | 116 | 32000 | None | 84.6 | 0.109 | 0 | 84.6 | 0.109 | 0 | 84.6 | 0.109 | 0 | 84.6 | 0.109 | 0 | DEER:HVAC_Split-Package_AC | Annual | 1719 | 84.6 | 0.109 | 0 | 84.6 | 0.109 | 0 | NE-HVAC-airAC-SpltPkg-240to759kBtuh-10p8eer_MZDEER2017AnyRtS1975CZ09cPVVG | #N/A | NE-HVAC-airAC-SpltPkg-240to759kBtuh-10p8eer_SZDEER2017AnyRtS1975CZ09cDXGF | 11865 |  | #N/A | #N/A | #N/A | 84.6 | 0.109 | 0 | #N/A | #N/A | #N/A | 84.6 | 0.109 | 0 | #N/A | #N/A | 116 | 32000
NE-HVAC-airAC-SpltPkg-240to759kBtuh-10p8eer | DEER2017 | D17 v2 |  | Any | RtS | 1975 | CZ10 | cDXGF | Cap-Tons | 108 | 32000 | None | 104 | 0.12 | 0 | 104 | 0.12 | 0 | 104 | 0.12 | 0 | 104 | 0.12 | 0 | DEER:HVAC_Split-Package_AC | Annual | 1719 | 104 | 0.12 | 0 | 104 | 0.12 | 0 | NE-HVAC-airAC-SpltPkg-240to759kBtuh-10p8eer_MZDEER2017AnyRtS1975CZ10cPVVG | #N/A | NE-HVAC-airAC-SpltPkg-240to759kBtuh-10p8eer_SZDEER2017AnyRtS1975CZ10cDXGF | 11866 |  | #N/A | #N/A | #N/A | 104 | 0.12 | 0 | #N/A | #N/A | #N/A | 104 | 0.12 | 0 | #N/A | #N/A | 108 | 32000
NE-HVAC-airAC-SpltPkg-240to759kBtuh-10p8eer | DEER2017 | D17 v2 |  | Any | RtS | 1975 | CZ11 | cDXGF | Cap-Tons | 109 | 32000 | None | 113 | 0.106 | 0 | 113 | 0.106 | 0 | 113 | 0.106 | 0 | 113 | 0.106 | 0 | DEER:HVAC_Split-Package_AC | Annual | 1719 | 113 | 0.106 | 0 | 113 | 0.106 | 0 | NE-HVAC-airAC-SpltPkg-240to759kBtuh-10p8eer_MZDEER2017AnyRtS1975CZ11cPVVG | #N/A | NE-HVAC-airAC-SpltPkg-240to759kBtuh-10p8eer_SZDEER2017AnyRtS1975CZ11cDXGF | 11867 |  | #N/A | #N/A | #N/A | 113 | 0.106 | 0 | #N/A | #N/A | #N/A | 113 | 0.106 | 0 | #N/A | #N/A | 109 | 32000
NE-HVAC-airAC-SpltPkg-240to759kBtuh-10p8eer | DEER2017 | D17 v2 |  | Any | RtS | 1975 | CZ12 | cDXGF | Cap-Tons | 100 | 32000 | None | 94.5 | 0.106 | 0 | 94.5 | 0.106 | 0 | 94.5 | 0.106 | 0 | 94.5 | 0.106 | 0 | DEER:HVAC_Split-Package_AC | Annual | 1719 | 94.5 | 0.106 | 0 | 94.5 | 0.106 | 0 | NE-HVAC-airAC-SpltPkg-240to759kBtuh-10p8eer_MZDEER2017AnyRtS1975CZ12cPVVG | #N/A | NE-HVAC-airAC-SpltPkg-240to759kBtuh-10p8eer_SZDEER2017AnyRtS1975CZ12cDXGF | 11868 |  | #N/A | #N/A | #N/A | 94.5 | 0.106 | 0 | #N/A | #N/A | #N/A | 94.5 | 0.106 | 0 | #N/A | #N/A | 100 | 32000
NE-HVAC-airAC-SpltPkg-240to759kBtuh-10p8eer | DEER2017 | D17 v2 |  | Any | RtS | 1975 | CZ13 | cDXGF | Cap-Tons | 102 | 32000 | None | 131 | 0.11 | 0 | 131 | 0.11 | 0 | 131 | 0.11 | 0 | 131 | 0.11 | 0 | DEER:HVAC_Split-Package_AC | Annual | 1719 | 131 | 0.11 | 0 | 131 | 0.11 | 0 | NE-HVAC-airAC-SpltPkg-240to759kBtuh-10p8eer_MZDEER2017AnyRtS1975CZ13cPVVG | #N/A | NE-HVAC-airAC-SpltPkg-240to759kBtuh-10p8eer_SZDEER2017AnyRtS1975CZ13cDXGF | 11869 |  | #N/A | #N/A | #N/A | 131 | 0.11 | 0 | #N/A | #N/A | #N/A | 131 | 0.11 | 0 | #N/A | #N/A | 102 | 32000
NE-HVAC-airAC-SpltPkg-240to759kBtuh-10p8eer | DEER2017 | D17 v2 |  | Any | RtS | 1975 | CZ14 | cDXGF | Cap-Tons | 102 | 32000 | None | 126 | 0.117 | 0 | 126 | 0.117 | 0 | 126 | 0.117 | 0 | 126 | 0.117 | 0 | DEER:HVAC_Split-Package_AC | Annual | 1719 | 126 | 0.117 | 0 | 126 | 0.117 | 0 | NE-HVAC-airAC-SpltPkg-240to759kBtuh-10p8eer_MZDEER2017AnyRtS1975CZ14cPVVG | #N/A | NE-HVAC-airAC-SpltPkg-240to759kBtuh-10p8eer_SZDEER2017AnyRtS1975CZ14cDXGF | 11870 |  | #N/A | #N/A | #N/A | 126 | 0.117 | 0 | #N/A | #N/A | #N/A | 126 | 0.117 | 0 | #N/A | #N/A | 102 | 32000
NE-HVAC-airAC-SpltPkg-240to759kBtuh-10p8eer | DEER2017 | D17 v2 |  | Any | RtS | 1975 | CZ15 | cDXGF | Cap-Tons | 116 | 32000 | None | 217 | 0.126 | 0 | 217 | 0.126 | 0 | 217 | 0.126 | 0 | 217 | 0.126 | 0 | DEER:HVAC_Split-Package_AC | Annual | 1719 | 217 | 0.126 | 0 | 217 | 0.126 | 0 | NE-HVAC-airAC-SpltPkg-240to759kBtuh-10p8eer_MZDEER2017AnyRtS1975CZ15cPVVG | #N/A | NE-HVAC-airAC-SpltPkg-240to759kBtuh-10p8eer_SZDEER2017AnyRtS1975CZ15cDXGF | 11871 |  | #N/A | #N/A | #N/A | 217 | 0.126 | 0 | #N/A | #N/A | #N/A | 217 | 0.126 | 0 | #N/A | #N/A | 116 | 32000
NE-HVAC-airAC-SpltPkg-240to759kBtuh-10p8eer | DEER2017 | D17 v2 |  | Any | RtS | 1975 | CZ16 | cDXGF | Cap-Tons | 75.6 | 32000 | None | 52.6 | 0.0786 | 0 | 52.6 | 0.0786 | 0 | 52.6 | 0.0786 | 0 | 52.6 | 0.0786 | 0 | DEER:HVAC_Split-Package_AC | Annual | 1719 | 52.6 | 0.0786 | 0 | 52.6 | 0.0786 | 0 | NE-HVAC-airAC-SpltPkg-240to759kBtuh-10p8eer_MZDEER2017AnyRtS1975CZ16cPVVG | #N/A | NE-HVAC-airAC-SpltPkg-240to759kBtuh-10p8eer_SZDEER2017AnyRtS1975CZ16cDXGF | 11872 |  | #N/A | #N/A | #N/A | 52.6 | 0.0786 | 0 | #N/A | #N/A | #N/A | 52.6 | 0.0786 | 0 | #N/A | #N/A | 75.6 | 32000
NE-HVAC-airAC-SpltPkg-240to759kBtuh-10p8eer | DEER2017 | D17 v2 |  | Any | RtS | 1985 | CZ01 | cDXGF | Cap-Tons | 53 | 32000 | None | 7.33 | 0.0332 | 0 | 7.33 | 0.0332 | 0 | 7.33 | 0.0332 | 0 | 7.33 | 0.0332 | 0 | DEER:HVAC_Split-Package_AC | Annual | 1719 | 7.33 | 0.0332 | 0 | 7.33 | 0.0332 | 0 | NE-HVAC-airAC-SpltPkg-240to759kBtuh-10p8eer_MZDEER2017AnyRtS1985CZ01cPVVG | #N/A | NE-HVAC-airAC-SpltPkg-240to759kBtuh-10p8eer_SZDEER2017AnyRtS1985CZ01cDXGF | 33217 |  | #N/A | #N/A | #N/A | 7.33 | 0.0332 | 0 | #N/A | #N/A | #N/A | 7.33 | 0.0332 | 0 | #N/A | #N/A | 53 | 32000
NE-HVAC-airAC-SpltPkg-240to759kBtuh-10p8eer | DEER2017 | D17 v2 |  | Any | RtS | 1985 | CZ02 | cDXGF | Cap-Tons | 81.2 | 32000 | None | 70.7 | 0.109 | 0 | 70.7 | 0.109 | 0 | 70.7 | 0.109 | 0 | 70.7 | 0.109 | 0 | DEER:HVAC_Split-Package_AC | Annual | 1719 | 70.7 | 0.109 | 0 | 70.7 | 0.109 | 0 | NE-HVAC-airAC-SpltPkg-240to759kBtuh-10p8eer_MZDEER2017AnyRtS1985CZ02cPVVG | #N/A | NE-HVAC-airAC-SpltPkg-240to759kBtuh-10p8eer_SZDEER2017AnyRtS1985CZ02cDXGF | 33218 |  | #N/A | #N/A | #N/A | 70.7 | 0.109 | 0 | #N/A | #N/A | #N/A | 70.7 | 0.109 | 0 | #N/A | #N/A | 81.2 | 32000
NE-HVAC-airAC-SpltPkg-240to759kBtuh-10p8eer | DEER2017 | D17 v2 |  | Any | RtS | 1985 | CZ03 | cDXGF | Cap-Tons | 73.3 | 32000 | None | 32.1 | 0.074 | 0 | 32.1 | 0.074 | 0 | 32.1 | 0.074 | 0 | 32.1 | 0.074 | 0 | DEER:HVAC_Split-Package_AC | Annual | 1719 | 32.1 | 0.074 | 0 | 32.1 | 0.074 | 0 | NE-HVAC-airAC-SpltPkg-240to759kBtuh-10p8eer_MZDEER2017AnyRtS1985CZ03cPVVG | #N/A | NE-HVAC-airAC-SpltPkg-240to759kBtuh-10p8eer_SZDEER2017AnyRtS1985CZ03cDXGF | 33219 |  | #N/A | #N/A | #N/A | 32.1 | 0.074 | 0 | #N/A | #N/A | #N/A | 32.1 | 0.074 | 0 | #N/A | #N/A | 73.3 | 32000
NE-HVAC-airAC-SpltPkg-240to759kBtuh-10p8eer | DEER2017 | D17 v2 |  | Any | RtS | 1985 | CZ04 | cDXGF | Cap-Tons | 86.3 | 32000 | None | 72.4 | 0.0981 | 0 | 72.4 | 0.0981 | 0 | 72.4 | 0.0981 | 0 | 72.4 | 0.0981 | 0 | DEER:HVAC_Split-Package_AC | Annual | 1719 | 72.4 | 0.0981 | 0 | 72.4 | 0.0981 | 0 | NE-HVAC-airAC-SpltPkg-240to759kBtuh-10p8eer_MZDEER2017AnyRtS1985CZ04cPVVG | #N/A | NE-HVAC-airAC-SpltPkg-240to759kBtuh-10p8eer_SZDEER2017AnyRtS1985CZ04cDXGF | 33220 |  | #N/A | #N/A | #N/A | 72.4 | 0.0981 | 0 | #N/A | #N/A | #N/A | 72.4 | 0.0981 | 0 | #N/A | #N/A | 86.3 | 32000
NE-HVAC-airAC-SpltPkg-240to759kBtuh-10p8eer | DEER2017 | D17 v2 |  | Any | RtS | 1985 | CZ05 | cDXGF | Cap-Tons | 63 | 32000 | None | 39.3 | 0.0601 | 0 | 39.3 | 0.0601 | 0 | 39.3 | 0.0601 | 0 | 39.3 | 0.0601 | 0 | DEER:HVAC_Split-Package_AC | Annual | 1719 | 39.3 | 0.0601 | 0 | 39.3 | 0.0601 | 0 | NE-HVAC-airAC-SpltPkg-240to759kBtuh-10p8eer_MZDEER2017AnyRtS1985CZ05cPVVG | #N/A | NE-HVAC-airAC-SpltPkg-240to759kBtuh-10p8eer_SZDEER2017AnyRtS1985CZ05cDXGF | 33221 |  | #N/A | #N/A | #N/A | 39.3 | 0.0601 | 0 | #N/A | #N/A | #N/A | 39.3 | 0.0601 | 0 | #N/A | #N/A | 63 | 32000
NE-HVAC-airAC-SpltPkg-240to759kBtuh-10p8eer | DEER2017 | D17 v2 |  | Any | RtS | 1985 | CZ06 | cDXGF | Cap-Tons | 79.7 | 32000 | None | 77.9 | 0.087 | 0 | 77.9 | 0.087 | 0 | 77.9 | 0.087 | 0 | 77.9 | 0.087 | 0 | DEER:HVAC_Split-Package_AC | Annual | 1719 | 77.9 | 0.087 | 0 | 77.9 | 0.087 | 0 | NE-HVAC-airAC-SpltPkg-240to759kBtuh-10p8eer_MZDEER2017AnyRtS1985CZ06cPVVG | #N/A | NE-HVAC-airAC-SpltPkg-240to759kBtuh-10p8eer_SZDEER2017AnyRtS1985CZ06cDXGF | 33222 |  | #N/A | #N/A | #N/A | 77.9 | 0.087 | 0 | #N/A | #N/A | #N/A | 77.9 | 0.087 | 0 | #N/A | #N/A | 79.7 | 32000
NE-HVAC-airAC-SpltPkg-240to759kBtuh-10p8eer | DEER2017 | D17 v2 |  | Any | RtS | 1985 | CZ07 | cDXGF | Cap-Tons | 63.9 | 32000 | None | 94.3 | 0.0922 | 0 | 94.3 | 0.0922 | 0 | 94.3 | 0.0922 | 0 | 94.3 | 0.0922 | 0 | DEER:HVAC_Split-Package_AC | Annual | 1719 | 94.3 | 0.0922 | 0 | 94.3 | 0.0922 | 0 | NE-HVAC-airAC-SpltPkg-240to759kBtuh-10p8eer_MZDEER2017AnyRtS1985CZ07cPVVG | #N/A | NE-HVAC-airAC-SpltPkg-240to759kBtuh-10p8eer_SZDEER2017AnyRtS1985CZ07cDXGF | 33223 |  | #N/A | #N/A | #N/A | 94.3 | 0.0922 | 0 | #N/A | #N/A | #N/A | 94.3 | 0.0922 | 0 | #N/A | #N/A | 63.9 | 32000
NE-HVAC-airAC-SpltPkg-240to759kBtuh-10p8eer | DEER2017 | D17 v2 |  | Any | RtS | 1985 | CZ08 | cDXGF | Cap-Tons | 90.5 | 32000 | None | 91.2 | 0.0929 | 0 | 91.2 | 0.0929 | 0 | 91.2 | 0.0929 | 0 | 91.2 | 0.0929 | 0 | DEER:HVAC_Split-Package_AC | Annual | 1719 | 91.2 | 0.0929 | 0 | 91.2 | 0.0929 | 0 | NE-HVAC-airAC-SpltPkg-240to759kBtuh-10p8eer_MZDEER2017AnyRtS1985CZ08cPVVG | #N/A | NE-HVAC-airAC-SpltPkg-240to759kBtuh-10p8eer_SZDEER2017AnyRtS1985CZ08cDXGF | 33224 |  | #N/A | #N/A | #N/A | 91.2 | 0.0929 | 0 | #N/A | #N/A | #N/A | 91.2 | 0.0929 | 0 | #N/A | #N/A | 90.5 | 32000
NE-HVAC-airAC-SpltPkg-240to759kBtuh-10p8eer | DEER2017 | D17 v2 |  | Any | RtS | 1985 | CZ09 | cDXGF | Cap-Tons | 112 | 32000 | None | 84.1 | 0.108 | 0 | 84.1 | 0.108 | 0 | 84.1 | 0.108 | 0 | 84.1 | 0.108 | 0 | DEER:HVAC_Split-Package_AC | Annual | 1719 | 84.1 | 0.108 | 0 | 84.1 | 0.108 | 0 | NE-HVAC-airAC-SpltPkg-240to759kBtuh-10p8eer_MZDEER2017AnyRtS1985CZ09cPVVG | #N/A | NE-HVAC-airAC-SpltPkg-240to759kBtuh-10p8eer_SZDEER2017AnyRtS1985CZ09cDXGF | 33225 |  | #N/A | #N/A | #N/A | 84.1 | 0.108 | 0 | #N/A | #N/A | #N/A | 84.1 | 0.108 | 0 | #N/A | #N/A | 112 | 32000
NE-HVAC-airAC-SpltPkg-240to759kBtuh-10p8eer | DEER2017 | D17 v2 |  | Any | RtS | 1985 | CZ10 | cDXGF | Cap-Tons | 104 | 32000 | None | 104 | 0.119 | 0 | 104 | 0.119 | 0 | 104 | 0.119 | 0 | 104 | 0.119 | 0 | DEER:HVAC_Split-Package_AC | Annual | 1719 | 104 | 0.119 | 0 | 104 | 0.119 | 0 | NE-HVAC-airAC-SpltPkg-240to759kBtuh-10p8eer_MZDEER2017AnyRtS1985CZ10cPVVG | #N/A | NE-HVAC-airAC-SpltPkg-240to759kBtuh-10p8eer_SZDEER2017AnyRtS1985CZ10cDXGF | 33226 |  | #N/A | #N/A | #N/A | 104 | 0.119 | 0 | #N/A | #N/A | #N/A | 104 | 0.119 | 0 | #N/A | #N/A | 104 | 32000
NE-HVAC-airAC-SpltPkg-240to759kBtuh-10p8eer | DEER2017 | D17 v2 |  | Any | RtS | 1985 | CZ11 | cDXGF | Cap-Tons | 104 | 32000 | None | 113 | 0.105 | 0 | 113 | 0.105 | 0 | 113 | 0.105 | 0 | 113 | 0.105 | 0 | DEER:HVAC_Split-Package_AC | Annual | 1719 | 113 | 0.105 | 0 | 113 | 0.105 | 0 | NE-HVAC-airAC-SpltPkg-240to759kBtuh-10p8eer_MZDEER2017AnyRtS1985CZ11cPVVG | #N/A | NE-HVAC-airAC-SpltPkg-240to759kBtuh-10p8eer_SZDEER2017AnyRtS1985CZ11cDXGF | 33227 |  | #N/A | #N/A | #N/A | 113 | 0.105 | 0 | #N/A | #N/A | #N/A | 113 | 0.105 | 0 | #N/A | #N/A | 104 | 32000
NE-HVAC-airAC-SpltPkg-240to759kBtuh-10p8eer | DEER2017 | D17 v2 |  | Any | RtS | 1985 | CZ12 | cDXGF | Cap-Tons | 96.2 | 32000 | None | 94.1 | 0.105 | 0 | 94.1 | 0.105 | 0 | 94.1 | 0.105 | 0 | 94.1 | 0.105 | 0 | DEER:HVAC_Split-Package_AC | Annual | 1719 | 94.1 | 0.105 | 0 | 94.1 | 0.105 | 0 | NE-HVAC-airAC-SpltPkg-240to759kBtuh-10p8eer_MZDEER2017AnyRtS1985CZ12cPVVG | #N/A | NE-HVAC-airAC-SpltPkg-240to759kBtuh-10p8eer_SZDEER2017AnyRtS1985CZ12cDXGF | 33228 |  | #N/A | #N/A | #N/A | 94.1 | 0.105 | 0 | #N/A | #N/A | #N/A | 94.1 | 0.105 | 0 | #N/A | #N/A | 96.2 | 32000
NE-HVAC-airAC-SpltPkg-240to759kBtuh-10p8eer | DEER2017 | D17 v2 |  | Any | RtS | 1985 | CZ13 | cDXGF | Cap-Tons | 97.4 | 32000 | None | 130 | 0.109 | 0 | 130 | 0.109 | 0 | 130 | 0.109 | 0 | 130 | 0.109 | 0 | DEER:HVAC_Split-Package_AC | Annual | 1719 | 130 | 0.109 | 0 | 130 | 0.109 | 0 | NE-HVAC-airAC-SpltPkg-240to759kBtuh-10p8eer_MZDEER2017AnyRtS1985CZ13cPVVG | #N/A | NE-HVAC-airAC-SpltPkg-240to759kBtuh-10p8eer_SZDEER2017AnyRtS1985CZ13cDXGF | 33229 |  | #N/A | #N/A | #N/A | 130 | 0.109 | 0 | #N/A | #N/A | #N/A | 130 | 0.109 | 0 | #N/A | #N/A | 97.4 | 32000
NE-HVAC-airAC-SpltPkg-240to759kBtuh-10p8eer | DEER2017 | D17 v2 |  | Any | RtS | 1985 | CZ14 | cDXGF | Cap-Tons | 95.7 | 32000 | None | 126 | 0.116 | 0 | 126 | 0.116 | 0 | 126 | 0.116 | 0 | 126 | 0.116 | 0 | DEER:HVAC_Split-Package_AC | Annual | 1719 | 126 | 0.116 | 0 | 126 | 0.116 | 0 | NE-HVAC-airAC-SpltPkg-240to759kBtuh-10p8eer_MZDEER2017AnyRtS1985CZ14cPVVG | #N/A | NE-HVAC-airAC-SpltPkg-240to759kBtuh-10p8eer_SZDEER2017AnyRtS1985CZ14cDXGF | 33230 |  | #N/A | #N/A | #N/A | 126 | 0.116 | 0 | #N/A | #N/A | #N/A | 126 | 0.116 | 0 | #N/A | #N/A | 95.7 | 32000
NE-HVAC-airAC-SpltPkg-240to759kBtuh-10p8eer | DEER2017 | D17 v2 |  | Any | RtS | 1985 | CZ15 | cDXGF | Cap-Tons | 107 | 32000 | None | 221 | 0.126 | 0 | 221 | 0.126 | 0 | 221 | 0.126 | 0 | 221 | 0.126 | 0 | DEER:HVAC_Split-Package_AC | Annual | 1719 | 221 | 0.126 | 0 | 221 | 0.126 | 0 | NE-HVAC-airAC-SpltPkg-240to759kBtuh-10p8eer_MZDEER2017AnyRtS1985CZ15cPVVG | #N/A | NE-HVAC-airAC-SpltPkg-240to759kBtuh-10p8eer_SZDEER2017AnyRtS1985CZ15cDXGF | 33231 |  | #N/A | #N/A | #N/A | 221 | 0.126 | 0 | #N/A | #N/A | #N/A | 221 | 0.126 | 0 | #N/A | #N/A | 107 | 32000
NE-HVAC-airAC-SpltPkg-240to759kBtuh-10p8eer | DEER2017 | D17 v2 |  | Any | RtS | 1985 | CZ16 | cDXGF | Cap-Tons | 63.6 | 32000 | None | 62.4 | 0.0837 | 0 | 62.4 | 0.0837 | 0 | 62.4 | 0.0837 | 0 | 62.4 | 0.0837 | 0 | DEER:HVAC_Split-Package_AC | Annual | 1719 | 62.4 | 0.0837 | 0 | 62.4 | 0.0837 | 0 | NE-HVAC-airAC-SpltPkg-240to759kBtuh-10p8eer_MZDEER2017AnyRtS1985CZ16cPVVG | #N/A | NE-HVAC-airAC-SpltPkg-240to759kBtuh-10p8eer_SZDEER2017AnyRtS1985CZ16cDXGF | 33232 |  | #N/A | #N/A | #N/A | 62.4 | 0.0837 | 0 | #N/A | #N/A | #N/A | 62.4 | 0.0837 | 0 | #N/A | #N/A | 63.6 | 32000
NE-HVAC-airAC-SpltPkg-240to759kBtuh-10p8eer | DEER2017 | D17 v2 |  | Any | RtS | 1996 | CZ01 | cDXGF | Cap-Tons | 44.6 | 32000 | None | 6.24 | 0.029 | 0 | 6.24 | 0.029 | 0 | 6.24 | 0.029 | 0 | 6.24 | 0.029 | 0 | DEER:HVAC_Split-Package_AC | Annual | 1719 | 6.24 | 0.029 | 0 | 6.24 | 0.029 | 0 | NE-HVAC-airAC-SpltPkg-240to759kBtuh-10p8eer_MZDEER2017AnyRtS1996CZ01cPVVG | #N/A | NE-HVAC-airAC-SpltPkg-240to759kBtuh-10p8eer_SZDEER2017AnyRtS1996CZ01cDXGF | 54577 |  | #N/A | #N/A | #N/A | 6.24 | 0.029 | 0 | #N/A | #N/A | #N/A | 6.24 | 0.029 | 0 | #N/A | #N/A | 44.6 | 32000
NE-HVAC-airAC-SpltPkg-240to759kBtuh-10p8eer | DEER2017 | D17 v2 |  | Any | RtS | 1996 | CZ02 | cDXGF | Cap-Tons | 73 | 32000 | None | 69.5 | 0.109 | 0 | 69.5 | 0.109 | 0 | 69.5 | 0.109 | 0 | 69.5 | 0.109 | 0 | DEER:HVAC_Split-Package_AC | Annual | 1719 | 69.5 | 0.109 | 0 | 69.5 | 0.109 | 0 | NE-HVAC-airAC-SpltPkg-240to759kBtuh-10p8eer_MZDEER2017AnyRtS1996CZ02cPVVG | #N/A | NE-HVAC-airAC-SpltPkg-240to759kBtuh-10p8eer_SZDEER2017AnyRtS1996CZ02cDXGF | 54578 |  | #N/A | #N/A | #N/A | 69.5 | 0.109 | 0 | #N/A | #N/A | #N/A | 69.5 | 0.109 | 0 | #N/A | #N/A | 73 | 32000
NE-HVAC-airAC-SpltPkg-240to759kBtuh-10p8eer | DEER2017 | D17 v2 |  | Any | RtS | 1996 | CZ03 | cDXGF | Cap-Tons | 65.6 | 32000 | None | 30 | 0.0742 | 0 | 30 | 0.0742 | 0 | 30 | 0.0742 | 0 | 30 | 0.0742 | 0 | DEER:HVAC_Split-Package_AC | Annual | 1719 | 30 | 0.0742 | 0 | 30 | 0.0742 | 0 | NE-HVAC-airAC-SpltPkg-240to759kBtuh-10p8eer_MZDEER2017AnyRtS1996CZ03cPVVG | #N/A | NE-HVAC-airAC-SpltPkg-240to759kBtuh-10p8eer_SZDEER2017AnyRtS1996CZ03cDXGF | 54579 |  | #N/A | #N/A | #N/A | 30 | 0.0742 | 0 | #N/A | #N/A | #N/A | 30 | 0.0742 | 0 | #N/A | #N/A | 65.6 | 32000
NE-HVAC-airAC-SpltPkg-240to759kBtuh-10p8eer | DEER2017 | D17 v2 |  | Any | RtS | 1996 | CZ04 | cDXGF | Cap-Tons | 78 | 32000 | None | 71 | 0.0984 | 0 | 71 | 0.0984 | 0 | 71 | 0.0984 | 0 | 71 | 0.0984 | 0 | DEER:HVAC_Split-Package_AC | Annual | 1719 | 71 | 0.0984 | 0 | 71 | 0.0984 | 0 | NE-HVAC-airAC-SpltPkg-240to759kBtuh-10p8eer_MZDEER2017AnyRtS1996CZ04cPVVG | #N/A | NE-HVAC-airAC-SpltPkg-240to759kBtuh-10p8eer_SZDEER2017AnyRtS1996CZ04cDXGF | 54580 |  | #N/A | #N/A | #N/A | 71 | 0.0984 | 0 | #N/A | #N/A | #N/A | 71 | 0.0984 | 0 | #N/A | #N/A | 78 | 32000
NE-HVAC-airAC-SpltPkg-240to759kBtuh-10p8eer | DEER2017 | D17 v2 |  | Any | RtS | 1996 | CZ05 | cDXGF | Cap-Tons | 55.3 | 32000 | None | 36.8 | 0.0587 | 0 | 36.8 | 0.0587 | 0 | 36.8 | 0.0587 | 0 | 36.8 | 0.0587 | 0 | DEER:HVAC_Split-Package_AC | Annual | 1719 | 36.8 | 0.0587 | 0 | 36.8 | 0.0587 | 0 | NE-HVAC-airAC-SpltPkg-240to759kBtuh-10p8eer_MZDEER2017AnyRtS1996CZ05cPVVG | #N/A | NE-HVAC-airAC-SpltPkg-240to759kBtuh-10p8eer_SZDEER2017AnyRtS1996CZ05cDXGF | 54581 |  | #N/A | #N/A | #N/A | 36.8 | 0.0587 | 0 | #N/A | #N/A | #N/A | 36.8 | 0.0587 | 0 | #N/A | #N/A | 55.3 | 32000
NE-HVAC-airAC-SpltPkg-240to759kBtuh-10p8eer | DEER2017 | D17 v2 |  | Any | RtS | 1996 | CZ06 | cDXGF | Cap-Tons | 71.6 | 32000 | None | 76.4 | 0.0876 | 0 | 76.4 | 0.0876 | 0 | 76.4 | 0.0876 | 0 | 76.4 | 0.0876 | 0 | DEER:HVAC_Split-Package_AC | Annual | 1719 | 76.4 | 0.0876 | 0 | 76.4 | 0.0876 | 0 | NE-HVAC-airAC-SpltPkg-240to759kBtuh-10p8eer_MZDEER2017AnyRtS1996CZ06cPVVG | #N/A | NE-HVAC-airAC-SpltPkg-240to759kBtuh-10p8eer_SZDEER2017AnyRtS1996CZ06cDXGF | 54582 |  | #N/A | #N/A | #N/A | 76.4 | 0.0876 | 0 | #N/A | #N/A | #N/A | 76.4 | 0.0876 | 0 | #N/A | #N/A | 71.6 | 32000
NE-HVAC-airAC-SpltPkg-240to759kBtuh-10p8eer | DEER2017 | D17 v2 |  | Any | RtS | 1996 | CZ07 | cDXGF | Cap-Tons | 56.5 | 32000 | None | 93.1 | 0.0921 | 0 | 93.1 | 0.0921 | 0 | 93.1 | 0.0921 | 0 | 93.1 | 0.0921 | 0 | DEER:HVAC_Split-Package_AC | Annual | 1719 | 93.1 | 0.0921 | 0 | 93.1 | 0.0921 | 0 | NE-HVAC-airAC-SpltPkg-240to759kBtuh-10p8eer_MZDEER2017AnyRtS1996CZ07cPVVG | #N/A | NE-HVAC-airAC-SpltPkg-240to759kBtuh-10p8eer_SZDEER2017AnyRtS1996CZ07cDXGF | 54583 |  | #N/A | #N/A | #N/A | 93.1 | 0.0921 | 0 | #N/A | #N/A | #N/A | 93.1 | 0.0921 | 0 | #N/A | #N/A | 56.5 | 32000
NE-HVAC-airAC-SpltPkg-240to759kBtuh-10p8eer | DEER2017 | D17 v2 |  | Any | RtS | 1996 | CZ08 | cDXGF | Cap-Tons | 77.1 | 32000 | None | 97.7 | 0.097 | 0 | 97.7 | 0.097 | 0 | 97.7 | 0.097 | 0 | 97.7 | 0.097 | 0 | DEER:HVAC_Split-Package_AC | Annual | 1719 | 97.7 | 0.097 | 0 | 97.7 | 0.097 | 0 | NE-HVAC-airAC-SpltPkg-240to759kBtuh-10p8eer_MZDEER2017AnyRtS1996CZ08cPVVG | #N/A | NE-HVAC-airAC-SpltPkg-240to759kBtuh-10p8eer_SZDEER2017AnyRtS1996CZ08cDXGF | 54584 |  | #N/A | #N/A | #N/A | 97.7 | 0.097 | 0 | #N/A | #N/A | #N/A | 97.7 | 0.097 | 0 | #N/A | #N/A | 77.1 | 32000
NE-HVAC-airAC-SpltPkg-240to759kBtuh-10p8eer | DEER2017 | D17 v2 |  | Any | RtS | 1996 | CZ09 | cDXGF | Cap-Tons | 103 | 32000 | None | 83.1 | 0.108 | 0 | 83.1 | 0.108 | 0 | 83.1 | 0.108 | 0 | 83.1 | 0.108 | 0 | DEER:HVAC_Split-Package_AC | Annual | 1719 | 83.1 | 0.108 | 0 | 83.1 | 0.108 | 0 | NE-HVAC-airAC-SpltPkg-240to759kBtuh-10p8eer_MZDEER2017AnyRtS1996CZ09cPVVG | #N/A | NE-HVAC-airAC-SpltPkg-240to759kBtuh-10p8eer_SZDEER2017AnyRtS1996CZ09cDXGF | 54585 |  | #N/A | #N/A | #N/A | 83.1 | 0.108 | 0 | #N/A | #N/A | #N/A | 83.1 | 0.108 | 0 | #N/A | #N/A | 103 | 32000
NE-HVAC-airAC-SpltPkg-240to759kBtuh-10p8eer | DEER2017 | D17 v2 |  | Any | RtS | 1996 | CZ10 | cDXGF | Cap-Tons | 95.3 | 32000 | None | 103 | 0.119 | 0 | 103 | 0.119 | 0 | 103 | 0.119 | 0 | 103 | 0.119 | 0 | DEER:HVAC_Split-Package_AC | Annual | 1719 | 103 | 0.119 | 0 | 103 | 0.119 | 0 | NE-HVAC-airAC-SpltPkg-240to759kBtuh-10p8eer_MZDEER2017AnyRtS1996CZ10cPVVG | #N/A | NE-HVAC-airAC-SpltPkg-240to759kBtuh-10p8eer_SZDEER2017AnyRtS1996CZ10cDXGF | 54586 |  | #N/A | #N/A | #N/A | 103 | 0.119 | 0 | #N/A | #N/A | #N/A | 103 | 0.119 | 0 | #N/A | #N/A | 95.3 | 32000
NE-HVAC-airAC-SpltPkg-240to759kBtuh-10p8eer | DEER2017 | D17 v2 |  | Any | RtS | 1996 | CZ11 | cDXGF | Cap-Tons | 99.8 | 32000 | None | 102 | 0.1 | 0 | 102 | 0.1 | 0 | 102 | 0.1 | 0 | 102 | 0.1 | 0 | DEER:HVAC_Split-Package_AC | Annual | 1719 | 102 | 0.1 | 0 | 102 | 0.1 | 0 | NE-HVAC-airAC-SpltPkg-240to759kBtuh-10p8eer_MZDEER2017AnyRtS1996CZ11cPVVG | #N/A | NE-HVAC-airAC-SpltPkg-240to759kBtuh-10p8eer_SZDEER2017AnyRtS1996CZ11cDXGF | 54587 |  | #N/A | #N/A | #N/A | 102 | 0.1 | 0 | #N/A | #N/A | #N/A | 102 | 0.1 | 0 | #N/A | #N/A | 99.8 | 32000
NE-HVAC-airAC-SpltPkg-240to759kBtuh-10p8eer | DEER2017 | D17 v2 |  | Any | RtS | 1996 | CZ12 | cDXGF | Cap-Tons | 85 | 32000 | None | 91.5 | 0.105 | 0 | 91.5 | 0.105 | 0 | 91.5 | 0.105 | 0 | 91.5 | 0.105 | 0 | DEER:HVAC_Split-Package_AC | Annual | 1719 | 91.5 | 0.105 | 0 | 91.5 | 0.105 | 0 | NE-HVAC-airAC-SpltPkg-240to759kBtuh-10p8eer_MZDEER2017AnyRtS1996CZ12cPVVG | #N/A | NE-HVAC-airAC-SpltPkg-240to759kBtuh-10p8eer_SZDEER2017AnyRtS1996CZ12cDXGF | 54588 |  | #N/A | #N/A | #N/A | 91.5 | 0.105 | 0 | #N/A | #N/A | #N/A | 91.5 | 0.105 | 0 | #N/A | #N/A | 85 | 32000
NE-HVAC-airAC-SpltPkg-240to759kBtuh-10p8eer | DEER2017 | D17 v2 |  | Any | RtS | 1996 | CZ13 | cDXGF | Cap-Tons | 97.1 | 32000 | None | 114 | 0.105 | 0 | 114 | 0.105 | 0 | 114 | 0.105 | 0 | 114 | 0.105 | 0 | DEER:HVAC_Split-Package_AC | Annual | 1719 | 114 | 0.105 | 0 | 114 | 0.105 | 0 | NE-HVAC-airAC-SpltPkg-240to759kBtuh-10p8eer_MZDEER2017AnyRtS1996CZ13cPVVG | #N/A | NE-HVAC-airAC-SpltPkg-240to759kBtuh-10p8eer_SZDEER2017AnyRtS1996CZ13cDXGF | 54589 |  | #N/A | #N/A | #N/A | 114 | 0.105 | 0 | #N/A | #N/A | #N/A | 114 | 0.105 | 0 | #N/A | #N/A | 97.1 | 32000
NE-HVAC-airAC-SpltPkg-240to759kBtuh-10p8eer | DEER2017 | D17 v2 |  | Any | RtS | 1996 | CZ14 | cDXGF | Cap-Tons | 85.7 | 32000 | None | 124 | 0.115 | 0 | 124 | 0.115 | 0 | 124 | 0.115 | 0 | 124 | 0.115 | 0 | DEER:HVAC_Split-Package_AC | Annual | 1719 | 124 | 0.115 | 0 | 124 | 0.115 | 0 | NE-HVAC-airAC-SpltPkg-240to759kBtuh-10p8eer_MZDEER2017AnyRtS1996CZ14cPVVG | #N/A | NE-HVAC-airAC-SpltPkg-240to759kBtuh-10p8eer_SZDEER2017AnyRtS1996CZ14cDXGF | 54590 |  | #N/A | #N/A | #N/A | 124 | 0.115 | 0 | #N/A | #N/A | #N/A | 124 | 0.115 | 0 | #N/A | #N/A | 85.7 | 32000
NE-HVAC-airAC-SpltPkg-240to759kBtuh-10p8eer | DEER2017 | D17 v2 |  | Any | RtS | 1996 | CZ15 | cDXGF | Cap-Tons | 110 | 32000 | None | 197 | 0.121 | 0 | 197 | 0.121 | 0 | 197 | 0.121 | 0 | 197 | 0.121 | 0 | DEER:HVAC_Split-Package_AC | Annual | 1719 | 197 | 0.121 | 0 | 197 | 0.121 | 0 | NE-HVAC-airAC-SpltPkg-240to759kBtuh-10p8eer_MZDEER2017AnyRtS1996CZ15cPVVG | #N/A | NE-HVAC-airAC-SpltPkg-240to759kBtuh-10p8eer_SZDEER2017AnyRtS1996CZ15cDXGF | 54591 |  | #N/A | #N/A | #N/A | 197 | 0.121 | 0 | #N/A | #N/A | #N/A | 197 | 0.121 | 0 | #N/A | #N/A | 110 | 32000
NE-HVAC-airAC-SpltPkg-240to759kBtuh-10p8eer | DEER2017 | D17 v2 |  | Any | RtS | 1996 | CZ16 | cDXGF | Cap-Tons | 64.5 | 32000 | None | 49 | 0.0751 | 0 | 49 | 0.0751 | 0 | 49 | 0.0751 | 0 | 49 | 0.0751 | 0 | DEER:HVAC_Split-Package_AC | Annual | 1719 | 49 | 0.0751 | 0 | 49 | 0.0751 | 0 | NE-HVAC-airAC-SpltPkg-240to759kBtuh-10p8eer_MZDEER2017AnyRtS1996CZ16cPVVG | #N/A | NE-HVAC-airAC-SpltPkg-240to759kBtuh-10p8eer_SZDEER2017AnyRtS1996CZ16cDXGF | 54592 |  | #N/A | #N/A | #N/A | 49 | 0.0751 | 0 | #N/A | #N/A | #N/A | 49 | 0.0751 | 0 | #N/A | #N/A | 64.5 | 32000
NE-HVAC-airAC-SpltPkg-240to759kBtuh-10p8eer | DEER2017 | D17 v2 |  | Any | RtS | 2003 | CZ01 | cDXGF | Cap-Tons | 44.9 | 32000 | None | 7.72 | 0.0325 | 0 | 7.72 | 0.0325 | 0 | 7.72 | 0.0325 | 0 | 7.72 | 0.0325 | 0 | DEER:HVAC_Split-Package_AC | Annual | 1719 | 7.72 | 0.0325 | 0 | 7.72 | 0.0325 | 0 | NE-HVAC-airAC-SpltPkg-240to759kBtuh-10p8eer_MZDEER2017AnyRtS2003CZ01cPVVG | #N/A | NE-HVAC-airAC-SpltPkg-240to759kBtuh-10p8eer_SZDEER2017AnyRtS2003CZ01cDXGF | 75937 |  | #N/A | #N/A | #N/A | 7.72 | 0.0325 | 0 | #N/A | #N/A | #N/A | 7.72 | 0.0325 | 0 | #N/A | #N/A | 44.9 | 32000
NE-HVAC-airAC-SpltPkg-240to759kBtuh-10p8eer | DEER2017 | D17 v2 |  | Any | RtS | 2003 | CZ02 | cDXGF | Cap-Tons | 67 | 32000 | None | 74.6 | 0.109 | 0 | 74.6 | 0.109 | 0 | 74.6 | 0.109 | 0 | 74.6 | 0.109 | 0 | DEER:HVAC_Split-Package_AC | Annual | 1719 | 74.6 | 0.109 | 0 | 74.6 | 0.109 | 0 | NE-HVAC-airAC-SpltPkg-240to759kBtuh-10p8eer_MZDEER2017AnyRtS2003CZ02cPVVG | #N/A | NE-HVAC-airAC-SpltPkg-240to759kBtuh-10p8eer_SZDEER2017AnyRtS2003CZ02cDXGF | 75938 |  | #N/A | #N/A | #N/A | 74.6 | 0.109 | 0 | #N/A | #N/A | #N/A | 74.6 | 0.109 | 0 | #N/A | #N/A | 67 | 32000
NE-HVAC-airAC-SpltPkg-240to759kBtuh-10p8eer | DEER2017 | D17 v2 |  | Any | RtS | 2003 | CZ03 | cDXGF | Cap-Tons | 64.6 | 32000 | None | 32.9 | 0.0754 | 0 | 32.9 | 0.0754 | 0 | 32.9 | 0.0754 | 0 | 32.9 | 0.0754 | 0 | DEER:HVAC_Split-Package_AC | Annual | 1719 | 32.9 | 0.0754 | 0 | 32.9 | 0.0754 | 0 | NE-HVAC-airAC-SpltPkg-240to759kBtuh-10p8eer_MZDEER2017AnyRtS2003CZ03cPVVG | #N/A | NE-HVAC-airAC-SpltPkg-240to759kBtuh-10p8eer_SZDEER2017AnyRtS2003CZ03cDXGF | 75939 |  | #N/A | #N/A | #N/A | 32.9 | 0.0754 | 0 | #N/A | #N/A | #N/A | 32.9 | 0.0754 | 0 | #N/A | #N/A | 64.6 | 32000
NE-HVAC-airAC-SpltPkg-240to759kBtuh-10p8eer | DEER2017 | D17 v2 |  | Any | RtS | 2003 | CZ04 | cDXGF | Cap-Tons | 76.4 | 32000 | None | 73.7 | 0.0988 | 0 | 73.7 | 0.0988 | 0 | 73.7 | 0.0988 | 0 | 73.7 | 0.0988 | 0 | DEER:HVAC_Split-Package_AC | Annual | 1719 | 73.7 | 0.0988 | 0 | 73.7 | 0.0988 | 0 | NE-HVAC-airAC-SpltPkg-240to759kBtuh-10p8eer_MZDEER2017AnyRtS2003CZ04cPVVG | #N/A | NE-HVAC-airAC-SpltPkg-240to759kBtuh-10p8eer_SZDEER2017AnyRtS2003CZ04cDXGF | 75940 |  | #N/A | #N/A | #N/A | 73.7 | 0.0988 | 0 | #N/A | #N/A | #N/A | 73.7 | 0.0988 | 0 | #N/A | #N/A | 76.4 | 32000
NE-HVAC-airAC-SpltPkg-240to759kBtuh-10p8eer | DEER2017 | D17 v2 |  | Any | RtS | 2003 | CZ05 | cDXGF | Cap-Tons | 54.8 | 32000 | None | 40.4 | 0.06 | 0 | 40.4 | 0.06 | 0 | 40.4 | 0.06 | 0 | 40.4 | 0.06 | 0 | DEER:HVAC_Split-Package_AC | Annual | 1719 | 40.4 | 0.06 | 0 | 40.4 | 0.06 | 0 | NE-HVAC-airAC-SpltPkg-240to759kBtuh-10p8eer_MZDEER2017AnyRtS2003CZ05cPVVG | #N/A | NE-HVAC-airAC-SpltPkg-240to759kBtuh-10p8eer_SZDEER2017AnyRtS2003CZ05cDXGF | 75941 |  | #N/A | #N/A | #N/A | 40.4 | 0.06 | 0 | #N/A | #N/A | #N/A | 40.4 | 0.06 | 0 | #N/A | #N/A | 54.8 | 32000
NE-HVAC-airAC-SpltPkg-240to759kBtuh-10p8eer | DEER2017 | D17 v2 |  | Any | RtS | 2003 | CZ06 | cDXGF | Cap-Tons | 69.9 | 32000 | None | 83.9 | 0.0915 | 0 | 83.9 | 0.0915 | 0 | 83.9 | 0.0915 | 0 | 83.9 | 0.0915 | 0 | DEER:HVAC_Split-Package_AC | Annual | 1719 | 83.9 | 0.0915 | 0 | 83.9 | 0.0915 | 0 | NE-HVAC-airAC-SpltPkg-240to759kBtuh-10p8eer_MZDEER2017AnyRtS2003CZ06cPVVG | #N/A | NE-HVAC-airAC-SpltPkg-240to759kBtuh-10p8eer_SZDEER2017AnyRtS2003CZ06cDXGF | 75942 |  | #N/A | #N/A | #N/A | 83.9 | 0.0915 | 0 | #N/A | #N/A | #N/A | 83.9 | 0.0915 | 0 | #N/A | #N/A | 69.9 | 32000
NE-HVAC-airAC-SpltPkg-240to759kBtuh-10p8eer | DEER2017 | D17 v2 |  | Any | RtS | 2003 | CZ07 | cDXGF | Cap-Tons | 55.7 | 32000 | None | 102 | 0.0942 | 0 | 102 | 0.0942 | 0 | 102 | 0.0942 | 0 | 102 | 0.0942 | 0 | DEER:HVAC_Split-Package_AC | Annual | 1719 | 102 | 0.0942 | 0 | 102 | 0.0942 | 0 | NE-HVAC-airAC-SpltPkg-240to759kBtuh-10p8eer_MZDEER2017AnyRtS2003CZ07cPVVG | #N/A | NE-HVAC-airAC-SpltPkg-240to759kBtuh-10p8eer_SZDEER2017AnyRtS2003CZ07cDXGF | 75943 |  | #N/A | #N/A | #N/A | 102 | 0.0942 | 0 | #N/A | #N/A | #N/A | 102 | 0.0942 | 0 | #N/A | #N/A | 55.7 | 32000
NE-HVAC-airAC-SpltPkg-240to759kBtuh-10p8eer | DEER2017 | D17 v2 |  | Any | RtS | 2003 | CZ08 | cDXGF | Cap-Tons | 75.6 | 32000 | None | 105 | 0.1 | 0 | 105 | 0.1 | 0 | 105 | 0.1 | 0 | 105 | 0.1 | 0 | DEER:HVAC_Split-Package_AC | Annual | 1719 | 105 | 0.1 | 0 | 105 | 0.1 | 0 | NE-HVAC-airAC-SpltPkg-240to759kBtuh-10p8eer_MZDEER2017AnyRtS2003CZ08cPVVG | #N/A | NE-HVAC-airAC-SpltPkg-240to759kBtuh-10p8eer_SZDEER2017AnyRtS2003CZ08cDXGF | 75944 |  | #N/A | #N/A | #N/A | 105 | 0.1 | 0 | #N/A | #N/A | #N/A | 105 | 0.1 | 0 | #N/A | #N/A | 75.6 | 32000
NE-HVAC-airAC-SpltPkg-240to759kBtuh-10p8eer | DEER2017 | D17 v2 |  | Any | RtS | 2003 | CZ09 | cDXGF | Cap-Tons | 91.7 | 32000 | None | 95.2 | 0.113 | 0 | 95.2 | 0.113 | 0 | 95.2 | 0.113 | 0 | 95.2 | 0.113 | 0 | DEER:HVAC_Split-Package_AC | Annual | 1719 | 95.2 | 0.113 | 0 | 95.2 | 0.113 | 0 | NE-HVAC-airAC-SpltPkg-240to759kBtuh-10p8eer_MZDEER2017AnyRtS2003CZ09cPVVG | #N/A | NE-HVAC-airAC-SpltPkg-240to759kBtuh-10p8eer_SZDEER2017AnyRtS2003CZ09cDXGF | 75945 |  | #N/A | #N/A | #N/A | 95.2 | 0.113 | 0 | #N/A | #N/A | #N/A | 95.2 | 0.113 | 0 | #N/A | #N/A | 91.7 | 32000
NE-HVAC-airAC-SpltPkg-240to759kBtuh-10p8eer | DEER2017 | D17 v2 |  | Any | RtS | 2003 | CZ10 | cDXGF | Cap-Tons | 87.2 | 32000 | None | 109 | 0.12 | 0 | 109 | 0.12 | 0 | 109 | 0.12 | 0 | 109 | 0.12 | 0 | DEER:HVAC_Split-Package_AC | Annual | 1719 | 109 | 0.12 | 0 | 109 | 0.12 | 0 | NE-HVAC-airAC-SpltPkg-240to759kBtuh-10p8eer_MZDEER2017AnyRtS2003CZ10cPVVG | #N/A | NE-HVAC-airAC-SpltPkg-240to759kBtuh-10p8eer_SZDEER2017AnyRtS2003CZ10cDXGF | 75946 |  | #N/A | #N/A | #N/A | 109 | 0.12 | 0 | #N/A | #N/A | #N/A | 109 | 0.12 | 0 | #N/A | #N/A | 87.2 | 32000
NE-HVAC-airAC-SpltPkg-240to759kBtuh-10p8eer | DEER2017 | D17 v2 |  | Any | RtS | 2003 | CZ11 | cDXGF | Cap-Tons | 87.3 | 32000 | None | 118 | 0.108 | 0 | 118 | 0.108 | 0 | 118 | 0.108 | 0 | 118 | 0.108 | 0 | DEER:HVAC_Split-Package_AC | Annual | 1719 | 118 | 0.108 | 0 | 118 | 0.108 | 0 | NE-HVAC-airAC-SpltPkg-240to759kBtuh-10p8eer_MZDEER2017AnyRtS2003CZ11cPVVG | #N/A | NE-HVAC-airAC-SpltPkg-240to759kBtuh-10p8eer_SZDEER2017AnyRtS2003CZ11cDXGF | 75947 |  | #N/A | #N/A | #N/A | 118 | 0.108 | 0 | #N/A | #N/A | #N/A | 118 | 0.108 | 0 | #N/A | #N/A | 87.3 | 32000
NE-HVAC-airAC-SpltPkg-240to759kBtuh-10p8eer | DEER2017 | D17 v2 |  | Any | RtS | 2003 | CZ12 | cDXGF | Cap-Tons | 81.7 | 32000 | None | 97 | 0.106 | 0 | 97 | 0.106 | 0 | 97 | 0.106 | 0 | 97 | 0.106 | 0 | DEER:HVAC_Split-Package_AC | Annual | 1719 | 97 | 0.106 | 0 | 97 | 0.106 | 0 | NE-HVAC-airAC-SpltPkg-240to759kBtuh-10p8eer_MZDEER2017AnyRtS2003CZ12cPVVG | #N/A | NE-HVAC-airAC-SpltPkg-240to759kBtuh-10p8eer_SZDEER2017AnyRtS2003CZ12cDXGF | 75948 |  | #N/A | #N/A | #N/A | 97 | 0.106 | 0 | #N/A | #N/A | #N/A | 97 | 0.106 | 0 | #N/A | #N/A | 81.7 | 32000
NE-HVAC-airAC-SpltPkg-240to759kBtuh-10p8eer | DEER2017 | D17 v2 |  | Any | RtS | 2003 | CZ13 | cDXGF | Cap-Tons | 84.1 | 32000 | None | 131 | 0.11 | 0 | 131 | 0.11 | 0 | 131 | 0.11 | 0 | 131 | 0.11 | 0 | DEER:HVAC_Split-Package_AC | Annual | 1719 | 131 | 0.11 | 0 | 131 | 0.11 | 0 | NE-HVAC-airAC-SpltPkg-240to759kBtuh-10p8eer_MZDEER2017AnyRtS2003CZ13cPVVG | #N/A | NE-HVAC-airAC-SpltPkg-240to759kBtuh-10p8eer_SZDEER2017AnyRtS2003CZ13cDXGF | 75949 |  | #N/A | #N/A | #N/A | 131 | 0.11 | 0 | #N/A | #N/A | #N/A | 131 | 0.11 | 0 | #N/A | #N/A | 84.1 | 32000
NE-HVAC-airAC-SpltPkg-240to759kBtuh-10p8eer | DEER2017 | D17 v2 |  | Any | RtS | 2003 | CZ14 | cDXGF | Cap-Tons | 83.3 | 32000 | None | 127 | 0.116 | 0 | 127 | 0.116 | 0 | 127 | 0.116 | 0 | 127 | 0.116 | 0 | DEER:HVAC_Split-Package_AC | Annual | 1719 | 127 | 0.116 | 0 | 127 | 0.116 | 0 | NE-HVAC-airAC-SpltPkg-240to759kBtuh-10p8eer_MZDEER2017AnyRtS2003CZ14cPVVG | #N/A | NE-HVAC-airAC-SpltPkg-240to759kBtuh-10p8eer_SZDEER2017AnyRtS2003CZ14cDXGF | 75950 |  | #N/A | #N/A | #N/A | 127 | 0.116 | 0 | #N/A | #N/A | #N/A | 127 | 0.116 | 0 | #N/A | #N/A | 83.3 | 32000
NE-HVAC-airAC-SpltPkg-240to759kBtuh-10p8eer | DEER2017 | D17 v2 |  | Any | RtS | 2003 | CZ15 | cDXGF | Cap-Tons | 107 | 32000 | None | 200 | 0.121 | 0 | 200 | 0.121 | 0 | 200 | 0.121 | 0 | 200 | 0.121 | 0 | DEER:HVAC_Split-Package_AC | Annual | 1719 | 200 | 0.121 | 0 | 200 | 0.121 | 0 | NE-HVAC-airAC-SpltPkg-240to759kBtuh-10p8eer_MZDEER2017AnyRtS2003CZ15cPVVG | #N/A | NE-HVAC-airAC-SpltPkg-240to759kBtuh-10p8eer_SZDEER2017AnyRtS2003CZ15cDXGF | 75951 |  | #N/A | #N/A | #N/A | 200 | 0.121 | 0 | #N/A | #N/A | #N/A | 200 | 0.121 | 0 | #N/A | #N/A | 107 | 32000
NE-HVAC-airAC-SpltPkg-240to759kBtuh-10p8eer | DEER2017 | D17 v2 |  | Any | RtS | 2003 | CZ16 | cDXGF | Cap-Tons | 54.2 | 32000 | None | 62.5 | 0.084 | 0 | 62.5 | 0.084 | 0 | 62.5 | 0.084 | 0 | 62.5 | 0.084 | 0 | DEER:HVAC_Split-Package_AC | Annual | 1719 | 62.5 | 0.084 | 0 | 62.5 | 0.084 | 0 | NE-HVAC-airAC-SpltPkg-240to759kBtuh-10p8eer_MZDEER2017AnyRtS2003CZ16cPVVG | #N/A | NE-HVAC-airAC-SpltPkg-240to759kBtuh-10p8eer_SZDEER2017AnyRtS2003CZ16cDXGF | 75952 |  | #N/A | #N/A | #N/A | 62.5 | 0.084 | 0 | #N/A | #N/A | #N/A | 62.5 | 0.084 | 0 | #N/A | #N/A | 54.2 | 32000
NE-HVAC-airAC-SpltPkg-240to759kBtuh-10p8eer | DEER2017 | D17 v2 |  | Any | RtS | 2007 | CZ01 | cDXGF | Cap-Tons | 44.7 | 32000 | None | 7.64 | 0.0322 | 0 | 7.64 | 0.0322 | 0 | 7.64 | 0.0322 | 0 | 7.64 | 0.0322 | 0 | DEER:HVAC_Split-Package_AC | Annual | 1719 | 7.64 | 0.0322 | 0 | 7.64 | 0.0322 | 0 | NE-HVAC-airAC-SpltPkg-240to759kBtuh-10p8eer_MZDEER2017AnyRtS2007CZ01cPVVG | #N/A | NE-HVAC-airAC-SpltPkg-240to759kBtuh-10p8eer_SZDEER2017AnyRtS2007CZ01cDXGF | 97297 |  | #N/A | #N/A | #N/A | 7.64 | 0.0322 | 0 | #N/A | #N/A | #N/A | 7.64 | 0.0322 | 0 | #N/A | #N/A | 44.7 | 32000
NE-HVAC-airAC-SpltPkg-240to759kBtuh-10p8eer | DEER2017 | D17 v2 |  | Any | RtS | 2007 | CZ02 | cDXGF | Cap-Tons | 66.8 | 32000 | None | 74.4 | 0.109 | 0 | 74.4 | 0.109 | 0 | 74.4 | 0.109 | 0 | 74.4 | 0.109 | 0 | DEER:HVAC_Split-Package_AC | Annual | 1719 | 74.4 | 0.109 | 0 | 74.4 | 0.109 | 0 | NE-HVAC-airAC-SpltPkg-240to759kBtuh-10p8eer_MZDEER2017AnyRtS2007CZ02cPVVG | #N/A | NE-HVAC-airAC-SpltPkg-240to759kBtuh-10p8eer_SZDEER2017AnyRtS2007CZ02cDXGF | 97298 |  | #N/A | #N/A | #N/A | 74.4 | 0.109 | 0 | #N/A | #N/A | #N/A | 74.4 | 0.109 | 0 | #N/A | #N/A | 66.8 | 32000
NE-HVAC-airAC-SpltPkg-240to759kBtuh-10p8eer | DEER2017 | D17 v2 |  | Any | RtS | 2007 | CZ03 | cDXGF | Cap-Tons | 64.4 | 32000 | None | 32.7 | 0.0753 | 0 | 32.7 | 0.0753 | 0 | 32.7 | 0.0753 | 0 | 32.7 | 0.0753 | 0 | DEER:HVAC_Split-Package_AC | Annual | 1719 | 32.7 | 0.0753 | 0 | 32.7 | 0.0753 | 0 | NE-HVAC-airAC-SpltPkg-240to759kBtuh-10p8eer_MZDEER2017AnyRtS2007CZ03cPVVG | #N/A | NE-HVAC-airAC-SpltPkg-240to759kBtuh-10p8eer_SZDEER2017AnyRtS2007CZ03cDXGF | 97299 |  | #N/A | #N/A | #N/A | 32.7 | 0.0753 | 0 | #N/A | #N/A | #N/A | 32.7 | 0.0753 | 0 | #N/A | #N/A | 64.4 | 32000
NE-HVAC-airAC-SpltPkg-240to759kBtuh-10p8eer | DEER2017 | D17 v2 |  | Any | RtS | 2007 | CZ04 | cDXGF | Cap-Tons | 76.2 | 32000 | None | 73.5 | 0.0987 | 0 | 73.5 | 0.0987 | 0 | 73.5 | 0.0987 | 0 | 73.5 | 0.0987 | 0 | DEER:HVAC_Split-Package_AC | Annual | 1719 | 73.5 | 0.0987 | 0 | 73.5 | 0.0987 | 0 | NE-HVAC-airAC-SpltPkg-240to759kBtuh-10p8eer_MZDEER2017AnyRtS2007CZ04cPVVG | #N/A | NE-HVAC-airAC-SpltPkg-240to759kBtuh-10p8eer_SZDEER2017AnyRtS2007CZ04cDXGF | 97300 |  | #N/A | #N/A | #N/A | 73.5 | 0.0987 | 0 | #N/A | #N/A | #N/A | 73.5 | 0.0987 | 0 | #N/A | #N/A | 76.2 | 32000
NE-HVAC-airAC-SpltPkg-240to759kBtuh-10p8eer | DEER2017 | D17 v2 |  | Any | RtS | 2007 | CZ05 | cDXGF | Cap-Tons | 54.7 | 32000 | None | 40.2 | 0.0599 | 0 | 40.2 | 0.0599 | 0 | 40.2 | 0.0599 | 0 | 40.2 | 0.0599 | 0 | DEER:HVAC_Split-Package_AC | Annual | 1719 | 40.2 | 0.0599 | 0 | 40.2 | 0.0599 | 0 | NE-HVAC-airAC-SpltPkg-240to759kBtuh-10p8eer_MZDEER2017AnyRtS2007CZ05cPVVG | #N/A | NE-HVAC-airAC-SpltPkg-240to759kBtuh-10p8eer_SZDEER2017AnyRtS2007CZ05cDXGF | 97301 |  | #N/A | #N/A | #N/A | 40.2 | 0.0599 | 0 | #N/A | #N/A | #N/A | 40.2 | 0.0599 | 0 | #N/A | #N/A | 54.7 | 32000
NE-HVAC-airAC-SpltPkg-240to759kBtuh-10p8eer | DEER2017 | D17 v2 |  | Any | RtS | 2007 | CZ06 | cDXGF | Cap-Tons | 69.7 | 32000 | None | 83.7 | 0.0915 | 0 | 83.7 | 0.0915 | 0 | 83.7 | 0.0915 | 0 | 83.7 | 0.0915 | 0 | DEER:HVAC_Split-Package_AC | Annual | 1719 | 83.7 | 0.0915 | 0 | 83.7 | 0.0915 | 0 | NE-HVAC-airAC-SpltPkg-240to759kBtuh-10p8eer_MZDEER2017AnyRtS2007CZ06cPVVG | #N/A | NE-HVAC-airAC-SpltPkg-240to759kBtuh-10p8eer_SZDEER2017AnyRtS2007CZ06cDXGF | 97302 |  | #N/A | #N/A | #N/A | 83.7 | 0.0915 | 0 | #N/A | #N/A | #N/A | 83.7 | 0.0915 | 0 | #N/A | #N/A | 69.7 | 32000
NE-HVAC-airAC-SpltPkg-240to759kBtuh-10p8eer | DEER2017 | D17 v2 |  | Any | RtS | 2007 | CZ07 | cDXGF | Cap-Tons | 55.5 | 32000 | None | 102 | 0.0942 | 0 | 102 | 0.0942 | 0 | 102 | 0.0942 | 0 | 102 | 0.0942 | 0 | DEER:HVAC_Split-Package_AC | Annual | 1719 | 102 | 0.0942 | 0 | 102 | 0.0942 | 0 | NE-HVAC-airAC-SpltPkg-240to759kBtuh-10p8eer_MZDEER2017AnyRtS2007CZ07cPVVG | #N/A | NE-HVAC-airAC-SpltPkg-240to759kBtuh-10p8eer_SZDEER2017AnyRtS2007CZ07cDXGF | 97303 |  | #N/A | #N/A | #N/A | 102 | 0.0942 | 0 | #N/A | #N/A | #N/A | 102 | 0.0942 | 0 | #N/A | #N/A | 55.5 | 32000
NE-HVAC-airAC-SpltPkg-240to759kBtuh-10p8eer | DEER2017 | D17 v2 |  | Any | RtS | 2007 | CZ08 | cDXGF | Cap-Tons | 75.4 | 32000 | None | 105 | 0.1 | 0 | 105 | 0.1 | 0 | 105 | 0.1 | 0 | 105 | 0.1 | 0 | DEER:HVAC_Split-Package_AC | Annual | 1719 | 105 | 0.1 | 0 | 105 | 0.1 | 0 | NE-HVAC-airAC-SpltPkg-240to759kBtuh-10p8eer_MZDEER2017AnyRtS2007CZ08cPVVG | #N/A | NE-HVAC-airAC-SpltPkg-240to759kBtuh-10p8eer_SZDEER2017AnyRtS2007CZ08cDXGF | 97304 |  | #N/A | #N/A | #N/A | 105 | 0.1 | 0 | #N/A | #N/A | #N/A | 105 | 0.1 | 0 | #N/A | #N/A | 75.4 | 32000
NE-HVAC-airAC-SpltPkg-240to759kBtuh-10p8eer | DEER2017 | D17 v2 |  | Any | RtS | 2007 | CZ09 | cDXGF | Cap-Tons | 91.5 | 32000 | None | 95.1 | 0.113 | 0 | 95.1 | 0.113 | 0 | 95.1 | 0.113 | 0 | 95.1 | 0.113 | 0 | DEER:HVAC_Split-Package_AC | Annual | 1719 | 95.1 | 0.113 | 0 | 95.1 | 0.113 | 0 | NE-HVAC-airAC-SpltPkg-240to759kBtuh-10p8eer_MZDEER2017AnyRtS2007CZ09cPVVG | #N/A | NE-HVAC-airAC-SpltPkg-240to759kBtuh-10p8eer_SZDEER2017AnyRtS2007CZ09cDXGF | 97305 |  | #N/A | #N/A | #N/A | 95.1 | 0.113 | 0 | #N/A | #N/A | #N/A | 95.1 | 0.113 | 0 | #N/A | #N/A | 91.5 | 32000
NE-HVAC-airAC-SpltPkg-240to759kBtuh-10p8eer | DEER2017 | D17 v2 |  | Any | RtS | 2007 | CZ10 | cDXGF | Cap-Tons | 87 | 32000 | None | 109 | 0.12 | 0 | 109 | 0.12 | 0 | 109 | 0.12 | 0 | 109 | 0.12 | 0 | DEER:HVAC_Split-Package_AC | Annual | 1719 | 109 | 0.12 | 0 | 109 | 0.12 | 0 | NE-HVAC-airAC-SpltPkg-240to759kBtuh-10p8eer_MZDEER2017AnyRtS2007CZ10cPVVG | #N/A | NE-HVAC-airAC-SpltPkg-240to759kBtuh-10p8eer_SZDEER2017AnyRtS2007CZ10cDXGF | 97306 |  | #N/A | #N/A | #N/A | 109 | 0.12 | 0 | #N/A | #N/A | #N/A | 109 | 0.12 | 0 | #N/A | #N/A | 87 | 32000
NE-HVAC-airAC-SpltPkg-240to759kBtuh-10p8eer | DEER2017 | D17 v2 |  | Any | RtS | 2007 | CZ11 | cDXGF | Cap-Tons | 87.2 | 32000 | None | 118 | 0.108 | 0 | 118 | 0.108 | 0 | 118 | 0.108 | 0 | 118 | 0.108 | 0 | DEER:HVAC_Split-Package_AC | Annual | 1719 | 118 | 0.108 | 0 | 118 | 0.108 | 0 | NE-HVAC-airAC-SpltPkg-240to759kBtuh-10p8eer_MZDEER2017AnyRtS2007CZ11cPVVG | #N/A | NE-HVAC-airAC-SpltPkg-240to759kBtuh-10p8eer_SZDEER2017AnyRtS2007CZ11cDXGF | 97307 |  | #N/A | #N/A | #N/A | 118 | 0.108 | 0 | #N/A | #N/A | #N/A | 118 | 0.108 | 0 | #N/A | #N/A | 87.2 | 32000
NE-HVAC-airAC-SpltPkg-240to759kBtuh-10p8eer | DEER2017 | D17 v2 |  | Any | RtS | 2007 | CZ12 | cDXGF | Cap-Tons | 81.5 | 32000 | None | 96.9 | 0.106 | 0 | 96.9 | 0.106 | 0 | 96.9 | 0.106 | 0 | 96.9 | 0.106 | 0 | DEER:HVAC_Split-Package_AC | Annual | 1719 | 96.9 | 0.106 | 0 | 96.9 | 0.106 | 0 | NE-HVAC-airAC-SpltPkg-240to759kBtuh-10p8eer_MZDEER2017AnyRtS2007CZ12cPVVG | #N/A | NE-HVAC-airAC-SpltPkg-240to759kBtuh-10p8eer_SZDEER2017AnyRtS2007CZ12cDXGF | 97308 |  | #N/A | #N/A | #N/A | 96.9 | 0.106 | 0 | #N/A | #N/A | #N/A | 96.9 | 0.106 | 0 | #N/A | #N/A | 81.5 | 32000
NE-HVAC-airAC-SpltPkg-240to759kBtuh-10p8eer | DEER2017 | D17 v2 |  | Any | RtS | 2007 | CZ13 | cDXGF | Cap-Tons | 83.9 | 32000 | None | 131 | 0.11 | 0 | 131 | 0.11 | 0 | 131 | 0.11 | 0 | 131 | 0.11 | 0 | DEER:HVAC_Split-Package_AC | Annual | 1719 | 131 | 0.11 | 0 | 131 | 0.11 | 0 | NE-HVAC-airAC-SpltPkg-240to759kBtuh-10p8eer_MZDEER2017AnyRtS2007CZ13cPVVG | #N/A | NE-HVAC-airAC-SpltPkg-240to759kBtuh-10p8eer_SZDEER2017AnyRtS2007CZ13cDXGF | 97309 |  | #N/A | #N/A | #N/A | 131 | 0.11 | 0 | #N/A | #N/A | #N/A | 131 | 0.11 | 0 | #N/A | #N/A | 83.9 | 32000
NE-HVAC-airAC-SpltPkg-240to759kBtuh-10p8eer | DEER2017 | D17 v2 |  | Any | RtS | 2007 | CZ14 | cDXGF | Cap-Tons | 83.1 | 32000 | None | 127 | 0.116 | 0 | 127 | 0.116 | 0 | 127 | 0.116 | 0 | 127 | 0.116 | 0 | DEER:HVAC_Split-Package_AC | Annual | 1719 | 127 | 0.116 | 0 | 127 | 0.116 | 0 | NE-HVAC-airAC-SpltPkg-240to759kBtuh-10p8eer_MZDEER2017AnyRtS2007CZ14cPVVG | #N/A | NE-HVAC-airAC-SpltPkg-240to759kBtuh-10p8eer_SZDEER2017AnyRtS2007CZ14cDXGF | 97310 |  | #N/A | #N/A | #N/A | 127 | 0.116 | 0 | #N/A | #N/A | #N/A | 127 | 0.116 | 0 | #N/A | #N/A | 83.1 | 32000
NE-HVAC-airAC-SpltPkg-240to759kBtuh-10p8eer | DEER2017 | D17 v2 |  | Any | RtS | 2007 | CZ15 | cDXGF | Cap-Tons | 107 | 32000 | None | 200 | 0.121 | 0 | 200 | 0.121 | 0 | 200 | 0.121 | 0 | 200 | 0.121 | 0 | DEER:HVAC_Split-Package_AC | Annual | 1719 | 200 | 0.121 | 0 | 200 | 0.121 | 0 | NE-HVAC-airAC-SpltPkg-240to759kBtuh-10p8eer_MZDEER2017AnyRtS2007CZ15cPVVG | #N/A | NE-HVAC-airAC-SpltPkg-240to759kBtuh-10p8eer_SZDEER2017AnyRtS2007CZ15cDXGF | 97311 |  | #N/A | #N/A | #N/A | 200 | 0.121 | 0 | #N/A | #N/A | #N/A | 200 | 0.121 | 0 | #N/A | #N/A | 107 | 32000
NE-HVAC-airAC-SpltPkg-240to759kBtuh-10p8eer | DEER2017 | D17 v2 |  | Any | RtS | 2007 | CZ16 | cDXGF | Cap-Tons | 54 | 32000 | None | 62.4 | 0.084 | 0 | 62.4 | 0.084 | 0 | 62.4 | 0.084 | 0 | 62.4 | 0.084 | 0 | DEER:HVAC_Split-Package_AC | Annual | 1719 | 62.4 | 0.084 | 0 | 62.4 | 0.084 | 0 | NE-HVAC-airAC-SpltPkg-240to759kBtuh-10p8eer_MZDEER2017AnyRtS2007CZ16cPVVG | #N/A | NE-HVAC-airAC-SpltPkg-240to759kBtuh-10p8eer_SZDEER2017AnyRtS2007CZ16cDXGF | 97312 |  | #N/A | #N/A | #N/A | 62.4 | 0.084 | 0 | #N/A | #N/A | #N/A | 62.4 | 0.084 | 0 | #N/A | #N/A | 54 | 32000
NE-HVAC-airAC-SpltPkg-240to759kBtuh-10p8eer | DEER2017 | D17 v2 |  | Any | RtS | 2011 | CZ01 | cDXGF | Cap-Tons | 43.6 | 32000 | None | 450 | 0.0931 | -10.4 | 8.19 | 0.0322 | 0 | 450 | 0.0931 | -10.4 | 8.19 | 0.0322 | 0 | DEER:HVAC_Split-Package_AC | Annual | 1719 | 450 | 0.0931 | -10.4 | 8.19 | 0.0322 | 0 | NE-HVAC-airAC-SpltPkg-240to759kBtuh-10p8eer_MZDEER2017AnyRtS2011CZ01cPVVG | #N/A | NE-HVAC-airAC-SpltPkg-240to759kBtuh-10p8eer_SZDEER2017AnyRtS2011CZ01cDXGF | 118657 |  | #N/A | #N/A | #N/A | 450 | 0.0931 | -10.4 | #N/A | #N/A | #N/A | 8.19 | 0.0322 | 0 | #N/A | #N/A | 43.6 | 32000
NE-HVAC-airAC-SpltPkg-240to759kBtuh-10p8eer | DEER2017 | D17 v2 |  | Any | RtS | 2011 | CZ02 | cDXGF | Cap-Tons | 65.9 | 32000 | None | 550 | 0.173 | -6.02 | 73 | 0.109 | 0 | 550 | 0.173 | -6.02 | 73 | 0.109 | 0 | DEER:HVAC_Split-Package_AC | Annual | 1719 | 550 | 0.173 | -6.02 | 73 | 0.109 | 0 | NE-HVAC-airAC-SpltPkg-240to759kBtuh-10p8eer_MZDEER2017AnyRtS2011CZ02cPVVG | #N/A | NE-HVAC-airAC-SpltPkg-240to759kBtuh-10p8eer_SZDEER2017AnyRtS2011CZ02cDXGF | 118658 |  | #N/A | #N/A | #N/A | 550 | 0.173 | -6.02 | #N/A | #N/A | #N/A | 73 | 0.109 | 0 | #N/A | #N/A | 65.9 | 32000
NE-HVAC-airAC-SpltPkg-240to759kBtuh-10p8eer | DEER2017 | D17 v2 |  | Any | RtS | 2011 | CZ03 | cDXGF | Cap-Tons | 63.6 | 32000 | None | 477 | 0.206 | -6.64 | 31.9 | 0.0738 | 0 | 477 | 0.206 | -6.64 | 31.9 | 0.0738 | 0 | DEER:HVAC_Split-Package_AC | Annual | 1719 | 477 | 0.206 | -6.64 | 31.9 | 0.0738 | 0 | NE-HVAC-airAC-SpltPkg-240to759kBtuh-10p8eer_MZDEER2017AnyRtS2011CZ03cPVVG | #N/A | NE-HVAC-airAC-SpltPkg-240to759kBtuh-10p8eer_SZDEER2017AnyRtS2011CZ03cDXGF | 118659 |  | #N/A | #N/A | #N/A | 477 | 0.206 | -6.64 | #N/A | #N/A | #N/A | 31.9 | 0.0738 | 0 | #N/A | #N/A | 63.6 | 32000
NE-HVAC-airAC-SpltPkg-240to759kBtuh-10p8eer | DEER2017 | D17 v2 |  | Any | RtS | 2011 | CZ04 | cDXGF | Cap-Tons | 75.4 | 32000 | None | 591 | 0.196 | -4.93 | 72.4 | 0.0978 | 0 | 591 | 0.196 | -4.93 | 72.4 | 0.0978 | 0 | DEER:HVAC_Split-Package_AC | Annual | 1719 | 591 | 0.196 | -4.93 | 72.4 | 0.0978 | 0 | NE-HVAC-airAC-SpltPkg-240to759kBtuh-10p8eer_MZDEER2017AnyRtS2011CZ04cPVVG | #N/A | NE-HVAC-airAC-SpltPkg-240to759kBtuh-10p8eer_SZDEER2017AnyRtS2011CZ04cDXGF | 118660 |  | #N/A | #N/A | #N/A | 591 | 0.196 | -4.93 | #N/A | #N/A | #N/A | 72.4 | 0.0978 | 0 | #N/A | #N/A | 75.4 | 32000
NE-HVAC-airAC-SpltPkg-240to759kBtuh-10p8eer | DEER2017 | D17 v2 |  | Any | RtS | 2011 | CZ05 | cDXGF | Cap-Tons | 53.9 | 32000 | None | 464 | 0.198 | -6.39 | 39.4 | 0.0592 | 0 | 464 | 0.198 | -6.39 | 39.4 | 0.0592 | 0 | DEER:HVAC_Split-Package_AC | Annual | 1719 | 464 | 0.198 | -6.39 | 39.4 | 0.0592 | 0 | NE-HVAC-airAC-SpltPkg-240to759kBtuh-10p8eer_MZDEER2017AnyRtS2011CZ05cPVVG | #N/A | NE-HVAC-airAC-SpltPkg-240to759kBtuh-10p8eer_SZDEER2017AnyRtS2011CZ05cDXGF | 118661 |  | #N/A | #N/A | #N/A | 464 | 0.198 | -6.39 | #N/A | #N/A | #N/A | 39.4 | 0.0592 | 0 | #N/A | #N/A | 53.9 | 32000
NE-HVAC-airAC-SpltPkg-240to759kBtuh-10p8eer | DEER2017 | D17 v2 |  | Any | RtS | 2011 | CZ06 | cDXGF | Cap-Tons | 68.8 | 32000 | None | 532 | 0.154 | -3.16 | 82.9 | 0.0912 | 0 | 532 | 0.154 | -3.16 | 82.9 | 0.0912 | 0 | DEER:HVAC_Split-Package_AC | Annual | 1719 | 532 | 0.154 | -3.16 | 82.9 | 0.0912 | 0 | NE-HVAC-airAC-SpltPkg-240to759kBtuh-10p8eer_MZDEER2017AnyRtS2011CZ06cPVVG | #N/A | NE-HVAC-airAC-SpltPkg-240to759kBtuh-10p8eer_SZDEER2017AnyRtS2011CZ06cDXGF | 118662 |  | #N/A | #N/A | #N/A | 532 | 0.154 | -3.16 | #N/A | #N/A | #N/A | 82.9 | 0.0912 | 0 | #N/A | #N/A | 68.8 | 32000
NE-HVAC-airAC-SpltPkg-240to759kBtuh-10p8eer | DEER2017 | D17 v2 |  | Any | RtS | 2011 | CZ07 | cDXGF | Cap-Tons | 54.7 | 32000 | None | 431 | 0.119 | -2.03 | 100 | 0.0936 | 0 | 431 | 0.119 | -2.03 | 100 | 0.0936 | 0 | DEER:HVAC_Split-Package_AC | Annual | 1719 | 431 | 0.119 | -2.03 | 100 | 0.0936 | 0 | NE-HVAC-airAC-SpltPkg-240to759kBtuh-10p8eer_MZDEER2017AnyRtS2011CZ07cPVVG | #N/A | NE-HVAC-airAC-SpltPkg-240to759kBtuh-10p8eer_SZDEER2017AnyRtS2011CZ07cDXGF | 118663 |  | #N/A | #N/A | #N/A | 431 | 0.119 | -2.03 | #N/A | #N/A | #N/A | 100 | 0.0936 | 0 | #N/A | #N/A | 54.7 | 32000
NE-HVAC-airAC-SpltPkg-240to759kBtuh-10p8eer | DEER2017 | D17 v2 |  | Any | RtS | 2011 | CZ08 | cDXGF | Cap-Tons | 74.5 | 32000 | None | 579 | 0.165 | -2.61 | 103 | 0.0992 | 0 | 579 | 0.165 | -2.61 | 103 | 0.0992 | 0 | DEER:HVAC_Split-Package_AC | Annual | 1719 | 579 | 0.165 | -2.61 | 103 | 0.0992 | 0 | NE-HVAC-airAC-SpltPkg-240to759kBtuh-10p8eer_MZDEER2017AnyRtS2011CZ08cPVVG | #N/A | NE-HVAC-airAC-SpltPkg-240to759kBtuh-10p8eer_SZDEER2017AnyRtS2011CZ08cDXGF | 118664 |  | #N/A | #N/A | #N/A | 579 | 0.165 | -2.61 | #N/A | #N/A | #N/A | 103 | 0.0992 | 0 | #N/A | #N/A | 74.5 | 32000
NE-HVAC-airAC-SpltPkg-240to759kBtuh-10p8eer | DEER2017 | D17 v2 |  | Any | RtS | 2011 | CZ09 | cDXGF | Cap-Tons | 90.6 | 32000 | None | 619 | 0.184 | -2.81 | 92.8 | 0.112 | 0 | 619 | 0.184 | -2.81 | 92.8 | 0.112 | 0 | DEER:HVAC_Split-Package_AC | Annual | 1719 | 619 | 0.184 | -2.81 | 92.8 | 0.112 | 0 | NE-HVAC-airAC-SpltPkg-240to759kBtuh-10p8eer_MZDEER2017AnyRtS2011CZ09cPVVG | #N/A | NE-HVAC-airAC-SpltPkg-240to759kBtuh-10p8eer_SZDEER2017AnyRtS2011CZ09cDXGF | 118665 |  | #N/A | #N/A | #N/A | 619 | 0.184 | -2.81 | #N/A | #N/A | #N/A | 92.8 | 0.112 | 0 | #N/A | #N/A | 90.6 | 32000
NE-HVAC-airAC-SpltPkg-240to759kBtuh-10p8eer | DEER2017 | D17 v2 |  | Any | RtS | 2011 | CZ10 | cDXGF | Cap-Tons | 86.1 | 32000 | None | 645 | 0.194 | -2.93 | 107 | 0.119 | 0 | 645 | 0.194 | -2.93 | 107 | 0.119 | 0 | DEER:HVAC_Split-Package_AC | Annual | 1719 | 645 | 0.194 | -2.93 | 107 | 0.119 | 0 | NE-HVAC-airAC-SpltPkg-240to759kBtuh-10p8eer_MZDEER2017AnyRtS2011CZ10cPVVG | #N/A | NE-HVAC-airAC-SpltPkg-240to759kBtuh-10p8eer_SZDEER2017AnyRtS2011CZ10cDXGF | 118666 |  | #N/A | #N/A | #N/A | 645 | 0.194 | -2.93 | #N/A | #N/A | #N/A | 107 | 0.119 | 0 | #N/A | #N/A | 86.1 | 32000
NE-HVAC-airAC-SpltPkg-240to759kBtuh-10p8eer | DEER2017 | D17 v2 |  | Any | RtS | 2011 | CZ11 | cDXGF | Cap-Tons | 84.4 | 32000 | None | 653 | 0.209 | -5.29 | 115 | 0.106 | 0 | 653 | 0.209 | -5.29 | 115 | 0.106 | 0 | DEER:HVAC_Split-Package_AC | Annual | 1719 | 653 | 0.209 | -5.29 | 115 | 0.106 | 0 | NE-HVAC-airAC-SpltPkg-240to759kBtuh-10p8eer_MZDEER2017AnyRtS2011CZ11cPVVG | #N/A | NE-HVAC-airAC-SpltPkg-240to759kBtuh-10p8eer_SZDEER2017AnyRtS2011CZ11cDXGF | 118667 |  | #N/A | #N/A | #N/A | 653 | 0.209 | -5.29 | #N/A | #N/A | #N/A | 115 | 0.106 | 0 | #N/A | #N/A | 84.4 | 32000
NE-HVAC-airAC-SpltPkg-240to759kBtuh-10p8eer | DEER2017 | D17 v2 |  | Any | RtS | 2011 | CZ12 | cDXGF | Cap-Tons | 79.8 | 32000 | None | 640 | 0.202 | -5.47 | 95.2 | 0.105 | 0 | 640 | 0.202 | -5.47 | 95.2 | 0.105 | 0 | DEER:HVAC_Split-Package_AC | Annual | 1719 | 640 | 0.202 | -5.47 | 95.2 | 0.105 | 0 | NE-HVAC-airAC-SpltPkg-240to759kBtuh-10p8eer_MZDEER2017AnyRtS2011CZ12cPVVG | #N/A | NE-HVAC-airAC-SpltPkg-240to759kBtuh-10p8eer_SZDEER2017AnyRtS2011CZ12cDXGF | 118668 |  | #N/A | #N/A | #N/A | 640 | 0.202 | -5.47 | #N/A | #N/A | #N/A | 95.2 | 0.105 | 0 | #N/A | #N/A | 79.8 | 32000
NE-HVAC-airAC-SpltPkg-240to759kBtuh-10p8eer | DEER2017 | D17 v2 |  | Any | RtS | 2011 | CZ13 | cDXGF | Cap-Tons | 81.6 | 32000 | None | 654 | 0.195 | -4.99 | 128 | 0.109 | 0 | 654 | 0.195 | -4.99 | 128 | 0.109 | 0 | DEER:HVAC_Split-Package_AC | Annual | 1719 | 654 | 0.195 | -4.99 | 128 | 0.109 | 0 | NE-HVAC-airAC-SpltPkg-240to759kBtuh-10p8eer_MZDEER2017AnyRtS2011CZ13cPVVG | #N/A | NE-HVAC-airAC-SpltPkg-240to759kBtuh-10p8eer_SZDEER2017AnyRtS2011CZ13cDXGF | 118669 |  | #N/A | #N/A | #N/A | 654 | 0.195 | -4.99 | #N/A | #N/A | #N/A | 128 | 0.109 | 0 | #N/A | #N/A | 81.6 | 32000
NE-HVAC-airAC-SpltPkg-240to759kBtuh-10p8eer | DEER2017 | D17 v2 |  | Any | RtS | 2011 | CZ14 | cDXGF | Cap-Tons | 80.5 | 32000 | None | 665 | 0.184 | -5.02 | 124 | 0.114 | 0 | 665 | 0.184 | -5.02 | 124 | 0.114 | 0 | DEER:HVAC_Split-Package_AC | Annual | 1719 | 665 | 0.184 | -5.02 | 124 | 0.114 | 0 | NE-HVAC-airAC-SpltPkg-240to759kBtuh-10p8eer_MZDEER2017AnyRtS2011CZ14cPVVG | #N/A | NE-HVAC-airAC-SpltPkg-240to759kBtuh-10p8eer_SZDEER2017AnyRtS2011CZ14cDXGF | 118670 |  | #N/A | #N/A | #N/A | 665 | 0.184 | -5.02 | #N/A | #N/A | #N/A | 124 | 0.114 | 0 | #N/A | #N/A | 80.5 | 32000
NE-HVAC-airAC-SpltPkg-240to759kBtuh-10p8eer | DEER2017 | D17 v2 |  | Any | RtS | 2011 | CZ15 | cDXGF | Cap-Tons | 104 | 32000 | None | 734 | 0.219 | -0.795 | 195 | 0.118 | 0 | 734 | 0.219 | -0.795 | 195 | 0.118 | 0 | DEER:HVAC_Split-Package_AC | Annual | 1719 | 734 | 0.219 | -0.795 | 195 | 0.118 | 0 | NE-HVAC-airAC-SpltPkg-240to759kBtuh-10p8eer_MZDEER2017AnyRtS2011CZ15cPVVG | #N/A | NE-HVAC-airAC-SpltPkg-240to759kBtuh-10p8eer_SZDEER2017AnyRtS2011CZ15cDXGF | 118671 |  | #N/A | #N/A | #N/A | 734 | 0.219 | -0.795 | #N/A | #N/A | #N/A | 195 | 0.118 | 0 | #N/A | #N/A | 104 | 32000
NE-HVAC-airAC-SpltPkg-240to759kBtuh-10p8eer | DEER2017 | D17 v2 |  | Any | RtS | 2011 | CZ16 | cDXGF | Cap-Tons | 52 | 32000 | None | 480 | 0.156 | -11.3 | 61.1 | 0.0817 | 0 | 480 | 0.156 | -11.3 | 61.1 | 0.0817 | 0 | DEER:HVAC_Split-Package_AC | Annual | 1719 | 480 | 0.156 | -11.3 | 61.1 | 0.0817 | 0 | NE-HVAC-airAC-SpltPkg-240to759kBtuh-10p8eer_MZDEER2017AnyRtS2011CZ16cPVVG | #N/A | NE-HVAC-airAC-SpltPkg-240to759kBtuh-10p8eer_SZDEER2017AnyRtS2011CZ16cDXGF | 118672 |  | #N/A | #N/A | #N/A | 480 | 0.156 | -11.3 | #N/A | #N/A | #N/A | 61.1 | 0.0817 | 0 | #N/A | #N/A | 52 | 32000
NE-HVAC-airAC-SpltPkg-240to759kBtuh-10p8eer | DEER2017 | D17 v2 |  | Any | RtS | 2014 | CZ01 | cDXGF | Cap-Tons | 34.4 | 32000 | None | 6.42 | 0.0225 | 0 | 6.42 | 0.0225 | 0 | 6.42 | 0.0225 | 0 | 6.42 | 0.0225 | 0 | DEER:HVAC_Split-Package_AC | Annual | 1719 | 6.42 | 0.0225 | 0 | 6.42 | 0.0225 | 0 | NE-HVAC-airAC-SpltPkg-240to759kBtuh-10p8eer_MZDEER2017AnyRtS2014CZ01cPVVG | #N/A | NE-HVAC-airAC-SpltPkg-240to759kBtuh-10p8eer_SZDEER2017AnyRtS2014CZ01cDXGF | 140017 |  | #N/A | #N/A | #N/A | 6.42 | 0.0225 | 0 | #N/A | #N/A | #N/A | 6.42 | 0.0225 | 0 | #N/A | #N/A | 34.4 | 32000
NE-HVAC-airAC-SpltPkg-240to759kBtuh-10p8eer | DEER2017 | D17 v2 |  | Any | RtS | 2014 | CZ02 | cDXGF | Cap-Tons | 55.8 | 32000 | None | 64 | 0.107 | 0 | 64 | 0.107 | 0 | 64 | 0.107 | 0 | 64 | 0.107 | 0 | DEER:HVAC_Split-Package_AC | Annual | 1719 | 64 | 0.107 | 0 | 64 | 0.107 | 0 | NE-HVAC-airAC-SpltPkg-240to759kBtuh-10p8eer_MZDEER2017AnyRtS2014CZ02cPVVG | #N/A | NE-HVAC-airAC-SpltPkg-240to759kBtuh-10p8eer_SZDEER2017AnyRtS2014CZ02cDXGF | 140018 |  | #N/A | #N/A | #N/A | 64 | 0.107 | 0 | #N/A | #N/A | #N/A | 64 | 0.107 | 0 | #N/A | #N/A | 55.8 | 32000
NE-HVAC-airAC-SpltPkg-240to759kBtuh-10p8eer | DEER2017 | D17 v2 |  | Any | RtS | 2014 | CZ03 | cDXGF | Cap-Tons | 47.7 | 32000 | None | 26.4 | 0.0718 | 0 | 26.4 | 0.0718 | 0 | 26.4 | 0.0718 | 0 | 26.4 | 0.0718 | 0 | DEER:HVAC_Split-Package_AC | Annual | 1719 | 26.4 | 0.0718 | 0 | 26.4 | 0.0718 | 0 | NE-HVAC-airAC-SpltPkg-240to759kBtuh-10p8eer_MZDEER2017AnyRtS2014CZ03cPVVG | #N/A | NE-HVAC-airAC-SpltPkg-240to759kBtuh-10p8eer_SZDEER2017AnyRtS2014CZ03cDXGF | 140019 |  | #N/A | #N/A | #N/A | 26.4 | 0.0718 | 0 | #N/A | #N/A | #N/A | 26.4 | 0.0718 | 0 | #N/A | #N/A | 47.7 | 32000
NE-HVAC-airAC-SpltPkg-240to759kBtuh-10p8eer | DEER2017 | D17 v2 |  | Any | RtS | 2014 | CZ04 | cDXGF | Cap-Tons | 61 | 32000 | None | 63.7 | 0.0949 | 0 | 63.7 | 0.0949 | 0 | 63.7 | 0.0949 | 0 | 63.7 | 0.0949 | 0 | DEER:HVAC_Split-Package_AC | Annual | 1719 | 63.7 | 0.0949 | 0 | 63.7 | 0.0949 | 0 | NE-HVAC-airAC-SpltPkg-240to759kBtuh-10p8eer_MZDEER2017AnyRtS2014CZ04cPVVG | #N/A | NE-HVAC-airAC-SpltPkg-240to759kBtuh-10p8eer_SZDEER2017AnyRtS2014CZ04cDXGF | 140020 |  | #N/A | #N/A | #N/A | 63.7 | 0.0949 | 0 | #N/A | #N/A | #N/A | 63.7 | 0.0949 | 0 | #N/A | #N/A | 61 | 32000
NE-HVAC-airAC-SpltPkg-240to759kBtuh-10p8eer | DEER2017 | D17 v2 |  | Any | RtS | 2014 | CZ05 | cDXGF | Cap-Tons | 42.1 | 32000 | None | 29.7 | 0.05 | 0 | 29.7 | 0.05 | 0 | 29.7 | 0.05 | 0 | 29.7 | 0.05 | 0 | DEER:HVAC_Split-Package_AC | Annual | 1719 | 29.7 | 0.05 | 0 | 29.7 | 0.05 | 0 | NE-HVAC-airAC-SpltPkg-240to759kBtuh-10p8eer_MZDEER2017AnyRtS2014CZ05cPVVG | #N/A | NE-HVAC-airAC-SpltPkg-240to759kBtuh-10p8eer_SZDEER2017AnyRtS2014CZ05cDXGF | 140021 |  | #N/A | #N/A | #N/A | 29.7 | 0.05 | 0 | #N/A | #N/A | #N/A | 29.7 | 0.05 | 0 | #N/A | #N/A | 42.1 | 32000
NE-HVAC-airAC-SpltPkg-240to759kBtuh-10p8eer | DEER2017 | D17 v2 |  | Any | RtS | 2014 | CZ06 | cDXGF | Cap-Tons | 54.8 | 32000 | None | 74 | 0.0906 | 0 | 74 | 0.0906 | 0 | 74 | 0.0906 | 0 | 74 | 0.0906 | 0 | DEER:HVAC_Split-Package_AC | Annual | 1719 | 74 | 0.0906 | 0 | 74 | 0.0906 | 0 | NE-HVAC-airAC-SpltPkg-240to759kBtuh-10p8eer_MZDEER2017AnyRtS2014CZ06cPVVG | #N/A | NE-HVAC-airAC-SpltPkg-240to759kBtuh-10p8eer_SZDEER2017AnyRtS2014CZ06cDXGF | 140022 |  | #N/A | #N/A | #N/A | 74 | 0.0906 | 0 | #N/A | #N/A | #N/A | 74 | 0.0906 | 0 | #N/A | #N/A | 54.8 | 32000
NE-HVAC-airAC-SpltPkg-240to759kBtuh-10p8eer | DEER2017 | D17 v2 |  | Any | RtS | 2014 | CZ07 | cDXGF | Cap-Tons | 48.9 | 32000 | None | 71.4 | 0.0876 | 0 | 71.4 | 0.0876 | 0 | 71.4 | 0.0876 | 0 | 71.4 | 0.0876 | 0 | DEER:HVAC_Split-Package_AC | Annual | 1719 | 71.4 | 0.0876 | 0 | 71.4 | 0.0876 | 0 | NE-HVAC-airAC-SpltPkg-240to759kBtuh-10p8eer_MZDEER2017AnyRtS2014CZ07cPVVG | #N/A | NE-HVAC-airAC-SpltPkg-240to759kBtuh-10p8eer_SZDEER2017AnyRtS2014CZ07cDXGF | 140023 |  | #N/A | #N/A | #N/A | 71.4 | 0.0876 | 0 | #N/A | #N/A | #N/A | 71.4 | 0.0876 | 0 | #N/A | #N/A | 48.9 | 32000
NE-HVAC-airAC-SpltPkg-240to759kBtuh-10p8eer | DEER2017 | D17 v2 |  | Any | RtS | 2014 | CZ08 | cDXGF | Cap-Tons | 62 | 32000 | None | 92.1 | 0.0968 | 0 | 92.1 | 0.0968 | 0 | 92.1 | 0.0968 | 0 | 92.1 | 0.0968 | 0 | DEER:HVAC_Split-Package_AC | Annual | 1719 | 92.1 | 0.0968 | 0 | 92.1 | 0.0968 | 0 | NE-HVAC-airAC-SpltPkg-240to759kBtuh-10p8eer_MZDEER2017AnyRtS2014CZ08cPVVG | #N/A | NE-HVAC-airAC-SpltPkg-240to759kBtuh-10p8eer_SZDEER2017AnyRtS2014CZ08cDXGF | 140024 |  | #N/A | #N/A | #N/A | 92.1 | 0.0968 | 0 | #N/A | #N/A | #N/A | 92.1 | 0.0968 | 0 | #N/A | #N/A | 62 | 32000
NE-HVAC-airAC-SpltPkg-240to759kBtuh-10p8eer | DEER2017 | D17 v2 |  | Any | RtS | 2014 | CZ09 | cDXGF | Cap-Tons | 75.3 | 32000 | None | 85.6 | 0.112 | 0 | 85.6 | 0.112 | 0 | 85.6 | 0.112 | 0 | 85.6 | 0.112 | 0 | DEER:HVAC_Split-Package_AC | Annual | 1719 | 85.6 | 0.112 | 0 | 85.6 | 0.112 | 0 | NE-HVAC-airAC-SpltPkg-240to759kBtuh-10p8eer_MZDEER2017AnyRtS2014CZ09cPVVG | #N/A | NE-HVAC-airAC-SpltPkg-240to759kBtuh-10p8eer_SZDEER2017AnyRtS2014CZ09cDXGF | 140025 |  | #N/A | #N/A | #N/A | 85.6 | 0.112 | 0 | #N/A | #N/A | #N/A | 85.6 | 0.112 | 0 | #N/A | #N/A | 75.3 | 32000
NE-HVAC-airAC-SpltPkg-240to759kBtuh-10p8eer | DEER2017 | D17 v2 |  | Any | RtS | 2014 | CZ10 | cDXGF | Cap-Tons | 74.8 | 32000 | None | 98 | 0.119 | 0 | 98 | 0.119 | 0 | 98 | 0.119 | 0 | 98 | 0.119 | 0 | DEER:HVAC_Split-Package_AC | Annual | 1719 | 98 | 0.119 | 0 | 98 | 0.119 | 0 | NE-HVAC-airAC-SpltPkg-240to759kBtuh-10p8eer_MZDEER2017AnyRtS2014CZ10cPVVG | #N/A | NE-HVAC-airAC-SpltPkg-240to759kBtuh-10p8eer_SZDEER2017AnyRtS2014CZ10cDXGF | 140026 |  | #N/A | #N/A | #N/A | 98 | 0.119 | 0 | #N/A | #N/A | #N/A | 98 | 0.119 | 0 | #N/A | #N/A | 74.8 | 32000
NE-HVAC-airAC-SpltPkg-240to759kBtuh-10p8eer | DEER2017 | D17 v2 |  | Any | RtS | 2014 | CZ11 | cDXGF | Cap-Tons | 73.4 | 32000 | None | 108 | 0.104 | 0 | 108 | 0.104 | 0 | 108 | 0.104 | 0 | 108 | 0.104 | 0 | DEER:HVAC_Split-Package_AC | Annual | 1719 | 108 | 0.104 | 0 | 108 | 0.104 | 0 | NE-HVAC-airAC-SpltPkg-240to759kBtuh-10p8eer_MZDEER2017AnyRtS2014CZ11cPVVG | #N/A | NE-HVAC-airAC-SpltPkg-240to759kBtuh-10p8eer_SZDEER2017AnyRtS2014CZ11cDXGF | 140027 |  | #N/A | #N/A | #N/A | 108 | 0.104 | 0 | #N/A | #N/A | #N/A | 108 | 0.104 | 0 | #N/A | #N/A | 73.4 | 32000
NE-HVAC-airAC-SpltPkg-240to759kBtuh-10p8eer | DEER2017 | D17 v2 |  | Any | RtS | 2014 | CZ12 | cDXGF | Cap-Tons | 69.1 | 32000 | None | 86.6 | 0.103 | 0 | 86.6 | 0.103 | 0 | 86.6 | 0.103 | 0 | 86.6 | 0.103 | 0 | DEER:HVAC_Split-Package_AC | Annual | 1719 | 86.6 | 0.103 | 0 | 86.6 | 0.103 | 0 | NE-HVAC-airAC-SpltPkg-240to759kBtuh-10p8eer_MZDEER2017AnyRtS2014CZ12cPVVG | #N/A | NE-HVAC-airAC-SpltPkg-240to759kBtuh-10p8eer_SZDEER2017AnyRtS2014CZ12cDXGF | 140028 |  | #N/A | #N/A | #N/A | 86.6 | 0.103 | 0 | #N/A | #N/A | #N/A | 86.6 | 0.103 | 0 | #N/A | #N/A | 69.1 | 32000
NE-HVAC-airAC-SpltPkg-240to759kBtuh-10p8eer | DEER2017 | D17 v2 |  | Any | RtS | 2014 | CZ13 | cDXGF | Cap-Tons | 70.8 | 32000 | None | 122 | 0.108 | 0 | 122 | 0.108 | 0 | 122 | 0.108 | 0 | 122 | 0.108 | 0 | DEER:HVAC_Split-Package_AC | Annual | 1719 | 122 | 0.108 | 0 | 122 | 0.108 | 0 | NE-HVAC-airAC-SpltPkg-240to759kBtuh-10p8eer_MZDEER2017AnyRtS2014CZ13cPVVG | #N/A | NE-HVAC-airAC-SpltPkg-240to759kBtuh-10p8eer_SZDEER2017AnyRtS2014CZ13cDXGF | 140029 |  | #N/A | #N/A | #N/A | 122 | 0.108 | 0 | #N/A | #N/A | #N/A | 122 | 0.108 | 0 | #N/A | #N/A | 70.8 | 32000
NE-HVAC-airAC-SpltPkg-240to759kBtuh-10p8eer | DEER2017 | D17 v2 |  | Any | RtS | 2014 | CZ14 | cDXGF | Cap-Tons | 70.3 | 32000 | None | 117 | 0.111 | 0 | 117 | 0.111 | 0 | 117 | 0.111 | 0 | 117 | 0.111 | 0 | DEER:HVAC_Split-Package_AC | Annual | 1719 | 117 | 0.111 | 0 | 117 | 0.111 | 0 | NE-HVAC-airAC-SpltPkg-240to759kBtuh-10p8eer_MZDEER2017AnyRtS2014CZ14cPVVG | #N/A | NE-HVAC-airAC-SpltPkg-240to759kBtuh-10p8eer_SZDEER2017AnyRtS2014CZ14cDXGF | 140030 |  | #N/A | #N/A | #N/A | 117 | 0.111 | 0 | #N/A | #N/A | #N/A | 117 | 0.111 | 0 | #N/A | #N/A | 70.3 | 32000
NE-HVAC-airAC-SpltPkg-240to759kBtuh-10p8eer | DEER2017 | D17 v2 |  | Any | RtS | 2014 | CZ15 | cDXGF | Cap-Tons | 92 | 32000 | None | 189 | 0.117 | 0 | 189 | 0.117 | 0 | 189 | 0.117 | 0 | 189 | 0.117 | 0 | DEER:HVAC_Split-Package_AC | Annual | 1719 | 189 | 0.117 | 0 | 189 | 0.117 | 0 | NE-HVAC-airAC-SpltPkg-240to759kBtuh-10p8eer_MZDEER2017AnyRtS2014CZ15cPVVG | #N/A | NE-HVAC-airAC-SpltPkg-240to759kBtuh-10p8eer_SZDEER2017AnyRtS2014CZ15cDXGF | 140031 |  | #N/A | #N/A | #N/A | 189 | 0.117 | 0 | #N/A | #N/A | #N/A | 189 | 0.117 | 0 | #N/A | #N/A | 92 | 32000
NE-HVAC-airAC-SpltPkg-240to759kBtuh-10p8eer | DEER2017 | D17 v2 |  | Any | RtS | 2014 | CZ16 | cDXGF | Cap-Tons | 42.1 | 32000 | None | 51.6 | 0.0765 | 0 | 51.6 | 0.0765 | 0 | 51.6 | 0.0765 | 0 | 51.6 | 0.0765 | 0 | DEER:HVAC_Split-Package_AC | Annual | 1719 | 51.6 | 0.0765 | 0 | 51.6 | 0.0765 | 0 | NE-HVAC-airAC-SpltPkg-240to759kBtuh-10p8eer_MZDEER2017AnyRtS2014CZ16cPVVG | #N/A | NE-HVAC-airAC-SpltPkg-240to759kBtuh-10p8eer_SZDEER2017AnyRtS2014CZ16cDXGF | 140032 |  | #N/A | #N/A | #N/A | 51.6 | 0.0765 | 0 | #N/A | #N/A | #N/A | 51.6 | 0.0765 | 0 | #N/A | #N/A | 42.1 | 32000
NE-HVAC-airAC-SpltPkg-240to759kBtuh-10p8eer | DEER2017 | D17 v2 |  | Any | RtS | New | CZ01 | cDXGF | Cap-Tons | 34.4 | 32000 | None | 6.42 | 0.0225 | 0 | 6.42 | 0.0225 | 0 | 6.42 | 0.0225 | 0 | 6.42 | 0.0225 | 0 | DEER:HVAC_Split-Package_AC | Annual | 1719 | 6.42 | 0.0225 | 0 | 6.42 | 0.0225 | 0 | NE-HVAC-airAC-SpltPkg-240to759kBtuh-10p8eer_MZDEER2017AnyRtSNewCZ01cPVVG | #N/A | NE-HVAC-airAC-SpltPkg-240to759kBtuh-10p8eer_SZDEER2017AnyRtSNewCZ01cDXGF | 164369 |  | #N/A | #N/A | #N/A | 6.42 | 0.0225 | 0 | #N/A | #N/A | #N/A | 6.42 | 0.0225 | 0 | #N/A | #N/A | 34.4 | 32000
NE-HVAC-airAC-SpltPkg-240to759kBtuh-10p8eer | DEER2017 | D17 v2 |  | Any | RtS | New | CZ02 | cDXGF | Cap-Tons | 55.8 | 32000 | None | 64 | 0.107 | 0 | 64 | 0.107 | 0 | 64 | 0.107 | 0 | 64 | 0.107 | 0 | DEER:HVAC_Split-Package_AC | Annual | 1719 | 64 | 0.107 | 0 | 64 | 0.107 | 0 | NE-HVAC-airAC-SpltPkg-240to759kBtuh-10p8eer_MZDEER2017AnyRtSNewCZ02cPVVG | #N/A | NE-HVAC-airAC-SpltPkg-240to759kBtuh-10p8eer_SZDEER2017AnyRtSNewCZ02cDXGF | 164370 |  | #N/A | #N/A | #N/A | 64 | 0.107 | 0 | #N/A | #N/A | #N/A | 64 | 0.107 | 0 | #N/A | #N/A | 55.8 | 32000
NE-HVAC-airAC-SpltPkg-240to759kBtuh-10p8eer | DEER2017 | D17 v2 |  | Any | RtS | New | CZ03 | cDXGF | Cap-Tons | 47.7 | 32000 | None | 26.4 | 0.0718 | 0 | 26.4 | 0.0718 | 0 | 26.4 | 0.0718 | 0 | 26.4 | 0.0718 | 0 | DEER:HVAC_Split-Package_AC | Annual | 1719 | 26.4 | 0.0718 | 0 | 26.4 | 0.0718 | 0 | NE-HVAC-airAC-SpltPkg-240to759kBtuh-10p8eer_MZDEER2017AnyRtSNewCZ03cPVVG | #N/A | NE-HVAC-airAC-SpltPkg-240to759kBtuh-10p8eer_SZDEER2017AnyRtSNewCZ03cDXGF | 164371 |  | #N/A | #N/A | #N/A | 26.4 | 0.0718 | 0 | #N/A | #N/A | #N/A | 26.4 | 0.0718 | 0 | #N/A | #N/A | 47.7 | 32000
NE-HVAC-airAC-SpltPkg-240to759kBtuh-10p8eer | DEER2017 | D17 v2 |  | Any | RtS | New | CZ04 | cDXGF | Cap-Tons | 61 | 32000 | None | 63.7 | 0.0949 | 0 | 63.7 | 0.0949 | 0 | 63.7 | 0.0949 | 0 | 63.7 | 0.0949 | 0 | DEER:HVAC_Split-Package_AC | Annual | 1719 | 63.7 | 0.0949 | 0 | 63.7 | 0.0949 | 0 | NE-HVAC-airAC-SpltPkg-240to759kBtuh-10p8eer_MZDEER2017AnyRtSNewCZ04cPVVG | #N/A | NE-HVAC-airAC-SpltPkg-240to759kBtuh-10p8eer_SZDEER2017AnyRtSNewCZ04cDXGF | 164372 |  | #N/A | #N/A | #N/A | 63.7 | 0.0949 | 0 | #N/A | #N/A | #N/A | 63.7 | 0.0949 | 0 | #N/A | #N/A | 61 | 32000
NE-HVAC-airAC-SpltPkg-240to759kBtuh-10p8eer | DEER2017 | D17 v2 |  | Any | RtS | New | CZ05 | cDXGF | Cap-Tons | 42.1 | 32000 | None | 29.7 | 0.05 | 0 | 29.7 | 0.05 | 0 | 29.7 | 0.05 | 0 | 29.7 | 0.05 | 0 | DEER:HVAC_Split-Package_AC | Annual | 1719 | 29.7 | 0.05 | 0 | 29.7 | 0.05 | 0 | NE-HVAC-airAC-SpltPkg-240to759kBtuh-10p8eer_MZDEER2017AnyRtSNewCZ05cPVVG | #N/A | NE-HVAC-airAC-SpltPkg-240to759kBtuh-10p8eer_SZDEER2017AnyRtSNewCZ05cDXGF | 164373 |  | #N/A | #N/A | #N/A | 29.7 | 0.05 | 0 | #N/A | #N/A | #N/A | 29.7 | 0.05 | 0 | #N/A | #N/A | 42.1 | 32000
NE-HVAC-airAC-SpltPkg-240to759kBtuh-10p8eer | DEER2017 | D17 v2 |  | Any | RtS | New | CZ06 | cDXGF | Cap-Tons | 54.8 | 32000 | None | 74 | 0.0906 | 0 | 74 | 0.0906 | 0 | 74 | 0.0906 | 0 | 74 | 0.0906 | 0 | DEER:HVAC_Split-Package_AC | Annual | 1719 | 74 | 0.0906 | 0 | 74 | 0.0906 | 0 | NE-HVAC-airAC-SpltPkg-240to759kBtuh-10p8eer_MZDEER2017AnyRtSNewCZ06cPVVG | #N/A | NE-HVAC-airAC-SpltPkg-240to759kBtuh-10p8eer_SZDEER2017AnyRtSNewCZ06cDXGF | 164374 |  | #N/A | #N/A | #N/A | 74 | 0.0906 | 0 | #N/A | #N/A | #N/A | 74 | 0.0906 | 0 | #N/A | #N/A | 54.8 | 32000
NE-HVAC-airAC-SpltPkg-240to759kBtuh-10p8eer | DEER2017 | D17 v2 |  | Any | RtS | New | CZ07 | cDXGF | Cap-Tons | 48.9 | 32000 | None | 71.4 | 0.0876 | 0 | 71.4 | 0.0876 | 0 | 71.4 | 0.0876 | 0 | 71.4 | 0.0876 | 0 | DEER:HVAC_Split-Package_AC | Annual | 1719 | 71.4 | 0.0876 | 0 | 71.4 | 0.0876 | 0 | NE-HVAC-airAC-SpltPkg-240to759kBtuh-10p8eer_MZDEER2017AnyRtSNewCZ07cPVVG | #N/A | NE-HVAC-airAC-SpltPkg-240to759kBtuh-10p8eer_SZDEER2017AnyRtSNewCZ07cDXGF | 164375 |  | #N/A | #N/A | #N/A | 71.4 | 0.0876 | 0 | #N/A | #N/A | #N/A | 71.4 | 0.0876 | 0 | #N/A | #N/A | 48.9 | 32000
NE-HVAC-airAC-SpltPkg-240to759kBtuh-10p8eer | DEER2017 | D17 v2 |  | Any | RtS | New | CZ08 | cDXGF | Cap-Tons | 62 | 32000 | None | 92.1 | 0.0968 | 0 | 92.1 | 0.0968 | 0 | 92.1 | 0.0968 | 0 | 92.1 | 0.0968 | 0 | DEER:HVAC_Split-Package_AC | Annual | 1719 | 92.1 | 0.0968 | 0 | 92.1 | 0.0968 | 0 | NE-HVAC-airAC-SpltPkg-240to759kBtuh-10p8eer_MZDEER2017AnyRtSNewCZ08cPVVG | #N/A | NE-HVAC-airAC-SpltPkg-240to759kBtuh-10p8eer_SZDEER2017AnyRtSNewCZ08cDXGF | 164376 |  | #N/A | #N/A | #N/A | 92.1 | 0.0968 | 0 | #N/A | #N/A | #N/A | 92.1 | 0.0968 | 0 | #N/A | #N/A | 62 | 32000
NE-HVAC-airAC-SpltPkg-240to759kBtuh-10p8eer | DEER2017 | D17 v2 |  | Any | RtS | New | CZ09 | cDXGF | Cap-Tons | 75.3 | 32000 | None | 85.6 | 0.112 | 0 | 85.6 | 0.112 | 0 | 85.6 | 0.112 | 0 | 85.6 | 0.112 | 0 | DEER:HVAC_Split-Package_AC | Annual | 1719 | 85.6 | 0.112 | 0 | 85.6 | 0.112 | 0 | NE-HVAC-airAC-SpltPkg-240to759kBtuh-10p8eer_MZDEER2017AnyRtSNewCZ09cPVVG | #N/A | NE-HVAC-airAC-SpltPkg-240to759kBtuh-10p8eer_SZDEER2017AnyRtSNewCZ09cDXGF | 164377 |  | #N/A | #N/A | #N/A | 85.6 | 0.112 | 0 | #N/A | #N/A | #N/A | 85.6 | 0.112 | 0 | #N/A | #N/A | 75.3 | 32000
NE-HVAC-airAC-SpltPkg-240to759kBtuh-10p8eer | DEER2017 | D17 v2 |  | Any | RtS | New | CZ10 | cDXGF | Cap-Tons | 74.8 | 32000 | None | 98 | 0.119 | 0 | 98 | 0.119 | 0 | 98 | 0.119 | 0 | 98 | 0.119 | 0 | DEER:HVAC_Split-Package_AC | Annual | 1719 | 98 | 0.119 | 0 | 98 | 0.119 | 0 | NE-HVAC-airAC-SpltPkg-240to759kBtuh-10p8eer_MZDEER2017AnyRtSNewCZ10cPVVG | #N/A | NE-HVAC-airAC-SpltPkg-240to759kBtuh-10p8eer_SZDEER2017AnyRtSNewCZ10cDXGF | 164378 |  | #N/A | #N/A | #N/A | 98 | 0.119 | 0 | #N/A | #N/A | #N/A | 98 | 0.119 | 0 | #N/A | #N/A | 74.8 | 32000
NE-HVAC-airAC-SpltPkg-240to759kBtuh-10p8eer | DEER2017 | D17 v2 |  | Any | RtS | New | CZ11 | cDXGF | Cap-Tons | 73.4 | 32000 | None | 108 | 0.104 | 0 | 108 | 0.104 | 0 | 108 | 0.104 | 0 | 108 | 0.104 | 0 | DEER:HVAC_Split-Package_AC | Annual | 1719 | 108 | 0.104 | 0 | 108 | 0.104 | 0 | NE-HVAC-airAC-SpltPkg-240to759kBtuh-10p8eer_MZDEER2017AnyRtSNewCZ11cPVVG | #N/A | NE-HVAC-airAC-SpltPkg-240to759kBtuh-10p8eer_SZDEER2017AnyRtSNewCZ11cDXGF | 164379 |  | #N/A | #N/A | #N/A | 108 | 0.104 | 0 | #N/A | #N/A | #N/A | 108 | 0.104 | 0 | #N/A | #N/A | 73.4 | 32000
NE-HVAC-airAC-SpltPkg-240to759kBtuh-10p8eer | DEER2017 | D17 v2 |  | Any | RtS | New | CZ12 | cDXGF | Cap-Tons | 69.1 | 32000 | None | 86.6 | 0.103 | 0 | 86.6 | 0.103 | 0 | 86.6 | 0.103 | 0 | 86.6 | 0.103 | 0 | DEER:HVAC_Split-Package_AC | Annual | 1719 | 86.6 | 0.103 | 0 | 86.6 | 0.103 | 0 | NE-HVAC-airAC-SpltPkg-240to759kBtuh-10p8eer_MZDEER2017AnyRtSNewCZ12cPVVG | #N/A | NE-HVAC-airAC-SpltPkg-240to759kBtuh-10p8eer_SZDEER2017AnyRtSNewCZ12cDXGF | 164380 |  | #N/A | #N/A | #N/A | 86.6 | 0.103 | 0 | #N/A | #N/A | #N/A | 86.6 | 0.103 | 0 | #N/A | #N/A | 69.1 | 32000
NE-HVAC-airAC-SpltPkg-240to759kBtuh-10p8eer | DEER2017 | D17 v2 |  | Any | RtS | New | CZ13 | cDXGF | Cap-Tons | 70.8 | 32000 | None | 122 | 0.108 | 0 | 122 | 0.108 | 0 | 122 | 0.108 | 0 | 122 | 0.108 | 0 | DEER:HVAC_Split-Package_AC | Annual | 1719 | 122 | 0.108 | 0 | 122 | 0.108 | 0 | NE-HVAC-airAC-SpltPkg-240to759kBtuh-10p8eer_MZDEER2017AnyRtSNewCZ13cPVVG | #N/A | NE-HVAC-airAC-SpltPkg-240to759kBtuh-10p8eer_SZDEER2017AnyRtSNewCZ13cDXGF | 164381 |  | #N/A | #N/A | #N/A | 122 | 0.108 | 0 | #N/A | #N/A | #N/A | 122 | 0.108 | 0 | #N/A | #N/A | 70.8 | 32000
NE-HVAC-airAC-SpltPkg-240to759kBtuh-10p8eer | DEER2017 | D17 v2 |  | Any | RtS | New | CZ14 | cDXGF | Cap-Tons | 70.3 | 32000 | None | 117 | 0.111 | 0 | 117 | 0.111 | 0 | 117 | 0.111 | 0 | 117 | 0.111 | 0 | DEER:HVAC_Split-Package_AC | Annual | 1719 | 117 | 0.111 | 0 | 117 | 0.111 | 0 | NE-HVAC-airAC-SpltPkg-240to759kBtuh-10p8eer_MZDEER2017AnyRtSNewCZ14cPVVG | #N/A | NE-HVAC-airAC-SpltPkg-240to759kBtuh-10p8eer_SZDEER2017AnyRtSNewCZ14cDXGF | 164382 |  | #N/A | #N/A | #N/A | 117 | 0.111 | 0 | #N/A | #N/A | #N/A | 117 | 0.111 | 0 | #N/A | #N/A | 70.3 | 32000
NE-HVAC-airAC-SpltPkg-240to759kBtuh-10p8eer | DEER2017 | D17 v2 |  | Any | RtS | New | CZ15 | cDXGF | Cap-Tons | 92 | 32000 | None | 189 | 0.117 | 0 | 189 | 0.117 | 0 | 189 | 0.117 | 0 | 189 | 0.117 | 0 | DEER:HVAC_Split-Package_AC | Annual | 1719 | 189 | 0.117 | 0 | 189 | 0.117 | 0 | NE-HVAC-airAC-SpltPkg-240to759kBtuh-10p8eer_MZDEER2017AnyRtSNewCZ15cPVVG | #N/A | NE-HVAC-airAC-SpltPkg-240to759kBtuh-10p8eer_SZDEER2017AnyRtSNewCZ15cDXGF | 164383 |  | #N/A | #N/A | #N/A | 189 | 0.117 | 0 | #N/A | #N/A | #N/A | 189 | 0.117 | 0 | #N/A | #N/A | 92 | 32000
NE-HVAC-airAC-SpltPkg-240to759kBtuh-10p8eer | DEER2017 | D17 v2 |  | Any | RtS | New | CZ16 | cDXGF | Cap-Tons | 42.1 | 32000 | None | 51.6 | 0.0765 | 0 | 51.6 | 0.0765 | 0 | 51.6 | 0.0765 | 0 | 51.6 | 0.0765 | 0 | DEER:HVAC_Split-Package_AC | Annual | 1719 | 51.6 | 0.0765 | 0 | 51.6 | 0.0765 | 0 | NE-HVAC-airAC-SpltPkg-240to759kBtuh-10p8eer_MZDEER2017AnyRtSNewCZ16cPVVG | #N/A | NE-HVAC-airAC-SpltPkg-240to759kBtuh-10p8eer_SZDEER2017AnyRtSNewCZ16cDXGF | 164384 |  | #N/A | #N/A | #N/A | 51.6 | 0.0765 | 0 | #N/A | #N/A | #N/A | 51.6 | 0.0765 | 0 | #N/A | #N/A | 42.1 | 32000
NE-HVAC-airAC-SpltPkg-240to759kBtuh-10p8eer | DEER2017 | D17 v2 |  | Any | SCn | 1975 | CZ01 | cDXGF | Cap-Tons | 434 | 500000 | None | 0 | 0 | 0 | 0 | 0 | 0 | 0 | 0 | 0 | 0 | 0 | 0 | DEER:HVAC_Split-Package_AC | Annual | 1719 | 0 | 0 | 0 | 0 | 0 | 0 | NE-HVAC-airAC-SpltPkg-240to759kBtuh-10p8eer_MZDEER2017AnySCn1975CZ01cPVVG | #N/A | NE-HVAC-airAC-SpltPkg-240to759kBtuh-10p8eer_SZDEER2017AnySCn1975CZ01cDXGF | 11873 |  | #N/A | #N/A | #N/A | 0 | 0 | 0 | #N/A | #N/A | #N/A | 0 | 0 | 0 | #N/A | #N/A | 434 | 500000
NE-HVAC-airAC-SpltPkg-240to759kBtuh-10p8eer | DEER2017 | D17 v2 |  | Any | SCn | 1975 | CZ02 | cDXGF | Cap-Tons | 671 | 500000 | None | 21.4 | 0.0898 | 0 | 21.4 | 0.0898 | 0 | 21.4 | 0.0898 | 0 | 21.4 | 0.0898 | 0 | DEER:HVAC_Split-Package_AC | Annual | 1719 | 21.4 | 0.0898 | 0 | 21.4 | 0.0898 | 0 | NE-HVAC-airAC-SpltPkg-240to759kBtuh-10p8eer_MZDEER2017AnySCn1975CZ02cPVVG | #N/A | NE-HVAC-airAC-SpltPkg-240to759kBtuh-10p8eer_SZDEER2017AnySCn1975CZ02cDXGF | 11874 |  | #N/A | #N/A | #N/A | 21.4 | 0.0898 | 0 | #N/A | #N/A | #N/A | 21.4 | 0.0898 | 0 | #N/A | #N/A | 671 | 500000
NE-HVAC-airAC-SpltPkg-240to759kBtuh-10p8eer | DEER2017 | D17 v2 |  | Any | SCn | 1975 | CZ03 | cDXGF | Cap-Tons | 591 | 500000 | None | 2.2 | 0.0281 | 0 | 2.2 | 0.0281 | 0 | 2.2 | 0.0281 | 0 | 2.2 | 0.0281 | 0 | DEER:HVAC_Split-Package_AC | Annual | 1719 | 2.2 | 0.0281 | 0 | 2.2 | 0.0281 | 0 | NE-HVAC-airAC-SpltPkg-240to759kBtuh-10p8eer_MZDEER2017AnySCn1975CZ03cPVVG | #N/A | NE-HVAC-airAC-SpltPkg-240to759kBtuh-10p8eer_SZDEER2017AnySCn1975CZ03cDXGF | 11875 |  | #N/A | #N/A | #N/A | 2.2 | 0.0281 | 0 | #N/A | #N/A | #N/A | 2.2 | 0.0281 | 0 | #N/A | #N/A | 591 | 500000
NE-HVAC-airAC-SpltPkg-240to759kBtuh-10p8eer | DEER2017 | D17 v2 |  | Any | SCn | 1975 | CZ04 | cDXGF | Cap-Tons | 622 | 500000 | None | 23.8 | 0.0638 | 0 | 23.8 | 0.0638 | 0 | 23.8 | 0.0638 | 0 | 23.8 | 0.0638 | 0 | DEER:HVAC_Split-Package_AC | Annual | 1719 | 23.8 | 0.0638 | 0 | 23.8 | 0.0638 | 0 | NE-HVAC-airAC-SpltPkg-240to759kBtuh-10p8eer_MZDEER2017AnySCn1975CZ04cPVVG | #N/A | NE-HVAC-airAC-SpltPkg-240to759kBtuh-10p8eer_SZDEER2017AnySCn1975CZ04cDXGF | 11876 |  | #N/A | #N/A | #N/A | 23.8 | 0.0638 | 0 | #N/A | #N/A | #N/A | 23.8 | 0.0638 | 0 | #N/A | #N/A | 622 | 500000
NE-HVAC-airAC-SpltPkg-240to759kBtuh-10p8eer | DEER2017 | D17 v2 |  | Any | SCn | 1975 | CZ05 | cDXGF | Cap-Tons | 569 | 500000 | None | 1.16 | 0.0119 | 0 | 1.16 | 0.0119 | 0 | 1.16 | 0.0119 | 0 | 1.16 | 0.0119 | 0 | DEER:HVAC_Split-Package_AC | Annual | 1719 | 1.16 | 0.0119 | 0 | 1.16 | 0.0119 | 0 | NE-HVAC-airAC-SpltPkg-240to759kBtuh-10p8eer_MZDEER2017AnySCn1975CZ05cPVVG | #N/A | NE-HVAC-airAC-SpltPkg-240to759kBtuh-10p8eer_SZDEER2017AnySCn1975CZ05cDXGF | 11877 |  | #N/A | #N/A | #N/A | 1.16 | 0.0119 | 0 | #N/A | #N/A | #N/A | 1.16 | 0.0119 | 0 | #N/A | #N/A | 569 | 500000
NE-HVAC-airAC-SpltPkg-240to759kBtuh-10p8eer | DEER2017 | D17 v2 |  | Any | SCn | 1975 | CZ06 | cDXGF | Cap-Tons | 639 | 500000 | None | 20.7 | 0.05 | 0 | 20.7 | 0.05 | 0 | 20.7 | 0.05 | 0 | 20.7 | 0.05 | 0 | DEER:HVAC_Split-Package_AC | Annual | 1719 | 20.7 | 0.05 | 0 | 20.7 | 0.05 | 0 | NE-HVAC-airAC-SpltPkg-240to759kBtuh-10p8eer_MZDEER2017AnySCn1975CZ06cPVVG | #N/A | NE-HVAC-airAC-SpltPkg-240to759kBtuh-10p8eer_SZDEER2017AnySCn1975CZ06cDXGF | 11878 |  | #N/A | #N/A | #N/A | 20.7 | 0.05 | 0 | #N/A | #N/A | #N/A | 20.7 | 0.05 | 0 | #N/A | #N/A | 639 | 500000
NE-HVAC-airAC-SpltPkg-240to759kBtuh-10p8eer | DEER2017 | D17 v2 |  | Any | SCn | 1975 | CZ07 | cDXGF | Cap-Tons | 586 | 500000 | None | 12.3 | 0.0419 | 0 | 12.3 | 0.0419 | 0 | 12.3 | 0.0419 | 0 | 12.3 | 0.0419 | 0 | DEER:HVAC_Split-Package_AC | Annual | 1719 | 12.3 | 0.0419 | 0 | 12.3 | 0.0419 | 0 | NE-HVAC-airAC-SpltPkg-240to759kBtuh-10p8eer_MZDEER2017AnySCn1975CZ07cPVVG | #N/A | NE-HVAC-airAC-SpltPkg-240to759kBtuh-10p8eer_SZDEER2017AnySCn1975CZ07cDXGF | 11879 |  | #N/A | #N/A | #N/A | 12.3 | 0.0419 | 0 | #N/A | #N/A | #N/A | 12.3 | 0.0419 | 0 | #N/A | #N/A | 586 | 500000
NE-HVAC-airAC-SpltPkg-240to759kBtuh-10p8eer | DEER2017 | D17 v2 |  | Any | SCn | 1975 | CZ08 | cDXGF | Cap-Tons | 690 | 500000 | None | 37 | 0.0689 | 0 | 37 | 0.0689 | 0 | 37 | 0.0689 | 0 | 37 | 0.0689 | 0 | DEER:HVAC_Split-Package_AC | Annual | 1719 | 37 | 0.0689 | 0 | 37 | 0.0689 | 0 | NE-HVAC-airAC-SpltPkg-240to759kBtuh-10p8eer_MZDEER2017AnySCn1975CZ08cPVVG | #N/A | NE-HVAC-airAC-SpltPkg-240to759kBtuh-10p8eer_SZDEER2017AnySCn1975CZ08cDXGF | 11880 |  | #N/A | #N/A | #N/A | 37 | 0.0689 | 0 | #N/A | #N/A | #N/A | 37 | 0.0689 | 0 | #N/A | #N/A | 690 | 500000
NE-HVAC-airAC-SpltPkg-240to759kBtuh-10p8eer | DEER2017 | D17 v2 |  | Any | SCn | 1975 | CZ09 | cDXGF | Cap-Tons | 825 | 500000 | None | 41.1 | 0.101 | 0 | 41.1 | 0.101 | 0 | 41.1 | 0.101 | 0 | 41.1 | 0.101 | 0 | DEER:HVAC_Split-Package_AC | Annual | 1719 | 41.1 | 0.101 | 0 | 41.1 | 0.101 | 0 | NE-HVAC-airAC-SpltPkg-240to759kBtuh-10p8eer_MZDEER2017AnySCn1975CZ09cPVVG | #N/A | NE-HVAC-airAC-SpltPkg-240to759kBtuh-10p8eer_SZDEER2017AnySCn1975CZ09cDXGF | 11881 |  | #N/A | #N/A | #N/A | 41.1 | 0.101 | 0 | #N/A | #N/A | #N/A | 41.1 | 0.101 | 0 | #N/A | #N/A | 825 | 500000
NE-HVAC-airAC-SpltPkg-240to759kBtuh-10p8eer | DEER2017 | D17 v2 |  | Any | SCn | 1975 | CZ10 | cDXGF | Cap-Tons | 761 | 500000 | None | 52.6 | 0.114 | 0 | 52.6 | 0.114 | 0 | 52.6 | 0.114 | 0 | 52.6 | 0.114 | 0 | DEER:HVAC_Split-Package_AC | Annual | 1719 | 52.6 | 0.114 | 0 | 52.6 | 0.114 | 0 | NE-HVAC-airAC-SpltPkg-240to759kBtuh-10p8eer_MZDEER2017AnySCn1975CZ10cPVVG | #N/A | NE-HVAC-airAC-SpltPkg-240to759kBtuh-10p8eer_SZDEER2017AnySCn1975CZ10cDXGF | 11882 |  | #N/A | #N/A | #N/A | 52.6 | 0.114 | 0 | #N/A | #N/A | #N/A | 52.6 | 0.114 | 0 | #N/A | #N/A | 761 | 500000
NE-HVAC-airAC-SpltPkg-240to759kBtuh-10p8eer | DEER2017 | D17 v2 |  | Any | SCn | 1975 | CZ11 | cDXGF | Cap-Tons | 855 | 500000 | None | 55.8 | 0.0933 | 0 | 55.8 | 0.0933 | 0 | 55.8 | 0.0933 | 0 | 55.8 | 0.0933 | 0 | DEER:HVAC_Split-Package_AC | Annual | 1719 | 55.8 | 0.0933 | 0 | 55.8 | 0.0933 | 0 | NE-HVAC-airAC-SpltPkg-240to759kBtuh-10p8eer_MZDEER2017AnySCn1975CZ11cPVVG | #N/A | NE-HVAC-airAC-SpltPkg-240to759kBtuh-10p8eer_SZDEER2017AnySCn1975CZ11cDXGF | 11883 |  | #N/A | #N/A | #N/A | 55.8 | 0.0933 | 0 | #N/A | #N/A | #N/A | 55.8 | 0.0933 | 0 | #N/A | #N/A | 855 | 500000
NE-HVAC-airAC-SpltPkg-240to759kBtuh-10p8eer | DEER2017 | D17 v2 |  | Any | SCn | 1975 | CZ12 | cDXGF | Cap-Tons | 851 | 500000 | None | 37.6 | 0.0818 | 0 | 37.6 | 0.0818 | 0 | 37.6 | 0.0818 | 0 | 37.6 | 0.0818 | 0 | DEER:HVAC_Split-Package_AC | Annual | 1719 | 37.6 | 0.0818 | 0 | 37.6 | 0.0818 | 0 | NE-HVAC-airAC-SpltPkg-240to759kBtuh-10p8eer_MZDEER2017AnySCn1975CZ12cPVVG | #N/A | NE-HVAC-airAC-SpltPkg-240to759kBtuh-10p8eer_SZDEER2017AnySCn1975CZ12cDXGF | 11884 |  | #N/A | #N/A | #N/A | 37.6 | 0.0818 | 0 | #N/A | #N/A | #N/A | 37.6 | 0.0818 | 0 | #N/A | #N/A | 851 | 500000
NE-HVAC-airAC-SpltPkg-240to759kBtuh-10p8eer | DEER2017 | D17 v2 |  | Any | SCn | 1975 | CZ13 | cDXGF | Cap-Tons | 714 | 500000 | None | 79.3 | 0.108 | 0 | 79.3 | 0.108 | 0 | 79.3 | 0.108 | 0 | 79.3 | 0.108 | 0 | DEER:HVAC_Split-Package_AC | Annual | 1719 | 79.3 | 0.108 | 0 | 79.3 | 0.108 | 0 | NE-HVAC-airAC-SpltPkg-240to759kBtuh-10p8eer_MZDEER2017AnySCn1975CZ13cPVVG | #N/A | NE-HVAC-airAC-SpltPkg-240to759kBtuh-10p8eer_SZDEER2017AnySCn1975CZ13cDXGF | 11885 |  | #N/A | #N/A | #N/A | 79.3 | 0.108 | 0 | #N/A | #N/A | #N/A | 79.3 | 0.108 | 0 | #N/A | #N/A | 714 | 500000
NE-HVAC-airAC-SpltPkg-240to759kBtuh-10p8eer | DEER2017 | D17 v2 |  | Any | SCn | 1975 | CZ14 | cDXGF | Cap-Tons | 683 | 500000 | None | 78.3 | 0.114 | 0 | 78.3 | 0.114 | 0 | 78.3 | 0.114 | 0 | 78.3 | 0.114 | 0 | DEER:HVAC_Split-Package_AC | Annual | 1719 | 78.3 | 0.114 | 0 | 78.3 | 0.114 | 0 | NE-HVAC-airAC-SpltPkg-240to759kBtuh-10p8eer_MZDEER2017AnySCn1975CZ14cPVVG | #N/A | NE-HVAC-airAC-SpltPkg-240to759kBtuh-10p8eer_SZDEER2017AnySCn1975CZ14cDXGF | 11886 |  | #N/A | #N/A | #N/A | 78.3 | 0.114 | 0 | #N/A | #N/A | #N/A | 78.3 | 0.114 | 0 | #N/A | #N/A | 683 | 500000
NE-HVAC-airAC-SpltPkg-240to759kBtuh-10p8eer | DEER2017 | D17 v2 |  | Any | SCn | 1975 | CZ15 | cDXGF | Cap-Tons | 892 | 500000 | None | 149 | 0.119 | 0 | 149 | 0.119 | 0 | 149 | 0.119 | 0 | 149 | 0.119 | 0 | DEER:HVAC_Split-Package_AC | Annual | 1719 | 149 | 0.119 | 0 | 149 | 0.119 | 0 | NE-HVAC-airAC-SpltPkg-240to759kBtuh-10p8eer_MZDEER2017AnySCn1975CZ15cPVVG | #N/A | NE-HVAC-airAC-SpltPkg-240to759kBtuh-10p8eer_SZDEER2017AnySCn1975CZ15cDXGF | 11887 |  | #N/A | #N/A | #N/A | 149 | 0.119 | 0 | #N/A | #N/A | #N/A | 149 | 0.119 | 0 | #N/A | #N/A | 892 | 500000
NE-HVAC-airAC-SpltPkg-240to759kBtuh-10p8eer | DEER2017 | D17 v2 |  | Any | SCn | 1975 | CZ16 | cDXGF | Cap-Tons | 494 | 500000 | None | 18.8 | 0.0669 | 0 | 18.8 | 0.0669 | 0 | 18.8 | 0.0669 | 0 | 18.8 | 0.0669 | 0 | DEER:HVAC_Split-Package_AC | Annual | 1719 | 18.8 | 0.0669 | 0 | 18.8 | 0.0669 | 0 | NE-HVAC-airAC-SpltPkg-240to759kBtuh-10p8eer_MZDEER2017AnySCn1975CZ16cPVVG | #N/A | NE-HVAC-airAC-SpltPkg-240to759kBtuh-10p8eer_SZDEER2017AnySCn1975CZ16cDXGF | 11888 |  | #N/A | #N/A | #N/A | 18.8 | 0.0669 | 0 | #N/A | #N/A | #N/A | 18.8 | 0.0669 | 0 | #N/A | #N/A | 494 | 500000
NE-HVAC-airAC-SpltPkg-240to759kBtuh-10p8eer | DEER2017 | D17 v2 |  | Any | SCn | 1985 | CZ01 | cDXGF | Cap-Tons | 452 | 500000 | None | 0 | 0 | 0 | 0 | 0 | 0 | 0 | 0 | 0 | 0 | 0 | 0 | DEER:HVAC_Split-Package_AC | Annual | 1719 | 0 | 0 | 0 | 0 | 0 | 0 | NE-HVAC-airAC-SpltPkg-240to759kBtuh-10p8eer_MZDEER2017AnySCn1985CZ01cPVVG | #N/A | NE-HVAC-airAC-SpltPkg-240to759kBtuh-10p8eer_SZDEER2017AnySCn1985CZ01cDXGF | 33233 |  | #N/A | #N/A | #N/A | 0 | 0 | 0 | #N/A | #N/A | #N/A | 0 | 0 | 0 | #N/A | #N/A | 452 | 500000
NE-HVAC-airAC-SpltPkg-240to759kBtuh-10p8eer | DEER2017 | D17 v2 |  | Any | SCn | 1985 | CZ02 | cDXGF | Cap-Tons | 705 | 500000 | None | 17.5 | 0.0748 | 0 | 17.5 | 0.0748 | 0 | 17.5 | 0.0748 | 0 | 17.5 | 0.0748 | 0 | DEER:HVAC_Split-Package_AC | Annual | 1719 | 17.5 | 0.0748 | 0 | 17.5 | 0.0748 | 0 | NE-HVAC-airAC-SpltPkg-240to759kBtuh-10p8eer_MZDEER2017AnySCn1985CZ02cPVVG | #N/A | NE-HVAC-airAC-SpltPkg-240to759kBtuh-10p8eer_SZDEER2017AnySCn1985CZ02cDXGF | 33234 |  | #N/A | #N/A | #N/A | 17.5 | 0.0748 | 0 | #N/A | #N/A | #N/A | 17.5 | 0.0748 | 0 | #N/A | #N/A | 705 | 500000
NE-HVAC-airAC-SpltPkg-240to759kBtuh-10p8eer | DEER2017 | D17 v2 |  | Any | SCn | 1985 | CZ03 | cDXGF | Cap-Tons | 581 | 500000 | None | 1.64 | 0.0227 | 0 | 1.64 | 0.0227 | 0 | 1.64 | 0.0227 | 0 | 1.64 | 0.0227 | 0 | DEER:HVAC_Split-Package_AC | Annual | 1719 | 1.64 | 0.0227 | 0 | 1.64 | 0.0227 | 0 | NE-HVAC-airAC-SpltPkg-240to759kBtuh-10p8eer_MZDEER2017AnySCn1985CZ03cPVVG | #N/A | NE-HVAC-airAC-SpltPkg-240to759kBtuh-10p8eer_SZDEER2017AnySCn1985CZ03cDXGF | 33235 |  | #N/A | #N/A | #N/A | 1.64 | 0.0227 | 0 | #N/A | #N/A | #N/A | 1.64 | 0.0227 | 0 | #N/A | #N/A | 581 | 500000
NE-HVAC-airAC-SpltPkg-240to759kBtuh-10p8eer | DEER2017 | D17 v2 |  | Any | SCn | 1985 | CZ04 | cDXGF | Cap-Tons | 685 | 500000 | None | 19.8 | 0.0507 | 0 | 19.8 | 0.0507 | 0 | 19.8 | 0.0507 | 0 | 19.8 | 0.0507 | 0 | DEER:HVAC_Split-Package_AC | Annual | 1719 | 19.8 | 0.0507 | 0 | 19.8 | 0.0507 | 0 | NE-HVAC-airAC-SpltPkg-240to759kBtuh-10p8eer_MZDEER2017AnySCn1985CZ04cPVVG | #N/A | NE-HVAC-airAC-SpltPkg-240to759kBtuh-10p8eer_SZDEER2017AnySCn1985CZ04cDXGF | 33236 |  | #N/A | #N/A | #N/A | 19.8 | 0.0507 | 0 | #N/A | #N/A | #N/A | 19.8 | 0.0507 | 0 | #N/A | #N/A | 685 | 500000
NE-HVAC-airAC-SpltPkg-240to759kBtuh-10p8eer | DEER2017 | D17 v2 |  | Any | SCn | 1985 | CZ05 | cDXGF | Cap-Tons | 591 | 500000 | None | 0.619 | 0.00947 | 0 | 0.619 | 0.00947 | 0 | 0.619 | 0.00947 | 0 | 0.619 | 0.00947 | 0 | DEER:HVAC_Split-Package_AC | Annual | 1719 | 0.619 | 0.00947 | 0 | 0.619 | 0.00947 | 0 | NE-HVAC-airAC-SpltPkg-240to759kBtuh-10p8eer_MZDEER2017AnySCn1985CZ05cPVVG | #N/A | NE-HVAC-airAC-SpltPkg-240to759kBtuh-10p8eer_SZDEER2017AnySCn1985CZ05cDXGF | 33237 |  | #N/A | #N/A | #N/A | 0.619 | 0.00947 | 0 | #N/A | #N/A | #N/A | 0.619 | 0.00947 | 0 | #N/A | #N/A | 591 | 500000
NE-HVAC-airAC-SpltPkg-240to759kBtuh-10p8eer | DEER2017 | D17 v2 |  | Any | SCn | 1985 | CZ06 | cDXGF | Cap-Tons | 671 | 500000 | None | 17.6 | 0.0444 | 0 | 17.6 | 0.0444 | 0 | 17.6 | 0.0444 | 0 | 17.6 | 0.0444 | 0 | DEER:HVAC_Split-Package_AC | Annual | 1719 | 17.6 | 0.0444 | 0 | 17.6 | 0.0444 | 0 | NE-HVAC-airAC-SpltPkg-240to759kBtuh-10p8eer_MZDEER2017AnySCn1985CZ06cPVVG | #N/A | NE-HVAC-airAC-SpltPkg-240to759kBtuh-10p8eer_SZDEER2017AnySCn1985CZ06cDXGF | 33238 |  | #N/A | #N/A | #N/A | 17.6 | 0.0444 | 0 | #N/A | #N/A | #N/A | 17.6 | 0.0444 | 0 | #N/A | #N/A | 671 | 500000
NE-HVAC-airAC-SpltPkg-240to759kBtuh-10p8eer | DEER2017 | D17 v2 |  | Any | SCn | 1985 | CZ07 | cDXGF | Cap-Tons | 618 | 500000 | None | 10.2 | 0.0372 | 0 | 10.2 | 0.0372 | 0 | 10.2 | 0.0372 | 0 | 10.2 | 0.0372 | 0 | DEER:HVAC_Split-Package_AC | Annual | 1719 | 10.2 | 0.0372 | 0 | 10.2 | 0.0372 | 0 | NE-HVAC-airAC-SpltPkg-240to759kBtuh-10p8eer_MZDEER2017AnySCn1985CZ07cPVVG | #N/A | NE-HVAC-airAC-SpltPkg-240to759kBtuh-10p8eer_SZDEER2017AnySCn1985CZ07cDXGF | 33239 |  | #N/A | #N/A | #N/A | 10.2 | 0.0372 | 0 | #N/A | #N/A | #N/A | 10.2 | 0.0372 | 0 | #N/A | #N/A | 618 | 500000
NE-HVAC-airAC-SpltPkg-240to759kBtuh-10p8eer | DEER2017 | D17 v2 |  | Any | SCn | 1985 | CZ08 | cDXGF | Cap-Tons | 725 | 500000 | None | 31.5 | 0.0558 | 0 | 31.5 | 0.0558 | 0 | 31.5 | 0.0558 | 0 | 31.5 | 0.0558 | 0 | DEER:HVAC_Split-Package_AC | Annual | 1719 | 31.5 | 0.0558 | 0 | 31.5 | 0.0558 | 0 | NE-HVAC-airAC-SpltPkg-240to759kBtuh-10p8eer_MZDEER2017AnySCn1985CZ08cPVVG | #N/A | NE-HVAC-airAC-SpltPkg-240to759kBtuh-10p8eer_SZDEER2017AnySCn1985CZ08cDXGF | 33240 |  | #N/A | #N/A | #N/A | 31.5 | 0.0558 | 0 | #N/A | #N/A | #N/A | 31.5 | 0.0558 | 0 | #N/A | #N/A | 725 | 500000
NE-HVAC-airAC-SpltPkg-240to759kBtuh-10p8eer | DEER2017 | D17 v2 |  | Any | SCn | 1985 | CZ09 | cDXGF | Cap-Tons | 845 | 500000 | None | 36.2 | 0.0841 | 0 | 36.2 | 0.0841 | 0 | 36.2 | 0.0841 | 0 | 36.2 | 0.0841 | 0 | DEER:HVAC_Split-Package_AC | Annual | 1719 | 36.2 | 0.0841 | 0 | 36.2 | 0.0841 | 0 | NE-HVAC-airAC-SpltPkg-240to759kBtuh-10p8eer_MZDEER2017AnySCn1985CZ09cPVVG | #N/A | NE-HVAC-airAC-SpltPkg-240to759kBtuh-10p8eer_SZDEER2017AnySCn1985CZ09cDXGF | 33241 |  | #N/A | #N/A | #N/A | 36.2 | 0.0841 | 0 | #N/A | #N/A | #N/A | 36.2 | 0.0841 | 0 | #N/A | #N/A | 845 | 500000
NE-HVAC-airAC-SpltPkg-240to759kBtuh-10p8eer | DEER2017 | D17 v2 |  | Any | SCn | 1985 | CZ10 | cDXGF | Cap-Tons | 785 | 500000 | None | 46.2 | 0.103 | 0 | 46.2 | 0.103 | 0 | 46.2 | 0.103 | 0 | 46.2 | 0.103 | 0 | DEER:HVAC_Split-Package_AC | Annual | 1719 | 46.2 | 0.103 | 0 | 46.2 | 0.103 | 0 | NE-HVAC-airAC-SpltPkg-240to759kBtuh-10p8eer_MZDEER2017AnySCn1985CZ10cPVVG | #N/A | NE-HVAC-airAC-SpltPkg-240to759kBtuh-10p8eer_SZDEER2017AnySCn1985CZ10cDXGF | 33242 |  | #N/A | #N/A | #N/A | 46.2 | 0.103 | 0 | #N/A | #N/A | #N/A | 46.2 | 0.103 | 0 | #N/A | #N/A | 785 | 500000
NE-HVAC-airAC-SpltPkg-240to759kBtuh-10p8eer | DEER2017 | D17 v2 |  | Any | SCn | 1985 | CZ11 | cDXGF | Cap-Tons | 859 | 500000 | None | 49.9 | 0.0819 | 0 | 49.9 | 0.0819 | 0 | 49.9 | 0.0819 | 0 | 49.9 | 0.0819 | 0 | DEER:HVAC_Split-Package_AC | Annual | 1719 | 49.9 | 0.0819 | 0 | 49.9 | 0.0819 | 0 | NE-HVAC-airAC-SpltPkg-240to759kBtuh-10p8eer_MZDEER2017AnySCn1985CZ11cPVVG | #N/A | NE-HVAC-airAC-SpltPkg-240to759kBtuh-10p8eer_SZDEER2017AnySCn1985CZ11cDXGF | 33243 |  | #N/A | #N/A | #N/A | 49.9 | 0.0819 | 0 | #N/A | #N/A | #N/A | 49.9 | 0.0819 | 0 | #N/A | #N/A | 859 | 500000
NE-HVAC-airAC-SpltPkg-240to759kBtuh-10p8eer | DEER2017 | D17 v2 |  | Any | SCn | 1985 | CZ12 | cDXGF | Cap-Tons | 850 | 500000 | None | 34.1 | 0.0706 | 0 | 34.1 | 0.0706 | 0 | 34.1 | 0.0706 | 0 | 34.1 | 0.0706 | 0 | DEER:HVAC_Split-Package_AC | Annual | 1719 | 34.1 | 0.0706 | 0 | 34.1 | 0.0706 | 0 | NE-HVAC-airAC-SpltPkg-240to759kBtuh-10p8eer_MZDEER2017AnySCn1985CZ12cPVVG | #N/A | NE-HVAC-airAC-SpltPkg-240to759kBtuh-10p8eer_SZDEER2017AnySCn1985CZ12cDXGF | 33244 |  | #N/A | #N/A | #N/A | 34.1 | 0.0706 | 0 | #N/A | #N/A | #N/A | 34.1 | 0.0706 | 0 | #N/A | #N/A | 850 | 500000
NE-HVAC-airAC-SpltPkg-240to759kBtuh-10p8eer | DEER2017 | D17 v2 |  | Any | SCn | 1985 | CZ13 | cDXGF | Cap-Tons | 832 | 500000 | None | 59 | 0.0862 | 0 | 59 | 0.0862 | 0 | 59 | 0.0862 | 0 | 59 | 0.0862 | 0 | DEER:HVAC_Split-Package_AC | Annual | 1719 | 59 | 0.0862 | 0 | 59 | 0.0862 | 0 | NE-HVAC-airAC-SpltPkg-240to759kBtuh-10p8eer_MZDEER2017AnySCn1985CZ13cPVVG | #N/A | NE-HVAC-airAC-SpltPkg-240to759kBtuh-10p8eer_SZDEER2017AnySCn1985CZ13cDXGF | 33245 |  | #N/A | #N/A | #N/A | 59 | 0.0862 | 0 | #N/A | #N/A | #N/A | 59 | 0.0862 | 0 | #N/A | #N/A | 832 | 500000
NE-HVAC-airAC-SpltPkg-240to759kBtuh-10p8eer | DEER2017 | D17 v2 |  | Any | SCn | 1985 | CZ14 | cDXGF | Cap-Tons | 752 | 500000 | None | 63.3 | 0.0958 | 0 | 63.3 | 0.0958 | 0 | 63.3 | 0.0958 | 0 | 63.3 | 0.0958 | 0 | DEER:HVAC_Split-Package_AC | Annual | 1719 | 63.3 | 0.0958 | 0 | 63.3 | 0.0958 | 0 | NE-HVAC-airAC-SpltPkg-240to759kBtuh-10p8eer_MZDEER2017AnySCn1985CZ14cPVVG | #N/A | NE-HVAC-airAC-SpltPkg-240to759kBtuh-10p8eer_SZDEER2017AnySCn1985CZ14cDXGF | 33246 |  | #N/A | #N/A | #N/A | 63.3 | 0.0958 | 0 | #N/A | #N/A | #N/A | 63.3 | 0.0958 | 0 | #N/A | #N/A | 752 | 500000
NE-HVAC-airAC-SpltPkg-240to759kBtuh-10p8eer | DEER2017 | D17 v2 |  | Any | SCn | 1985 | CZ15 | cDXGF | Cap-Tons | 811 | 500000 | None | 146 | 0.116 | 0 | 146 | 0.116 | 0 | 146 | 0.116 | 0 | 146 | 0.116 | 0 | DEER:HVAC_Split-Package_AC | Annual | 1719 | 146 | 0.116 | 0 | 146 | 0.116 | 0 | NE-HVAC-airAC-SpltPkg-240to759kBtuh-10p8eer_MZDEER2017AnySCn1985CZ15cPVVG | #N/A | NE-HVAC-airAC-SpltPkg-240to759kBtuh-10p8eer_SZDEER2017AnySCn1985CZ15cDXGF | 33247 |  | #N/A | #N/A | #N/A | 146 | 0.116 | 0 | #N/A | #N/A | #N/A | 146 | 0.116 | 0 | #N/A | #N/A | 811 | 500000
NE-HVAC-airAC-SpltPkg-240to759kBtuh-10p8eer | DEER2017 | D17 v2 |  | Any | SCn | 1985 | CZ16 | cDXGF | Cap-Tons | 515 | 500000 | None | 15.5 | 0.0518 | 0 | 15.5 | 0.0518 | 0 | 15.5 | 0.0518 | 0 | 15.5 | 0.0518 | 0 | DEER:HVAC_Split-Package_AC | Annual | 1719 | 15.5 | 0.0518 | 0 | 15.5 | 0.0518 | 0 | NE-HVAC-airAC-SpltPkg-240to759kBtuh-10p8eer_MZDEER2017AnySCn1985CZ16cPVVG | #N/A | NE-HVAC-airAC-SpltPkg-240to759kBtuh-10p8eer_SZDEER2017AnySCn1985CZ16cDXGF | 33248 |  | #N/A | #N/A | #N/A | 15.5 | 0.0518 | 0 | #N/A | #N/A | #N/A | 15.5 | 0.0518 | 0 | #N/A | #N/A | 515 | 500000
NE-HVAC-airAC-SpltPkg-240to759kBtuh-10p8eer | DEER2017 | D17 v2 |  | Any | SCn | 1996 | CZ01 | cDXGF | Cap-Tons | 483 | 500000 | None | 0 | 0 | 0 | 0 | 0 | 0 | 0 | 0 | 0 | 0 | 0 | 0 | DEER:HVAC_Split-Package_AC | Annual | 1719 | 0 | 0 | 0 | 0 | 0 | 0 | NE-HVAC-airAC-SpltPkg-240to759kBtuh-10p8eer_MZDEER2017AnySCn1996CZ01cPVVG | #N/A | NE-HVAC-airAC-SpltPkg-240to759kBtuh-10p8eer_SZDEER2017AnySCn1996CZ01cDXGF | 54593 |  | #N/A | #N/A | #N/A | 0 | 0 | 0 | #N/A | #N/A | #N/A | 0 | 0 | 0 | #N/A | #N/A | 483 | 500000
NE-HVAC-airAC-SpltPkg-240to759kBtuh-10p8eer | DEER2017 | D17 v2 |  | Any | SCn | 1996 | CZ02 | cDXGF | Cap-Tons | 794 | 500000 | None | 11.7 | 0.0505 | 0 | 11.7 | 0.0505 | 0 | 11.7 | 0.0505 | 0 | 11.7 | 0.0505 | 0 | DEER:HVAC_Split-Package_AC | Annual | 1719 | 11.7 | 0.0505 | 0 | 11.7 | 0.0505 | 0 | NE-HVAC-airAC-SpltPkg-240to759kBtuh-10p8eer_MZDEER2017AnySCn1996CZ02cPVVG | #N/A | NE-HVAC-airAC-SpltPkg-240to759kBtuh-10p8eer_SZDEER2017AnySCn1996CZ02cDXGF | 54594 |  | #N/A | #N/A | #N/A | 11.7 | 0.0505 | 0 | #N/A | #N/A | #N/A | 11.7 | 0.0505 | 0 | #N/A | #N/A | 794 | 500000
NE-HVAC-airAC-SpltPkg-240to759kBtuh-10p8eer | DEER2017 | D17 v2 |  | Any | SCn | 1996 | CZ03 | cDXGF | Cap-Tons | 608 | 500000 | None | 0.765 | 0.0137 | 0 | 0.765 | 0.0137 | 0 | 0.765 | 0.0137 | 0 | 0.765 | 0.0137 | 0 | DEER:HVAC_Split-Package_AC | Annual | 1719 | 0.765 | 0.0137 | 0 | 0.765 | 0.0137 | 0 | NE-HVAC-airAC-SpltPkg-240to759kBtuh-10p8eer_MZDEER2017AnySCn1996CZ03cPVVG | #N/A | NE-HVAC-airAC-SpltPkg-240to759kBtuh-10p8eer_SZDEER2017AnySCn1996CZ03cDXGF | 54595 |  | #N/A | #N/A | #N/A | 0.765 | 0.0137 | 0 | #N/A | #N/A | #N/A | 0.765 | 0.0137 | 0 | #N/A | #N/A | 608 | 500000
NE-HVAC-airAC-SpltPkg-240to759kBtuh-10p8eer | DEER2017 | D17 v2 |  | Any | SCn | 1996 | CZ04 | cDXGF | Cap-Tons | 735 | 500000 | None | 14.2 | 0.0429 | 0 | 14.2 | 0.0429 | 0 | 14.2 | 0.0429 | 0 | 14.2 | 0.0429 | 0 | DEER:HVAC_Split-Package_AC | Annual | 1719 | 14.2 | 0.0429 | 0 | 14.2 | 0.0429 | 0 | NE-HVAC-airAC-SpltPkg-240to759kBtuh-10p8eer_MZDEER2017AnySCn1996CZ04cPVVG | #N/A | NE-HVAC-airAC-SpltPkg-240to759kBtuh-10p8eer_SZDEER2017AnySCn1996CZ04cDXGF | 54596 |  | #N/A | #N/A | #N/A | 14.2 | 0.0429 | 0 | #N/A | #N/A | #N/A | 14.2 | 0.0429 | 0 | #N/A | #N/A | 735 | 500000
NE-HVAC-airAC-SpltPkg-240to759kBtuh-10p8eer | DEER2017 | D17 v2 |  | Any | SCn | 1996 | CZ05 | cDXGF | Cap-Tons | 603 | 500000 | None | 0.092 | 0.0039 | 0 | 0.092 | 0.0039 | 0 | 0.092 | 0.0039 | 0 | 0.092 | 0.0039 | 0 | DEER:HVAC_Split-Package_AC | Annual | 1719 | 0.092 | 0.0039 | 0 | 0.092 | 0.0039 | 0 | NE-HVAC-airAC-SpltPkg-240to759kBtuh-10p8eer_MZDEER2017AnySCn1996CZ05cPVVG | #N/A | NE-HVAC-airAC-SpltPkg-240to759kBtuh-10p8eer_SZDEER2017AnySCn1996CZ05cDXGF | 54597 |  | #N/A | #N/A | #N/A | 0.092 | 0.0039 | 0 | #N/A | #N/A | #N/A | 0.092 | 0.0039 | 0 | #N/A | #N/A | 603 | 500000
NE-HVAC-airAC-SpltPkg-240to759kBtuh-10p8eer | DEER2017 | D17 v2 |  | Any | SCn | 1996 | CZ06 | cDXGF | Cap-Tons | 703 | 500000 | None | 13.3 | 0.0402 | 0 | 13.3 | 0.0402 | 0 | 13.3 | 0.0402 | 0 | 13.3 | 0.0402 | 0 | DEER:HVAC_Split-Package_AC | Annual | 1719 | 13.3 | 0.0402 | 0 | 13.3 | 0.0402 | 0 | NE-HVAC-airAC-SpltPkg-240to759kBtuh-10p8eer_MZDEER2017AnySCn1996CZ06cPVVG | #N/A | NE-HVAC-airAC-SpltPkg-240to759kBtuh-10p8eer_SZDEER2017AnySCn1996CZ06cDXGF | 54598 |  | #N/A | #N/A | #N/A | 13.3 | 0.0402 | 0 | #N/A | #N/A | #N/A | 13.3 | 0.0402 | 0 | #N/A | #N/A | 703 | 500000
NE-HVAC-airAC-SpltPkg-240to759kBtuh-10p8eer | DEER2017 | D17 v2 |  | Any | SCn | 1996 | CZ07 | cDXGF | Cap-Tons | 649 | 500000 | None | 7.3 | 0.0323 | 0 | 7.3 | 0.0323 | 0 | 7.3 | 0.0323 | 0 | 7.3 | 0.0323 | 0 | DEER:HVAC_Split-Package_AC | Annual | 1719 | 7.3 | 0.0323 | 0 | 7.3 | 0.0323 | 0 | NE-HVAC-airAC-SpltPkg-240to759kBtuh-10p8eer_MZDEER2017AnySCn1996CZ07cPVVG | #N/A | NE-HVAC-airAC-SpltPkg-240to759kBtuh-10p8eer_SZDEER2017AnySCn1996CZ07cDXGF | 54599 |  | #N/A | #N/A | #N/A | 7.3 | 0.0323 | 0 | #N/A | #N/A | #N/A | 7.3 | 0.0323 | 0 | #N/A | #N/A | 649 | 500000
NE-HVAC-airAC-SpltPkg-240to759kBtuh-10p8eer | DEER2017 | D17 v2 |  | Any | SCn | 1996 | CZ08 | cDXGF | Cap-Tons | 760 | 500000 | None | 26.7 | 0.0493 | 0 | 26.7 | 0.0493 | 0 | 26.7 | 0.0493 | 0 | 26.7 | 0.0493 | 0 | DEER:HVAC_Split-Package_AC | Annual | 1719 | 26.7 | 0.0493 | 0 | 26.7 | 0.0493 | 0 | NE-HVAC-airAC-SpltPkg-240to759kBtuh-10p8eer_MZDEER2017AnySCn1996CZ08cPVVG | #N/A | NE-HVAC-airAC-SpltPkg-240to759kBtuh-10p8eer_SZDEER2017AnySCn1996CZ08cDXGF | 54600 |  | #N/A | #N/A | #N/A | 26.7 | 0.0493 | 0 | #N/A | #N/A | #N/A | 26.7 | 0.0493 | 0 | #N/A | #N/A | 760 | 500000
NE-HVAC-airAC-SpltPkg-240to759kBtuh-10p8eer | DEER2017 | D17 v2 |  | Any | SCn | 1996 | CZ09 | cDXGF | Cap-Tons | 881 | 500000 | None | 31.6 | 0.0749 | 0 | 31.6 | 0.0749 | 0 | 31.6 | 0.0749 | 0 | 31.6 | 0.0749 | 0 | DEER:HVAC_Split-Package_AC | Annual | 1719 | 31.6 | 0.0749 | 0 | 31.6 | 0.0749 | 0 | NE-HVAC-airAC-SpltPkg-240to759kBtuh-10p8eer_MZDEER2017AnySCn1996CZ09cPVVG | #N/A | NE-HVAC-airAC-SpltPkg-240to759kBtuh-10p8eer_SZDEER2017AnySCn1996CZ09cDXGF | 54601 |  | #N/A | #N/A | #N/A | 31.6 | 0.0749 | 0 | #N/A | #N/A | #N/A | 31.6 | 0.0749 | 0 | #N/A | #N/A | 881 | 500000
NE-HVAC-airAC-SpltPkg-240to759kBtuh-10p8eer | DEER2017 | D17 v2 |  | Any | SCn | 1996 | CZ10 | cDXGF | Cap-Tons | 835 | 500000 | None | 38.2 | 0.0798 | 0 | 38.2 | 0.0798 | 0 | 38.2 | 0.0798 | 0 | 38.2 | 0.0798 | 0 | DEER:HVAC_Split-Package_AC | Annual | 1719 | 38.2 | 0.0798 | 0 | 38.2 | 0.0798 | 0 | NE-HVAC-airAC-SpltPkg-240to759kBtuh-10p8eer_MZDEER2017AnySCn1996CZ10cPVVG | #N/A | NE-HVAC-airAC-SpltPkg-240to759kBtuh-10p8eer_SZDEER2017AnySCn1996CZ10cDXGF | 54602 |  | #N/A | #N/A | #N/A | 38.2 | 0.0798 | 0 | #N/A | #N/A | #N/A | 38.2 | 0.0798 | 0 | #N/A | #N/A | 835 | 500000
NE-HVAC-airAC-SpltPkg-240to759kBtuh-10p8eer | DEER2017 | D17 v2 |  | Any | SCn | 1996 | CZ11 | cDXGF | Cap-Tons | 884 | 500000 | None | 42.1 | 0.0609 | 0 | 42.1 | 0.0609 | 0 | 42.1 | 0.0609 | 0 | 42.1 | 0.0609 | 0 | DEER:HVAC_Split-Package_AC | Annual | 1719 | 42.1 | 0.0609 | 0 | 42.1 | 0.0609 | 0 | NE-HVAC-airAC-SpltPkg-240to759kBtuh-10p8eer_MZDEER2017AnySCn1996CZ11cPVVG | #N/A | NE-HVAC-airAC-SpltPkg-240to759kBtuh-10p8eer_SZDEER2017AnySCn1996CZ11cDXGF | 54603 |  | #N/A | #N/A | #N/A | 42.1 | 0.0609 | 0 | #N/A | #N/A | #N/A | 42.1 | 0.0609 | 0 | #N/A | #N/A | 884 | 500000
NE-HVAC-airAC-SpltPkg-240to759kBtuh-10p8eer | DEER2017 | D17 v2 |  | Any | SCn | 1996 | CZ12 | cDXGF | Cap-Tons | 887 | 500000 | None | 27.6 | 0.0584 | 0 | 27.6 | 0.0584 | 0 | 27.6 | 0.0584 | 0 | 27.6 | 0.0584 | 0 | DEER:HVAC_Split-Package_AC | Annual | 1719 | 27.6 | 0.0584 | 0 | 27.6 | 0.0584 | 0 | NE-HVAC-airAC-SpltPkg-240to759kBtuh-10p8eer_MZDEER2017AnySCn1996CZ12cPVVG | #N/A | NE-HVAC-airAC-SpltPkg-240to759kBtuh-10p8eer_SZDEER2017AnySCn1996CZ12cDXGF | 54604 |  | #N/A | #N/A | #N/A | 27.6 | 0.0584 | 0 | #N/A | #N/A | #N/A | 27.6 | 0.0584 | 0 | #N/A | #N/A | 887 | 500000
NE-HVAC-airAC-SpltPkg-240to759kBtuh-10p8eer | DEER2017 | D17 v2 |  | Any | SCn | 1996 | CZ13 | cDXGF | Cap-Tons | 868 | 500000 | None | 48.4 | 0.0672 | 0 | 48.4 | 0.0672 | 0 | 48.4 | 0.0672 | 0 | 48.4 | 0.0672 | 0 | DEER:HVAC_Split-Package_AC | Annual | 1719 | 48.4 | 0.0672 | 0 | 48.4 | 0.0672 | 0 | NE-HVAC-airAC-SpltPkg-240to759kBtuh-10p8eer_MZDEER2017AnySCn1996CZ13cPVVG | #N/A | NE-HVAC-airAC-SpltPkg-240to759kBtuh-10p8eer_SZDEER2017AnySCn1996CZ13cDXGF | 54605 |  | #N/A | #N/A | #N/A | 48.4 | 0.0672 | 0 | #N/A | #N/A | #N/A | 48.4 | 0.0672 | 0 | #N/A | #N/A | 868 | 500000
NE-HVAC-airAC-SpltPkg-240to759kBtuh-10p8eer | DEER2017 | D17 v2 |  | Any | SCn | 1996 | CZ14 | cDXGF | Cap-Tons | 805 | 500000 | None | 50.2 | 0.0631 | 0 | 50.2 | 0.0631 | 0 | 50.2 | 0.0631 | 0 | 50.2 | 0.0631 | 0 | DEER:HVAC_Split-Package_AC | Annual | 1719 | 50.2 | 0.0631 | 0 | 50.2 | 0.0631 | 0 | NE-HVAC-airAC-SpltPkg-240to759kBtuh-10p8eer_MZDEER2017AnySCn1996CZ14cPVVG | #N/A | NE-HVAC-airAC-SpltPkg-240to759kBtuh-10p8eer_SZDEER2017AnySCn1996CZ14cDXGF | 54606 |  | #N/A | #N/A | #N/A | 50.2 | 0.0631 | 0 | #N/A | #N/A | #N/A | 50.2 | 0.0631 | 0 | #N/A | #N/A | 805 | 500000
NE-HVAC-airAC-SpltPkg-240to759kBtuh-10p8eer | DEER2017 | D17 v2 |  | Any | SCn | 1996 | CZ15 | cDXGF | Cap-Tons | 1100 | 500000 | None | 91.6 | 0.0646 | 0 | 91.6 | 0.0646 | 0 | 91.6 | 0.0646 | 0 | 91.6 | 0.0646 | 0 | DEER:HVAC_Split-Package_AC | Annual | 1719 | 91.6 | 0.0646 | 0 | 91.6 | 0.0646 | 0 | NE-HVAC-airAC-SpltPkg-240to759kBtuh-10p8eer_MZDEER2017AnySCn1996CZ15cPVVG | #N/A | NE-HVAC-airAC-SpltPkg-240to759kBtuh-10p8eer_SZDEER2017AnySCn1996CZ15cDXGF | 54607 |  | #N/A | #N/A | #N/A | 91.6 | 0.0646 | 0 | #N/A | #N/A | #N/A | 91.6 | 0.0646 | 0 | #N/A | #N/A | 1100 | 500000
NE-HVAC-airAC-SpltPkg-240to759kBtuh-10p8eer | DEER2017 | D17 v2 |  | Any | SCn | 1996 | CZ16 | cDXGF | Cap-Tons | 529 | 500000 | None | 11 | 0.0381 | 0 | 11 | 0.0381 | 0 | 11 | 0.0381 | 0 | 11 | 0.0381 | 0 | DEER:HVAC_Split-Package_AC | Annual | 1719 | 11 | 0.0381 | 0 | 11 | 0.0381 | 0 | NE-HVAC-airAC-SpltPkg-240to759kBtuh-10p8eer_MZDEER2017AnySCn1996CZ16cPVVG | #N/A | NE-HVAC-airAC-SpltPkg-240to759kBtuh-10p8eer_SZDEER2017AnySCn1996CZ16cDXGF | 54608 |  | #N/A | #N/A | #N/A | 11 | 0.0381 | 0 | #N/A | #N/A | #N/A | 11 | 0.0381 | 0 | #N/A | #N/A | 529 | 500000
NE-HVAC-airAC-SpltPkg-240to759kBtuh-10p8eer | DEER2017 | D17 v2 |  | Any | SCn | 2003 | CZ01 | cDXGF | Cap-Tons | 483 | 500000 | None | 0 | 0 | 0 | 0 | 0 | 0 | 0 | 0 | 0 | 0 | 0 | 0 | DEER:HVAC_Split-Package_AC | Annual | 1719 | 0 | 0 | 0 | 0 | 0 | 0 | NE-HVAC-airAC-SpltPkg-240to759kBtuh-10p8eer_MZDEER2017AnySCn2003CZ01cPVVG | #N/A | NE-HVAC-airAC-SpltPkg-240to759kBtuh-10p8eer_SZDEER2017AnySCn2003CZ01cDXGF | 75953 |  | #N/A | #N/A | #N/A | 0 | 0 | 0 | #N/A | #N/A | #N/A | 0 | 0 | 0 | #N/A | #N/A | 483 | 500000
NE-HVAC-airAC-SpltPkg-240to759kBtuh-10p8eer | DEER2017 | D17 v2 |  | Any | SCn | 2003 | CZ02 | cDXGF | Cap-Tons | 794 | 500000 | None | 11.5 | 0.0501 | 0 | 11.5 | 0.0501 | 0 | 11.5 | 0.0501 | 0 | 11.5 | 0.0501 | 0 | DEER:HVAC_Split-Package_AC | Annual | 1719 | 11.5 | 0.0501 | 0 | 11.5 | 0.0501 | 0 | NE-HVAC-airAC-SpltPkg-240to759kBtuh-10p8eer_MZDEER2017AnySCn2003CZ02cPVVG | #N/A | NE-HVAC-airAC-SpltPkg-240to759kBtuh-10p8eer_SZDEER2017AnySCn2003CZ02cDXGF | 75954 |  | #N/A | #N/A | #N/A | 11.5 | 0.0501 | 0 | #N/A | #N/A | #N/A | 11.5 | 0.0501 | 0 | #N/A | #N/A | 794 | 500000
NE-HVAC-airAC-SpltPkg-240to759kBtuh-10p8eer | DEER2017 | D17 v2 |  | Any | SCn | 2003 | CZ03 | cDXGF | Cap-Tons | 608 | 500000 | None | 0.741 | 0.0134 | 0 | 0.741 | 0.0134 | 0 | 0.741 | 0.0134 | 0 | 0.741 | 0.0134 | 0 | DEER:HVAC_Split-Package_AC | Annual | 1719 | 0.741 | 0.0134 | 0 | 0.741 | 0.0134 | 0 | NE-HVAC-airAC-SpltPkg-240to759kBtuh-10p8eer_MZDEER2017AnySCn2003CZ03cPVVG | #N/A | NE-HVAC-airAC-SpltPkg-240to759kBtuh-10p8eer_SZDEER2017AnySCn2003CZ03cDXGF | 75955 |  | #N/A | #N/A | #N/A | 0.741 | 0.0134 | 0 | #N/A | #N/A | #N/A | 0.741 | 0.0134 | 0 | #N/A | #N/A | 608 | 500000
NE-HVAC-airAC-SpltPkg-240to759kBtuh-10p8eer | DEER2017 | D17 v2 |  | Any | SCn | 2003 | CZ04 | cDXGF | Cap-Tons | 735 | 500000 | None | 14 | 0.0426 | 0 | 14 | 0.0426 | 0 | 14 | 0.0426 | 0 | 14 | 0.0426 | 0 | DEER:HVAC_Split-Package_AC | Annual | 1719 | 14 | 0.0426 | 0 | 14 | 0.0426 | 0 | NE-HVAC-airAC-SpltPkg-240to759kBtuh-10p8eer_MZDEER2017AnySCn2003CZ04cPVVG | #N/A | NE-HVAC-airAC-SpltPkg-240to759kBtuh-10p8eer_SZDEER2017AnySCn2003CZ04cDXGF | 75956 |  | #N/A | #N/A | #N/A | 14 | 0.0426 | 0 | #N/A | #N/A | #N/A | 14 | 0.0426 | 0 | #N/A | #N/A | 735 | 500000
NE-HVAC-airAC-SpltPkg-240to759kBtuh-10p8eer | DEER2017 | D17 v2 |  | Any | SCn | 2003 | CZ05 | cDXGF | Cap-Tons | 603 | 500000 | None | 0.0805 | 0.00362 | 0 | 0.0805 | 0.00362 | 0 | 0.0805 | 0.00362 | 0 | 0.0805 | 0.00362 | 0 | DEER:HVAC_Split-Package_AC | Annual | 1719 | 0.0805 | 0.00362 | 0 | 0.0805 | 0.00362 | 0 | NE-HVAC-airAC-SpltPkg-240to759kBtuh-10p8eer_MZDEER2017AnySCn2003CZ05cPVVG | #N/A | NE-HVAC-airAC-SpltPkg-240to759kBtuh-10p8eer_SZDEER2017AnySCn2003CZ05cDXGF | 75957 |  | #N/A | #N/A | #N/A | 0.0805 | 0.00362 | 0 | #N/A | #N/A | #N/A | 0.0805 | 0.00362 | 0 | #N/A | #N/A | 603 | 500000
NE-HVAC-airAC-SpltPkg-240to759kBtuh-10p8eer | DEER2017 | D17 v2 |  | Any | SCn | 2003 | CZ06 | cDXGF | Cap-Tons | 703 | 500000 | None | 13.1 | 0.04 | 0 | 13.1 | 0.04 | 0 | 13.1 | 0.04 | 0 | 13.1 | 0.04 | 0 | DEER:HVAC_Split-Package_AC | Annual | 1719 | 13.1 | 0.04 | 0 | 13.1 | 0.04 | 0 | NE-HVAC-airAC-SpltPkg-240to759kBtuh-10p8eer_MZDEER2017AnySCn2003CZ06cPVVG | #N/A | NE-HVAC-airAC-SpltPkg-240to759kBtuh-10p8eer_SZDEER2017AnySCn2003CZ06cDXGF | 75958 |  | #N/A | #N/A | #N/A | 13.1 | 0.04 | 0 | #N/A | #N/A | #N/A | 13.1 | 0.04 | 0 | #N/A | #N/A | 703 | 500000
NE-HVAC-airAC-SpltPkg-240to759kBtuh-10p8eer | DEER2017 | D17 v2 |  | Any | SCn | 2003 | CZ07 | cDXGF | Cap-Tons | 649 | 500000 | None | 7.17 | 0.032 | 0 | 7.17 | 0.032 | 0 | 7.17 | 0.032 | 0 | 7.17 | 0.032 | 0 | DEER:HVAC_Split-Package_AC | Annual | 1719 | 7.17 | 0.032 | 0 | 7.17 | 0.032 | 0 | NE-HVAC-airAC-SpltPkg-240to759kBtuh-10p8eer_MZDEER2017AnySCn2003CZ07cPVVG | #N/A | NE-HVAC-airAC-SpltPkg-240to759kBtuh-10p8eer_SZDEER2017AnySCn2003CZ07cDXGF | 75959 |  | #N/A | #N/A | #N/A | 7.17 | 0.032 | 0 | #N/A | #N/A | #N/A | 7.17 | 0.032 | 0 | #N/A | #N/A | 649 | 500000
NE-HVAC-airAC-SpltPkg-240to759kBtuh-10p8eer | DEER2017 | D17 v2 |  | Any | SCn | 2003 | CZ08 | cDXGF | Cap-Tons | 760 | 500000 | None | 26.5 | 0.0491 | 0 | 26.5 | 0.0491 | 0 | 26.5 | 0.0491 | 0 | 26.5 | 0.0491 | 0 | DEER:HVAC_Split-Package_AC | Annual | 1719 | 26.5 | 0.0491 | 0 | 26.5 | 0.0491 | 0 | NE-HVAC-airAC-SpltPkg-240to759kBtuh-10p8eer_MZDEER2017AnySCn2003CZ08cPVVG | #N/A | NE-HVAC-airAC-SpltPkg-240to759kBtuh-10p8eer_SZDEER2017AnySCn2003CZ08cDXGF | 75960 |  | #N/A | #N/A | #N/A | 26.5 | 0.0491 | 0 | #N/A | #N/A | #N/A | 26.5 | 0.0491 | 0 | #N/A | #N/A | 760 | 500000
NE-HVAC-airAC-SpltPkg-240to759kBtuh-10p8eer | DEER2017 | D17 v2 |  | Any | SCn | 2003 | CZ09 | cDXGF | Cap-Tons | 906 | 500000 | None | 28.9 | 0.0628 | 0 | 28.9 | 0.0628 | 0 | 28.9 | 0.0628 | 0 | 28.9 | 0.0628 | 0 | DEER:HVAC_Split-Package_AC | Annual | 1719 | 28.9 | 0.0628 | 0 | 28.9 | 0.0628 | 0 | NE-HVAC-airAC-SpltPkg-240to759kBtuh-10p8eer_MZDEER2017AnySCn2003CZ09cPVVG | #N/A | NE-HVAC-airAC-SpltPkg-240to759kBtuh-10p8eer_SZDEER2017AnySCn2003CZ09cDXGF | 75961 |  | #N/A | #N/A | #N/A | 28.9 | 0.0628 | 0 | #N/A | #N/A | #N/A | 28.9 | 0.0628 | 0 | #N/A | #N/A | 906 | 500000
NE-HVAC-airAC-SpltPkg-240to759kBtuh-10p8eer | DEER2017 | D17 v2 |  | Any | SCn | 2003 | CZ10 | cDXGF | Cap-Tons | 835 | 500000 | None | 37 | 0.0732 | 0 | 37 | 0.0732 | 0 | 37 | 0.0732 | 0 | 37 | 0.0732 | 0 | DEER:HVAC_Split-Package_AC | Annual | 1719 | 37 | 0.0732 | 0 | 37 | 0.0732 | 0 | NE-HVAC-airAC-SpltPkg-240to759kBtuh-10p8eer_MZDEER2017AnySCn2003CZ10cPVVG | #N/A | NE-HVAC-airAC-SpltPkg-240to759kBtuh-10p8eer_SZDEER2017AnySCn2003CZ10cDXGF | 75962 |  | #N/A | #N/A | #N/A | 37 | 0.0732 | 0 | #N/A | #N/A | #N/A | 37 | 0.0732 | 0 | #N/A | #N/A | 835 | 500000
NE-HVAC-airAC-SpltPkg-240to759kBtuh-10p8eer | DEER2017 | D17 v2 |  | Any | SCn | 2003 | CZ11 | cDXGF | Cap-Tons | 884 | 500000 | None | 41.9 | 0.0594 | 0 | 41.9 | 0.0594 | 0 | 41.9 | 0.0594 | 0 | 41.9 | 0.0594 | 0 | DEER:HVAC_Split-Package_AC | Annual | 1719 | 41.9 | 0.0594 | 0 | 41.9 | 0.0594 | 0 | NE-HVAC-airAC-SpltPkg-240to759kBtuh-10p8eer_MZDEER2017AnySCn2003CZ11cPVVG | #N/A | NE-HVAC-airAC-SpltPkg-240to759kBtuh-10p8eer_SZDEER2017AnySCn2003CZ11cDXGF | 75963 |  | #N/A | #N/A | #N/A | 41.9 | 0.0594 | 0 | #N/A | #N/A | #N/A | 41.9 | 0.0594 | 0 | #N/A | #N/A | 884 | 500000
NE-HVAC-airAC-SpltPkg-240to759kBtuh-10p8eer | DEER2017 | D17 v2 |  | Any | SCn | 2003 | CZ12 | cDXGF | Cap-Tons | 887 | 500000 | None | 27.4 | 0.0581 | 0 | 27.4 | 0.0581 | 0 | 27.4 | 0.0581 | 0 | 27.4 | 0.0581 | 0 | DEER:HVAC_Split-Package_AC | Annual | 1719 | 27.4 | 0.0581 | 0 | 27.4 | 0.0581 | 0 | NE-HVAC-airAC-SpltPkg-240to759kBtuh-10p8eer_MZDEER2017AnySCn2003CZ12cPVVG | #N/A | NE-HVAC-airAC-SpltPkg-240to759kBtuh-10p8eer_SZDEER2017AnySCn2003CZ12cDXGF | 75964 |  | #N/A | #N/A | #N/A | 27.4 | 0.0581 | 0 | #N/A | #N/A | #N/A | 27.4 | 0.0581 | 0 | #N/A | #N/A | 887 | 500000
NE-HVAC-airAC-SpltPkg-240to759kBtuh-10p8eer | DEER2017 | D17 v2 |  | Any | SCn | 2003 | CZ13 | cDXGF | Cap-Tons | 868 | 500000 | None | 48.1 | 0.0669 | 0 | 48.1 | 0.0669 | 0 | 48.1 | 0.0669 | 0 | 48.1 | 0.0669 | 0 | DEER:HVAC_Split-Package_AC | Annual | 1719 | 48.1 | 0.0669 | 0 | 48.1 | 0.0669 | 0 | NE-HVAC-airAC-SpltPkg-240to759kBtuh-10p8eer_MZDEER2017AnySCn2003CZ13cPVVG | #N/A | NE-HVAC-airAC-SpltPkg-240to759kBtuh-10p8eer_SZDEER2017AnySCn2003CZ13cDXGF | 75965 |  | #N/A | #N/A | #N/A | 48.1 | 0.0669 | 0 | #N/A | #N/A | #N/A | 48.1 | 0.0669 | 0 | #N/A | #N/A | 868 | 500000
NE-HVAC-airAC-SpltPkg-240to759kBtuh-10p8eer | DEER2017 | D17 v2 |  | Any | SCn | 2003 | CZ14 | cDXGF | Cap-Tons | 805 | 500000 | None | 50 | 0.0629 | 0 | 50 | 0.0629 | 0 | 50 | 0.0629 | 0 | 50 | 0.0629 | 0 | DEER:HVAC_Split-Package_AC | Annual | 1719 | 50 | 0.0629 | 0 | 50 | 0.0629 | 0 | NE-HVAC-airAC-SpltPkg-240to759kBtuh-10p8eer_MZDEER2017AnySCn2003CZ14cPVVG | #N/A | NE-HVAC-airAC-SpltPkg-240to759kBtuh-10p8eer_SZDEER2017AnySCn2003CZ14cDXGF | 75966 |  | #N/A | #N/A | #N/A | 50 | 0.0629 | 0 | #N/A | #N/A | #N/A | 50 | 0.0629 | 0 | #N/A | #N/A | 805 | 500000
NE-HVAC-airAC-SpltPkg-240to759kBtuh-10p8eer | DEER2017 | D17 v2 |  | Any | SCn | 2003 | CZ15 | cDXGF | Cap-Tons | 1100 | 500000 | None | 91.2 | 0.0644 | 0 | 91.2 | 0.0644 | 0 | 91.2 | 0.0644 | 0 | 91.2 | 0.0644 | 0 | DEER:HVAC_Split-Package_AC | Annual | 1719 | 91.2 | 0.0644 | 0 | 91.2 | 0.0644 | 0 | NE-HVAC-airAC-SpltPkg-240to759kBtuh-10p8eer_MZDEER2017AnySCn2003CZ15cPVVG | #N/A | NE-HVAC-airAC-SpltPkg-240to759kBtuh-10p8eer_SZDEER2017AnySCn2003CZ15cDXGF | 75967 |  | #N/A | #N/A | #N/A | 91.2 | 0.0644 | 0 | #N/A | #N/A | #N/A | 91.2 | 0.0644 | 0 | #N/A | #N/A | 1100 | 500000
NE-HVAC-airAC-SpltPkg-240to759kBtuh-10p8eer | DEER2017 | D17 v2 |  | Any | SCn | 2003 | CZ16 | cDXGF | Cap-Tons | 529 | 500000 | None | 10.9 | 0.0379 | 0 | 10.9 | 0.0379 | 0 | 10.9 | 0.0379 | 0 | 10.9 | 0.0379 | 0 | DEER:HVAC_Split-Package_AC | Annual | 1719 | 10.9 | 0.0379 | 0 | 10.9 | 0.0379 | 0 | NE-HVAC-airAC-SpltPkg-240to759kBtuh-10p8eer_MZDEER2017AnySCn2003CZ16cPVVG | #N/A | NE-HVAC-airAC-SpltPkg-240to759kBtuh-10p8eer_SZDEER2017AnySCn2003CZ16cDXGF | 75968 |  | #N/A | #N/A | #N/A | 10.9 | 0.0379 | 0 | #N/A | #N/A | #N/A | 10.9 | 0.0379 | 0 | #N/A | #N/A | 529 | 500000
NE-HVAC-airAC-SpltPkg-240to759kBtuh-10p8eer | DEER2017 | D17 v2 |  | Any | SCn | 2007 | CZ01 | cDXGF | Cap-Tons | 483 | 500000 | None | 0 | 0 | 0 | 0 | 0 | 0 | 0 | 0 | 0 | 0 | 0 | 0 | DEER:HVAC_Split-Package_AC | Annual | 1719 | 0 | 0 | 0 | 0 | 0 | 0 | NE-HVAC-airAC-SpltPkg-240to759kBtuh-10p8eer_MZDEER2017AnySCn2007CZ01cPVVG | #N/A | NE-HVAC-airAC-SpltPkg-240to759kBtuh-10p8eer_SZDEER2017AnySCn2007CZ01cDXGF | 97313 |  | #N/A | #N/A | #N/A | 0 | 0 | 0 | #N/A | #N/A | #N/A | 0 | 0 | 0 | #N/A | #N/A | 483 | 500000
NE-HVAC-airAC-SpltPkg-240to759kBtuh-10p8eer | DEER2017 | D17 v2 |  | Any | SCn | 2007 | CZ02 | cDXGF | Cap-Tons | 794 | 500000 | None | 11.4 | 0.05 | 0 | 11.4 | 0.05 | 0 | 11.4 | 0.05 | 0 | 11.4 | 0.05 | 0 | DEER:HVAC_Split-Package_AC | Annual | 1719 | 11.4 | 0.05 | 0 | 11.4 | 0.05 | 0 | NE-HVAC-airAC-SpltPkg-240to759kBtuh-10p8eer_MZDEER2017AnySCn2007CZ02cPVVG | #N/A | NE-HVAC-airAC-SpltPkg-240to759kBtuh-10p8eer_SZDEER2017AnySCn2007CZ02cDXGF | 97314 |  | #N/A | #N/A | #N/A | 11.4 | 0.05 | 0 | #N/A | #N/A | #N/A | 11.4 | 0.05 | 0 | #N/A | #N/A | 794 | 500000
NE-HVAC-airAC-SpltPkg-240to759kBtuh-10p8eer | DEER2017 | D17 v2 |  | Any | SCn | 2007 | CZ03 | cDXGF | Cap-Tons | 608 | 500000 | None | 0.714 | 0.0131 | 0 | 0.714 | 0.0131 | 0 | 0.714 | 0.0131 | 0 | 0.714 | 0.0131 | 0 | DEER:HVAC_Split-Package_AC | Annual | 1719 | 0.714 | 0.0131 | 0 | 0.714 | 0.0131 | 0 | NE-HVAC-airAC-SpltPkg-240to759kBtuh-10p8eer_MZDEER2017AnySCn2007CZ03cPVVG | #N/A | NE-HVAC-airAC-SpltPkg-240to759kBtuh-10p8eer_SZDEER2017AnySCn2007CZ03cDXGF | 97315 |  | #N/A | #N/A | #N/A | 0.714 | 0.0131 | 0 | #N/A | #N/A | #N/A | 0.714 | 0.0131 | 0 | #N/A | #N/A | 608 | 500000
NE-HVAC-airAC-SpltPkg-240to759kBtuh-10p8eer | DEER2017 | D17 v2 |  | Any | SCn | 2007 | CZ04 | cDXGF | Cap-Tons | 735 | 500000 | None | 13.8 | 0.0424 | 0 | 13.8 | 0.0424 | 0 | 13.8 | 0.0424 | 0 | 13.8 | 0.0424 | 0 | DEER:HVAC_Split-Package_AC | Annual | 1719 | 13.8 | 0.0424 | 0 | 13.8 | 0.0424 | 0 | NE-HVAC-airAC-SpltPkg-240to759kBtuh-10p8eer_MZDEER2017AnySCn2007CZ04cPVVG | #N/A | NE-HVAC-airAC-SpltPkg-240to759kBtuh-10p8eer_SZDEER2017AnySCn2007CZ04cDXGF | 97316 |  | #N/A | #N/A | #N/A | 13.8 | 0.0424 | 0 | #N/A | #N/A | #N/A | 13.8 | 0.0424 | 0 | #N/A | #N/A | 735 | 500000
NE-HVAC-airAC-SpltPkg-240to759kBtuh-10p8eer | DEER2017 | D17 v2 |  | Any | SCn | 2007 | CZ05 | cDXGF | Cap-Tons | 603 | 500000 | None | 0.0688 | 0.0033 | 0 | 0.0688 | 0.0033 | 0 | 0.0688 | 0.0033 | 0 | 0.0688 | 0.0033 | 0 | DEER:HVAC_Split-Package_AC | Annual | 1719 | 0.0688 | 0.0033 | 0 | 0.0688 | 0.0033 | 0 | NE-HVAC-airAC-SpltPkg-240to759kBtuh-10p8eer_MZDEER2017AnySCn2007CZ05cPVVG | #N/A | NE-HVAC-airAC-SpltPkg-240to759kBtuh-10p8eer_SZDEER2017AnySCn2007CZ05cDXGF | 97317 |  | #N/A | #N/A | #N/A | 0.0688 | 0.0033 | 0 | #N/A | #N/A | #N/A | 0.0688 | 0.0033 | 0 | #N/A | #N/A | 603 | 500000
NE-HVAC-airAC-SpltPkg-240to759kBtuh-10p8eer | DEER2017 | D17 v2 |  | Any | SCn | 2007 | CZ06 | cDXGF | Cap-Tons | 703 | 500000 | None | 12.8 | 0.0398 | 0 | 12.8 | 0.0398 | 0 | 12.8 | 0.0398 | 0 | 12.8 | 0.0398 | 0 | DEER:HVAC_Split-Package_AC | Annual | 1719 | 12.8 | 0.0398 | 0 | 12.8 | 0.0398 | 0 | NE-HVAC-airAC-SpltPkg-240to759kBtuh-10p8eer_MZDEER2017AnySCn2007CZ06cPVVG | #N/A | NE-HVAC-airAC-SpltPkg-240to759kBtuh-10p8eer_SZDEER2017AnySCn2007CZ06cDXGF | 97318 |  | #N/A | #N/A | #N/A | 12.8 | 0.0398 | 0 | #N/A | #N/A | #N/A | 12.8 | 0.0398 | 0 | #N/A | #N/A | 703 | 500000
NE-HVAC-airAC-SpltPkg-240to759kBtuh-10p8eer | DEER2017 | D17 v2 |  | Any | SCn | 2007 | CZ07 | cDXGF | Cap-Tons | 649 | 500000 | None | 7.01 | 0.0318 | 0 | 7.01 | 0.0318 | 0 | 7.01 | 0.0318 | 0 | 7.01 | 0.0318 | 0 | DEER:HVAC_Split-Package_AC | Annual | 1719 | 7.01 | 0.0318 | 0 | 7.01 | 0.0318 | 0 | NE-HVAC-airAC-SpltPkg-240to759kBtuh-10p8eer_MZDEER2017AnySCn2007CZ07cPVVG | #N/A | NE-HVAC-airAC-SpltPkg-240to759kBtuh-10p8eer_SZDEER2017AnySCn2007CZ07cDXGF | 97319 |  | #N/A | #N/A | #N/A | 7.01 | 0.0318 | 0 | #N/A | #N/A | #N/A | 7.01 | 0.0318 | 0 | #N/A | #N/A | 649 | 500000
NE-HVAC-airAC-SpltPkg-240to759kBtuh-10p8eer | DEER2017 | D17 v2 |  | Any | SCn | 2007 | CZ08 | cDXGF | Cap-Tons | 760 | 500000 | None | 26.2 | 0.0489 | 0 | 26.2 | 0.0489 | 0 | 26.2 | 0.0489 | 0 | 26.2 | 0.0489 | 0 | DEER:HVAC_Split-Package_AC | Annual | 1719 | 26.2 | 0.0489 | 0 | 26.2 | 0.0489 | 0 | NE-HVAC-airAC-SpltPkg-240to759kBtuh-10p8eer_MZDEER2017AnySCn2007CZ08cPVVG | #N/A | NE-HVAC-airAC-SpltPkg-240to759kBtuh-10p8eer_SZDEER2017AnySCn2007CZ08cDXGF | 97320 |  | #N/A | #N/A | #N/A | 26.2 | 0.0489 | 0 | #N/A | #N/A | #N/A | 26.2 | 0.0489 | 0 | #N/A | #N/A | 760 | 500000
NE-HVAC-airAC-SpltPkg-240to759kBtuh-10p8eer | DEER2017 | D17 v2 |  | Any | SCn | 2007 | CZ09 | cDXGF | Cap-Tons | 906 | 500000 | None | 28.7 | 0.0627 | 0 | 28.7 | 0.0627 | 0 | 28.7 | 0.0627 | 0 | 28.7 | 0.0627 | 0 | DEER:HVAC_Split-Package_AC | Annual | 1719 | 28.7 | 0.0627 | 0 | 28.7 | 0.0627 | 0 | NE-HVAC-airAC-SpltPkg-240to759kBtuh-10p8eer_MZDEER2017AnySCn2007CZ09cPVVG | #N/A | NE-HVAC-airAC-SpltPkg-240to759kBtuh-10p8eer_SZDEER2017AnySCn2007CZ09cDXGF | 97321 |  | #N/A | #N/A | #N/A | 28.7 | 0.0627 | 0 | #N/A | #N/A | #N/A | 28.7 | 0.0627 | 0 | #N/A | #N/A | 906 | 500000
NE-HVAC-airAC-SpltPkg-240to759kBtuh-10p8eer | DEER2017 | D17 v2 |  | Any | SCn | 2007 | CZ10 | cDXGF | Cap-Tons | 835 | 500000 | None | 36.8 | 0.0718 | 0 | 36.8 | 0.0718 | 0 | 36.8 | 0.0718 | 0 | 36.8 | 0.0718 | 0 | DEER:HVAC_Split-Package_AC | Annual | 1719 | 36.8 | 0.0718 | 0 | 36.8 | 0.0718 | 0 | NE-HVAC-airAC-SpltPkg-240to759kBtuh-10p8eer_MZDEER2017AnySCn2007CZ10cPVVG | #N/A | NE-HVAC-airAC-SpltPkg-240to759kBtuh-10p8eer_SZDEER2017AnySCn2007CZ10cDXGF | 97322 |  | #N/A | #N/A | #N/A | 36.8 | 0.0718 | 0 | #N/A | #N/A | #N/A | 36.8 | 0.0718 | 0 | #N/A | #N/A | 835 | 500000
NE-HVAC-airAC-SpltPkg-240to759kBtuh-10p8eer | DEER2017 | D17 v2 |  | Any | SCn | 2007 | CZ11 | cDXGF | Cap-Tons | 884 | 500000 | None | 41.7 | 0.0593 | 0 | 41.7 | 0.0593 | 0 | 41.7 | 0.0593 | 0 | 41.7 | 0.0593 | 0 | DEER:HVAC_Split-Package_AC | Annual | 1719 | 41.7 | 0.0593 | 0 | 41.7 | 0.0593 | 0 | NE-HVAC-airAC-SpltPkg-240to759kBtuh-10p8eer_MZDEER2017AnySCn2007CZ11cPVVG | #N/A | NE-HVAC-airAC-SpltPkg-240to759kBtuh-10p8eer_SZDEER2017AnySCn2007CZ11cDXGF | 97323 |  | #N/A | #N/A | #N/A | 41.7 | 0.0593 | 0 | #N/A | #N/A | #N/A | 41.7 | 0.0593 | 0 | #N/A | #N/A | 884 | 500000
NE-HVAC-airAC-SpltPkg-240to759kBtuh-10p8eer | DEER2017 | D17 v2 |  | Any | SCn | 2007 | CZ12 | cDXGF | Cap-Tons | 887 | 500000 | None | 27.2 | 0.0579 | 0 | 27.2 | 0.0579 | 0 | 27.2 | 0.0579 | 0 | 27.2 | 0.0579 | 0 | DEER:HVAC_Split-Package_AC | Annual | 1719 | 27.2 | 0.0579 | 0 | 27.2 | 0.0579 | 0 | NE-HVAC-airAC-SpltPkg-240to759kBtuh-10p8eer_MZDEER2017AnySCn2007CZ12cPVVG | #N/A | NE-HVAC-airAC-SpltPkg-240to759kBtuh-10p8eer_SZDEER2017AnySCn2007CZ12cDXGF | 97324 |  | #N/A | #N/A | #N/A | 27.2 | 0.0579 | 0 | #N/A | #N/A | #N/A | 27.2 | 0.0579 | 0 | #N/A | #N/A | 887 | 500000
NE-HVAC-airAC-SpltPkg-240to759kBtuh-10p8eer | DEER2017 | D17 v2 |  | Any | SCn | 2007 | CZ13 | cDXGF | Cap-Tons | 868 | 500000 | None | 47.9 | 0.0667 | 0 | 47.9 | 0.0667 | 0 | 47.9 | 0.0667 | 0 | 47.9 | 0.0667 | 0 | DEER:HVAC_Split-Package_AC | Annual | 1719 | 47.9 | 0.0667 | 0 | 47.9 | 0.0667 | 0 | NE-HVAC-airAC-SpltPkg-240to759kBtuh-10p8eer_MZDEER2017AnySCn2007CZ13cPVVG | #N/A | NE-HVAC-airAC-SpltPkg-240to759kBtuh-10p8eer_SZDEER2017AnySCn2007CZ13cDXGF | 97325 |  | #N/A | #N/A | #N/A | 47.9 | 0.0667 | 0 | #N/A | #N/A | #N/A | 47.9 | 0.0667 | 0 | #N/A | #N/A | 868 | 500000
NE-HVAC-airAC-SpltPkg-240to759kBtuh-10p8eer | DEER2017 | D17 v2 |  | Any | SCn | 2007 | CZ14 | cDXGF | Cap-Tons | 805 | 500000 | None | 49.8 | 0.0627 | 0 | 49.8 | 0.0627 | 0 | 49.8 | 0.0627 | 0 | 49.8 | 0.0627 | 0 | DEER:HVAC_Split-Package_AC | Annual | 1719 | 49.8 | 0.0627 | 0 | 49.8 | 0.0627 | 0 | NE-HVAC-airAC-SpltPkg-240to759kBtuh-10p8eer_MZDEER2017AnySCn2007CZ14cPVVG | #N/A | NE-HVAC-airAC-SpltPkg-240to759kBtuh-10p8eer_SZDEER2017AnySCn2007CZ14cDXGF | 97326 |  | #N/A | #N/A | #N/A | 49.8 | 0.0627 | 0 | #N/A | #N/A | #N/A | 49.8 | 0.0627 | 0 | #N/A | #N/A | 805 | 500000
NE-HVAC-airAC-SpltPkg-240to759kBtuh-10p8eer | DEER2017 | D17 v2 |  | Any | SCn | 2007 | CZ15 | cDXGF | Cap-Tons | 1100 | 500000 | None | 90.9 | 0.0643 | 0 | 90.9 | 0.0643 | 0 | 90.9 | 0.0643 | 0 | 90.9 | 0.0643 | 0 | DEER:HVAC_Split-Package_AC | Annual | 1719 | 90.9 | 0.0643 | 0 | 90.9 | 0.0643 | 0 | NE-HVAC-airAC-SpltPkg-240to759kBtuh-10p8eer_MZDEER2017AnySCn2007CZ15cPVVG | #N/A | NE-HVAC-airAC-SpltPkg-240to759kBtuh-10p8eer_SZDEER2017AnySCn2007CZ15cDXGF | 97327 |  | #N/A | #N/A | #N/A | 90.9 | 0.0643 | 0 | #N/A | #N/A | #N/A | 90.9 | 0.0643 | 0 | #N/A | #N/A | 1100 | 500000
NE-HVAC-airAC-SpltPkg-240to759kBtuh-10p8eer | DEER2017 | D17 v2 |  | Any | SCn | 2007 | CZ16 | cDXGF | Cap-Tons | 529 | 500000 | None | 10.7 | 0.0377 | 0 | 10.7 | 0.0377 | 0 | 10.7 | 0.0377 | 0 | 10.7 | 0.0377 | 0 | DEER:HVAC_Split-Package_AC | Annual | 1719 | 10.7 | 0.0377 | 0 | 10.7 | 0.0377 | 0 | NE-HVAC-airAC-SpltPkg-240to759kBtuh-10p8eer_MZDEER2017AnySCn2007CZ16cPVVG | #N/A | NE-HVAC-airAC-SpltPkg-240to759kBtuh-10p8eer_SZDEER2017AnySCn2007CZ16cDXGF | 97328 |  | #N/A | #N/A | #N/A | 10.7 | 0.0377 | 0 | #N/A | #N/A | #N/A | 10.7 | 0.0377 | 0 | #N/A | #N/A | 529 | 500000
NE-HVAC-airAC-SpltPkg-240to759kBtuh-10p8eer | DEER2017 | D17 v2 |  | Any | SCn | 2011 | CZ01 | cDXGF | Cap-Tons | 481 | 500000 | None | 473 | 0.117 | -20.1 | 0 | 0 | 0 | 473 | 0.117 | -20.1 | 0 | 0 | 0 | DEER:HVAC_Split-Package_AC | Annual | 1719 | 473 | 0.117 | -20.1 | 0 | 0 | 0 | NE-HVAC-airAC-SpltPkg-240to759kBtuh-10p8eer_MZDEER2017AnySCn2011CZ01cPVVG | #N/A | NE-HVAC-airAC-SpltPkg-240to759kBtuh-10p8eer_SZDEER2017AnySCn2011CZ01cDXGF | 118673 |  | #N/A | #N/A | #N/A | 473 | 0.117 | -20.1 | #N/A | #N/A | #N/A | 0 | 0 | 0 | #N/A | #N/A | 481 | 500000
NE-HVAC-airAC-SpltPkg-240to759kBtuh-10p8eer | DEER2017 | D17 v2 |  | Any | SCn | 2011 | CZ02 | cDXGF | Cap-Tons | 792 | 500000 | None | 568 | 0.187 | -10.7 | 10.8 | 0.0483 | 0 | 568 | 0.187 | -10.7 | 10.8 | 0.0483 | 0 | DEER:HVAC_Split-Package_AC | Annual | 1719 | 568 | 0.187 | -10.7 | 10.8 | 0.0483 | 0 | NE-HVAC-airAC-SpltPkg-240to759kBtuh-10p8eer_MZDEER2017AnySCn2011CZ02cPVVG | #N/A | NE-HVAC-airAC-SpltPkg-240to759kBtuh-10p8eer_SZDEER2017AnySCn2011CZ02cDXGF | 118674 |  | #N/A | #N/A | #N/A | 568 | 0.187 | -10.7 | #N/A | #N/A | #N/A | 10.8 | 0.0483 | 0 | #N/A | #N/A | 792 | 500000
NE-HVAC-airAC-SpltPkg-240to759kBtuh-10p8eer | DEER2017 | D17 v2 |  | Any | SCn | 2011 | CZ03 | cDXGF | Cap-Tons | 606 | 500000 | None | 529 | 0.176 | -12.1 | 0.648 | 0.012 | 0 | 529 | 0.176 | -12.1 | 0.648 | 0.012 | 0 | DEER:HVAC_Split-Package_AC | Annual | 1719 | 529 | 0.176 | -12.1 | 0.648 | 0.012 | 0 | NE-HVAC-airAC-SpltPkg-240to759kBtuh-10p8eer_MZDEER2017AnySCn2011CZ03cPVVG | #N/A | NE-HVAC-airAC-SpltPkg-240to759kBtuh-10p8eer_SZDEER2017AnySCn2011CZ03cDXGF | 118675 |  | #N/A | #N/A | #N/A | 529 | 0.176 | -12.1 | #N/A | #N/A | #N/A | 0.648 | 0.012 | 0 | #N/A | #N/A | 606 | 500000
NE-HVAC-airAC-SpltPkg-240to759kBtuh-10p8eer | DEER2017 | D17 v2 |  | Any | SCn | 2011 | CZ04 | cDXGF | Cap-Tons | 733 | 500000 | None | 587 | 0.182 | -9.5 | 13.3 | 0.0415 | 0 | 587 | 0.182 | -9.5 | 13.3 | 0.0415 | 0 | DEER:HVAC_Split-Package_AC | Annual | 1719 | 587 | 0.182 | -9.5 | 13.3 | 0.0415 | 0 | NE-HVAC-airAC-SpltPkg-240to759kBtuh-10p8eer_MZDEER2017AnySCn2011CZ04cPVVG | #N/A | NE-HVAC-airAC-SpltPkg-240to759kBtuh-10p8eer_SZDEER2017AnySCn2011CZ04cDXGF | 118676 |  | #N/A | #N/A | #N/A | 587 | 0.182 | -9.5 | #N/A | #N/A | #N/A | 13.3 | 0.0415 | 0 | #N/A | #N/A | 733 | 500000
NE-HVAC-airAC-SpltPkg-240to759kBtuh-10p8eer | DEER2017 | D17 v2 |  | Any | SCn | 2011 | CZ05 | cDXGF | Cap-Tons | 602 | 500000 | None | 524 | 0.164 | -12.8 | 0.0664 | 0.00322 | 0 | 524 | 0.164 | -12.8 | 0.0664 | 0.00322 | 0 | DEER:HVAC_Split-Package_AC | Annual | 1719 | 524 | 0.164 | -12.8 | 0.0664 | 0.00322 | 0 | NE-HVAC-airAC-SpltPkg-240to759kBtuh-10p8eer_MZDEER2017AnySCn2011CZ05cPVVG | #N/A | NE-HVAC-airAC-SpltPkg-240to759kBtuh-10p8eer_SZDEER2017AnySCn2011CZ05cDXGF | 118677 |  | #N/A | #N/A | #N/A | 524 | 0.164 | -12.8 | #N/A | #N/A | #N/A | 0.0664 | 0.00322 | 0 | #N/A | #N/A | 602 | 500000
NE-HVAC-airAC-SpltPkg-240to759kBtuh-10p8eer | DEER2017 | D17 v2 |  | Any | SCn | 2011 | CZ06 | cDXGF | Cap-Tons | 701 | 500000 | None | 592 | 0.173 | -7.08 | 12.7 | 0.0396 | 0 | 592 | 0.173 | -7.08 | 12.7 | 0.0396 | 0 | DEER:HVAC_Split-Package_AC | Annual | 1719 | 592 | 0.173 | -7.08 | 12.7 | 0.0396 | 0 | NE-HVAC-airAC-SpltPkg-240to759kBtuh-10p8eer_MZDEER2017AnySCn2011CZ06cPVVG | #N/A | NE-HVAC-airAC-SpltPkg-240to759kBtuh-10p8eer_SZDEER2017AnySCn2011CZ06cDXGF | 118678 |  | #N/A | #N/A | #N/A | 592 | 0.173 | -7.08 | #N/A | #N/A | #N/A | 12.7 | 0.0396 | 0 | #N/A | #N/A | 701 | 500000
NE-HVAC-airAC-SpltPkg-240to759kBtuh-10p8eer | DEER2017 | D17 v2 |  | Any | SCn | 2011 | CZ07 | cDXGF | Cap-Tons | 644 | 500000 | None | 579 | 0.167 | -6.16 | 6.72 | 0.031 | 0 | 579 | 0.167 | -6.16 | 6.72 | 0.031 | 0 | DEER:HVAC_Split-Package_AC | Annual | 1719 | 579 | 0.167 | -6.16 | 6.72 | 0.031 | 0 | NE-HVAC-airAC-SpltPkg-240to759kBtuh-10p8eer_MZDEER2017AnySCn2011CZ07cPVVG | #N/A | NE-HVAC-airAC-SpltPkg-240to759kBtuh-10p8eer_SZDEER2017AnySCn2011CZ07cDXGF | 118679 |  | #N/A | #N/A | #N/A | 579 | 0.167 | -6.16 | #N/A | #N/A | #N/A | 6.72 | 0.031 | 0 | #N/A | #N/A | 644 | 500000
NE-HVAC-airAC-SpltPkg-240to759kBtuh-10p8eer | DEER2017 | D17 v2 |  | Any | SCn | 2011 | CZ08 | cDXGF | Cap-Tons | 714 | 500000 | None | 609 | 0.174 | -6 | 26.3 | 0.0495 | 0 | 609 | 0.174 | -6 | 26.3 | 0.0495 | 0 | DEER:HVAC_Split-Package_AC | Annual | 1719 | 609 | 0.174 | -6 | 26.3 | 0.0495 | 0 | NE-HVAC-airAC-SpltPkg-240to759kBtuh-10p8eer_MZDEER2017AnySCn2011CZ08cPVVG | #N/A | NE-HVAC-airAC-SpltPkg-240to759kBtuh-10p8eer_SZDEER2017AnySCn2011CZ08cDXGF | 118680 |  | #N/A | #N/A | #N/A | 609 | 0.174 | -6 | #N/A | #N/A | #N/A | 26.3 | 0.0495 | 0 | #N/A | #N/A | 714 | 500000
NE-HVAC-airAC-SpltPkg-240to759kBtuh-10p8eer | DEER2017 | D17 v2 |  | Any | SCn | 2011 | CZ09 | cDXGF | Cap-Tons | 904 | 500000 | None | 617 | 0.178 | -6.29 | 27.2 | 0.0577 | 0 | 617 | 0.178 | -6.29 | 27.2 | 0.0577 | 0 | DEER:HVAC_Split-Package_AC | Annual | 1719 | 617 | 0.178 | -6.29 | 27.2 | 0.0577 | 0 | NE-HVAC-airAC-SpltPkg-240to759kBtuh-10p8eer_MZDEER2017AnySCn2011CZ09cPVVG | #N/A | NE-HVAC-airAC-SpltPkg-240to759kBtuh-10p8eer_SZDEER2017AnySCn2011CZ09cDXGF | 118681 |  | #N/A | #N/A | #N/A | 617 | 0.178 | -6.29 | #N/A | #N/A | #N/A | 27.2 | 0.0577 | 0 | #N/A | #N/A | 904 | 500000
NE-HVAC-airAC-SpltPkg-240to759kBtuh-10p8eer | DEER2017 | D17 v2 |  | Any | SCn | 2011 | CZ10 | cDXGF | Cap-Tons | 825 | 500000 | None | 620 | 0.188 | -6.7 | 36.1 | 0.0693 | 0 | 620 | 0.188 | -6.7 | 36.1 | 0.0693 | 0 | DEER:HVAC_Split-Package_AC | Annual | 1719 | 620 | 0.188 | -6.7 | 36.1 | 0.0693 | 0 | NE-HVAC-airAC-SpltPkg-240to759kBtuh-10p8eer_MZDEER2017AnySCn2011CZ10cPVVG | #N/A | NE-HVAC-airAC-SpltPkg-240to759kBtuh-10p8eer_SZDEER2017AnySCn2011CZ10cDXGF | 118682 |  | #N/A | #N/A | #N/A | 620 | 0.188 | -6.7 | #N/A | #N/A | #N/A | 36.1 | 0.0693 | 0 | #N/A | #N/A | 825 | 500000
NE-HVAC-airAC-SpltPkg-240to759kBtuh-10p8eer | DEER2017 | D17 v2 |  | Any | SCn | 2011 | CZ11 | cDXGF | Cap-Tons | 882 | 500000 | None | 601 | 0.192 | -9.62 | 39.2 | 0.0544 | 0 | 601 | 0.192 | -9.62 | 39.2 | 0.0544 | 0 | DEER:HVAC_Split-Package_AC | Annual | 1719 | 601 | 0.192 | -9.62 | 39.2 | 0.0544 | 0 | NE-HVAC-airAC-SpltPkg-240to759kBtuh-10p8eer_MZDEER2017AnySCn2011CZ11cPVVG | #N/A | NE-HVAC-airAC-SpltPkg-240to759kBtuh-10p8eer_SZDEER2017AnySCn2011CZ11cDXGF | 118683 |  | #N/A | #N/A | #N/A | 601 | 0.192 | -9.62 | #N/A | #N/A | #N/A | 39.2 | 0.0544 | 0 | #N/A | #N/A | 882 | 500000
NE-HVAC-airAC-SpltPkg-240to759kBtuh-10p8eer | DEER2017 | D17 v2 |  | Any | SCn | 2011 | CZ12 | cDXGF | Cap-Tons | 885 | 500000 | None | 604 | 0.197 | -9.71 | 26.4 | 0.0523 | 0 | 604 | 0.197 | -9.71 | 26.4 | 0.0523 | 0 | DEER:HVAC_Split-Package_AC | Annual | 1719 | 604 | 0.197 | -9.71 | 26.4 | 0.0523 | 0 | NE-HVAC-airAC-SpltPkg-240to759kBtuh-10p8eer_MZDEER2017AnySCn2011CZ12cPVVG | #N/A | NE-HVAC-airAC-SpltPkg-240to759kBtuh-10p8eer_SZDEER2017AnySCn2011CZ12cDXGF | 118684 |  | #N/A | #N/A | #N/A | 604 | 0.197 | -9.71 | #N/A | #N/A | #N/A | 26.4 | 0.0523 | 0 | #N/A | #N/A | 885 | 500000
NE-HVAC-airAC-SpltPkg-240to759kBtuh-10p8eer | DEER2017 | D17 v2 |  | Any | SCn | 2011 | CZ13 | cDXGF | Cap-Tons | 866 | 500000 | None | 603 | 0.184 | -8.71 | 45.2 | 0.056 | 0 | 603 | 0.184 | -8.71 | 45.2 | 0.056 | 0 | DEER:HVAC_Split-Package_AC | Annual | 1719 | 603 | 0.184 | -8.71 | 45.2 | 0.056 | 0 | NE-HVAC-airAC-SpltPkg-240to759kBtuh-10p8eer_MZDEER2017AnySCn2011CZ13cPVVG | #N/A | NE-HVAC-airAC-SpltPkg-240to759kBtuh-10p8eer_SZDEER2017AnySCn2011CZ13cDXGF | 118685 |  | #N/A | #N/A | #N/A | 603 | 0.184 | -8.71 | #N/A | #N/A | #N/A | 45.2 | 0.056 | 0 | #N/A | #N/A | 866 | 500000
NE-HVAC-airAC-SpltPkg-240to759kBtuh-10p8eer | DEER2017 | D17 v2 |  | Any | SCn | 2011 | CZ14 | cDXGF | Cap-Tons | 804 | 500000 | None | 608 | 0.174 | -9.26 | 46.9 | 0.0586 | 0 | 608 | 0.174 | -9.26 | 46.9 | 0.0586 | 0 | DEER:HVAC_Split-Package_AC | Annual | 1719 | 608 | 0.174 | -9.26 | 46.9 | 0.0586 | 0 | NE-HVAC-airAC-SpltPkg-240to759kBtuh-10p8eer_MZDEER2017AnySCn2011CZ14cPVVG | #N/A | NE-HVAC-airAC-SpltPkg-240to759kBtuh-10p8eer_SZDEER2017AnySCn2011CZ14cDXGF | 118686 |  | #N/A | #N/A | #N/A | 608 | 0.174 | -9.26 | #N/A | #N/A | #N/A | 46.9 | 0.0586 | 0 | #N/A | #N/A | 804 | 500000
NE-HVAC-airAC-SpltPkg-240to759kBtuh-10p8eer | DEER2017 | D17 v2 |  | Any | SCn | 2011 | CZ15 | cDXGF | Cap-Tons | 901 | 500000 | None | 694 | 0.193 | -2.4 | 100 | 0.0673 | 0 | 694 | 0.193 | -2.4 | 100 | 0.0673 | 0 | DEER:HVAC_Split-Package_AC | Annual | 1719 | 694 | 0.193 | -2.4 | 100 | 0.0673 | 0 | NE-HVAC-airAC-SpltPkg-240to759kBtuh-10p8eer_MZDEER2017AnySCn2011CZ15cPVVG | #N/A | NE-HVAC-airAC-SpltPkg-240to759kBtuh-10p8eer_SZDEER2017AnySCn2011CZ15cDXGF | 118687 |  | #N/A | #N/A | #N/A | 694 | 0.193 | -2.4 | #N/A | #N/A | #N/A | 100 | 0.0673 | 0 | #N/A | #N/A | 901 | 500000
NE-HVAC-airAC-SpltPkg-240to759kBtuh-10p8eer | DEER2017 | D17 v2 |  | Any | SCn | 2011 | CZ16 | cDXGF | Cap-Tons | 527 | 500000 | None | 473 | 0.182 | -13.2 | 10.3 | 0.0351 | 0 | 473 | 0.182 | -13.2 | 10.3 | 0.0351 | 0 | DEER:HVAC_Split-Package_AC | Annual | 1719 | 473 | 0.182 | -13.2 | 10.3 | 0.0351 | 0 | NE-HVAC-airAC-SpltPkg-240to759kBtuh-10p8eer_MZDEER2017AnySCn2011CZ16cPVVG | #N/A | NE-HVAC-airAC-SpltPkg-240to759kBtuh-10p8eer_SZDEER2017AnySCn2011CZ16cDXGF | 118688 |  | #N/A | #N/A | #N/A | 473 | 0.182 | -13.2 | #N/A | #N/A | #N/A | 10.3 | 0.0351 | 0 | #N/A | #N/A | 527 | 500000
NE-HVAC-airAC-SpltPkg-240to759kBtuh-10p8eer | DEER2017 | D17 v2 |  | Any | SCn | 2014 | CZ01 | cDXGF | Cap-Tons | 481 | 500000 | None | 0 | 0 | 0 | 0 | 0 | 0 | 0 | 0 | 0 | 0 | 0 | 0 | DEER:HVAC_Split-Package_AC | Annual | 1719 | 0 | 0 | 0 | 0 | 0 | 0 | NE-HVAC-airAC-SpltPkg-240to759kBtuh-10p8eer_MZDEER2017AnySCn2014CZ01cPVVG | #N/A | NE-HVAC-airAC-SpltPkg-240to759kBtuh-10p8eer_SZDEER2017AnySCn2014CZ01cDXGF | 140033 |  | #N/A | #N/A | #N/A | 0 | 0 | 0 | #N/A | #N/A | #N/A | 0 | 0 | 0 | #N/A | #N/A | 481 | 500000
NE-HVAC-airAC-SpltPkg-240to759kBtuh-10p8eer | DEER2017 | D17 v2 |  | Any | SCn | 2014 | CZ02 | cDXGF | Cap-Tons | 792 | 500000 | None | 10.7 | 0.0481 | 0 | 10.7 | 0.0481 | 0 | 10.7 | 0.0481 | 0 | 10.7 | 0.0481 | 0 | DEER:HVAC_Split-Package_AC | Annual | 1719 | 10.7 | 0.0481 | 0 | 10.7 | 0.0481 | 0 | NE-HVAC-airAC-SpltPkg-240to759kBtuh-10p8eer_MZDEER2017AnySCn2014CZ02cPVVG | #N/A | NE-HVAC-airAC-SpltPkg-240to759kBtuh-10p8eer_SZDEER2017AnySCn2014CZ02cDXGF | 140034 |  | #N/A | #N/A | #N/A | 10.7 | 0.0481 | 0 | #N/A | #N/A | #N/A | 10.7 | 0.0481 | 0 | #N/A | #N/A | 792 | 500000
NE-HVAC-airAC-SpltPkg-240to759kBtuh-10p8eer | DEER2017 | D17 v2 |  | Any | SCn | 2014 | CZ03 | cDXGF | Cap-Tons | 606 | 500000 | None | 0.602 | 0.0115 | 0 | 0.602 | 0.0115 | 0 | 0.602 | 0.0115 | 0 | 0.602 | 0.0115 | 0 | DEER:HVAC_Split-Package_AC | Annual | 1719 | 0.602 | 0.0115 | 0 | 0.602 | 0.0115 | 0 | NE-HVAC-airAC-SpltPkg-240to759kBtuh-10p8eer_MZDEER2017AnySCn2014CZ03cPVVG | #N/A | NE-HVAC-airAC-SpltPkg-240to759kBtuh-10p8eer_SZDEER2017AnySCn2014CZ03cDXGF | 140035 |  | #N/A | #N/A | #N/A | 0.602 | 0.0115 | 0 | #N/A | #N/A | #N/A | 0.602 | 0.0115 | 0 | #N/A | #N/A | 606 | 500000
NE-HVAC-airAC-SpltPkg-240to759kBtuh-10p8eer | DEER2017 | D17 v2 |  | Any | SCn | 2014 | CZ04 | cDXGF | Cap-Tons | 733 | 500000 | None | 12.8 | 0.0411 | 0 | 12.8 | 0.0411 | 0 | 12.8 | 0.0411 | 0 | 12.8 | 0.0411 | 0 | DEER:HVAC_Split-Package_AC | Annual | 1719 | 12.8 | 0.0411 | 0 | 12.8 | 0.0411 | 0 | NE-HVAC-airAC-SpltPkg-240to759kBtuh-10p8eer_MZDEER2017AnySCn2014CZ04cPVVG | #N/A | NE-HVAC-airAC-SpltPkg-240to759kBtuh-10p8eer_SZDEER2017AnySCn2014CZ04cDXGF | 140036 |  | #N/A | #N/A | #N/A | 12.8 | 0.0411 | 0 | #N/A | #N/A | #N/A | 12.8 | 0.0411 | 0 | #N/A | #N/A | 733 | 500000
NE-HVAC-airAC-SpltPkg-240to759kBtuh-10p8eer | DEER2017 | D17 v2 |  | Any | SCn | 2014 | CZ05 | cDXGF | Cap-Tons | 602 | 500000 | None | 0.0515 | 0.00277 | 0 | 0.0515 | 0.00277 | 0 | 0.0515 | 0.00277 | 0 | 0.0515 | 0.00277 | 0 | DEER:HVAC_Split-Package_AC | Annual | 1719 | 0.0515 | 0.00277 | 0 | 0.0515 | 0.00277 | 0 | NE-HVAC-airAC-SpltPkg-240to759kBtuh-10p8eer_MZDEER2017AnySCn2014CZ05cPVVG | #N/A | NE-HVAC-airAC-SpltPkg-240to759kBtuh-10p8eer_SZDEER2017AnySCn2014CZ05cDXGF | 140037 |  | #N/A | #N/A | #N/A | 0.0515 | 0.00277 | 0 | #N/A | #N/A | #N/A | 0.0515 | 0.00277 | 0 | #N/A | #N/A | 602 | 500000
NE-HVAC-airAC-SpltPkg-240to759kBtuh-10p8eer | DEER2017 | D17 v2 |  | Any | SCn | 2014 | CZ06 | cDXGF | Cap-Tons | 701 | 500000 | None | 12 | 0.0392 | 0 | 12 | 0.0392 | 0 | 12 | 0.0392 | 0 | 12 | 0.0392 | 0 | DEER:HVAC_Split-Package_AC | Annual | 1719 | 12 | 0.0392 | 0 | 12 | 0.0392 | 0 | NE-HVAC-airAC-SpltPkg-240to759kBtuh-10p8eer_MZDEER2017AnySCn2014CZ06cPVVG | #N/A | NE-HVAC-airAC-SpltPkg-240to759kBtuh-10p8eer_SZDEER2017AnySCn2014CZ06cDXGF | 140038 |  | #N/A | #N/A | #N/A | 12 | 0.0392 | 0 | #N/A | #N/A | #N/A | 12 | 0.0392 | 0 | #N/A | #N/A | 701 | 500000
NE-HVAC-airAC-SpltPkg-240to759kBtuh-10p8eer | DEER2017 | D17 v2 |  | Any | SCn | 2014 | CZ07 | cDXGF | Cap-Tons | 644 | 500000 | None | 6.99 | 0.0306 | 0 | 6.99 | 0.0306 | 0 | 6.99 | 0.0306 | 0 | 6.99 | 0.0306 | 0 | DEER:HVAC_Split-Package_AC | Annual | 1719 | 6.99 | 0.0306 | 0 | 6.99 | 0.0306 | 0 | NE-HVAC-airAC-SpltPkg-240to759kBtuh-10p8eer_MZDEER2017AnySCn2014CZ07cPVVG | #N/A | NE-HVAC-airAC-SpltPkg-240to759kBtuh-10p8eer_SZDEER2017AnySCn2014CZ07cDXGF | 140039 |  | #N/A | #N/A | #N/A | 6.99 | 0.0306 | 0 | #N/A | #N/A | #N/A | 6.99 | 0.0306 | 0 | #N/A | #N/A | 644 | 500000
NE-HVAC-airAC-SpltPkg-240to759kBtuh-10p8eer | DEER2017 | D17 v2 |  | Any | SCn | 2014 | CZ08 | cDXGF | Cap-Tons | 714 | 500000 | None | 25.7 | 0.0492 | 0 | 25.7 | 0.0492 | 0 | 25.7 | 0.0492 | 0 | 25.7 | 0.0492 | 0 | DEER:HVAC_Split-Package_AC | Annual | 1719 | 25.7 | 0.0492 | 0 | 25.7 | 0.0492 | 0 | NE-HVAC-airAC-SpltPkg-240to759kBtuh-10p8eer_MZDEER2017AnySCn2014CZ08cPVVG | #N/A | NE-HVAC-airAC-SpltPkg-240to759kBtuh-10p8eer_SZDEER2017AnySCn2014CZ08cDXGF | 140040 |  | #N/A | #N/A | #N/A | 25.7 | 0.0492 | 0 | #N/A | #N/A | #N/A | 25.7 | 0.0492 | 0 | #N/A | #N/A | 714 | 500000
NE-HVAC-airAC-SpltPkg-240to759kBtuh-10p8eer | DEER2017 | D17 v2 |  | Any | SCn | 2014 | CZ09 | cDXGF | Cap-Tons | 904 | 500000 | None | 26.7 | 0.0573 | 0 | 26.7 | 0.0573 | 0 | 26.7 | 0.0573 | 0 | 26.7 | 0.0573 | 0 | DEER:HVAC_Split-Package_AC | Annual | 1719 | 26.7 | 0.0573 | 0 | 26.7 | 0.0573 | 0 | NE-HVAC-airAC-SpltPkg-240to759kBtuh-10p8eer_MZDEER2017AnySCn2014CZ09cPVVG | #N/A | NE-HVAC-airAC-SpltPkg-240to759kBtuh-10p8eer_SZDEER2017AnySCn2014CZ09cDXGF | 140041 |  | #N/A | #N/A | #N/A | 26.7 | 0.0573 | 0 | #N/A | #N/A | #N/A | 26.7 | 0.0573 | 0 | #N/A | #N/A | 904 | 500000
NE-HVAC-airAC-SpltPkg-240to759kBtuh-10p8eer | DEER2017 | D17 v2 |  | Any | SCn | 2014 | CZ10 | cDXGF | Cap-Tons | 825 | 500000 | None | 35.2 | 0.069 | 0 | 35.2 | 0.069 | 0 | 35.2 | 0.069 | 0 | 35.2 | 0.069 | 0 | DEER:HVAC_Split-Package_AC | Annual | 1719 | 35.2 | 0.069 | 0 | 35.2 | 0.069 | 0 | NE-HVAC-airAC-SpltPkg-240to759kBtuh-10p8eer_MZDEER2017AnySCn2014CZ10cPVVG | #N/A | NE-HVAC-airAC-SpltPkg-240to759kBtuh-10p8eer_SZDEER2017AnySCn2014CZ10cDXGF | 140042 |  | #N/A | #N/A | #N/A | 35.2 | 0.069 | 0 | #N/A | #N/A | #N/A | 35.2 | 0.069 | 0 | #N/A | #N/A | 825 | 500000
NE-HVAC-airAC-SpltPkg-240to759kBtuh-10p8eer | DEER2017 | D17 v2 |  | Any | SCn | 2014 | CZ11 | cDXGF | Cap-Tons | 882 | 500000 | None | 38.9 | 0.0542 | 0 | 38.9 | 0.0542 | 0 | 38.9 | 0.0542 | 0 | 38.9 | 0.0542 | 0 | DEER:HVAC_Split-Package_AC | Annual | 1719 | 38.9 | 0.0542 | 0 | 38.9 | 0.0542 | 0 | NE-HVAC-airAC-SpltPkg-240to759kBtuh-10p8eer_MZDEER2017AnySCn2014CZ11cPVVG | #N/A | NE-HVAC-airAC-SpltPkg-240to759kBtuh-10p8eer_SZDEER2017AnySCn2014CZ11cDXGF | 140043 |  | #N/A | #N/A | #N/A | 38.9 | 0.0542 | 0 | #N/A | #N/A | #N/A | 38.9 | 0.0542 | 0 | #N/A | #N/A | 882 | 500000
NE-HVAC-airAC-SpltPkg-240to759kBtuh-10p8eer | DEER2017 | D17 v2 |  | Any | SCn | 2014 | CZ12 | cDXGF | Cap-Tons | 885 | 500000 | None | 25.2 | 0.0521 | 0 | 25.2 | 0.0521 | 0 | 25.2 | 0.0521 | 0 | 25.2 | 0.0521 | 0 | DEER:HVAC_Split-Package_AC | Annual | 1719 | 25.2 | 0.0521 | 0 | 25.2 | 0.0521 | 0 | NE-HVAC-airAC-SpltPkg-240to759kBtuh-10p8eer_MZDEER2017AnySCn2014CZ12cPVVG | #N/A | NE-HVAC-airAC-SpltPkg-240to759kBtuh-10p8eer_SZDEER2017AnySCn2014CZ12cDXGF | 140044 |  | #N/A | #N/A | #N/A | 25.2 | 0.0521 | 0 | #N/A | #N/A | #N/A | 25.2 | 0.0521 | 0 | #N/A | #N/A | 885 | 500000
NE-HVAC-airAC-SpltPkg-240to759kBtuh-10p8eer | DEER2017 | D17 v2 |  | Any | SCn | 2014 | CZ13 | cDXGF | Cap-Tons | 866 | 500000 | None | 44.9 | 0.0558 | 0 | 44.9 | 0.0558 | 0 | 44.9 | 0.0558 | 0 | 44.9 | 0.0558 | 0 | DEER:HVAC_Split-Package_AC | Annual | 1719 | 44.9 | 0.0558 | 0 | 44.9 | 0.0558 | 0 | NE-HVAC-airAC-SpltPkg-240to759kBtuh-10p8eer_MZDEER2017AnySCn2014CZ13cPVVG | #N/A | NE-HVAC-airAC-SpltPkg-240to759kBtuh-10p8eer_SZDEER2017AnySCn2014CZ13cDXGF | 140045 |  | #N/A | #N/A | #N/A | 44.9 | 0.0558 | 0 | #N/A | #N/A | #N/A | 44.9 | 0.0558 | 0 | #N/A | #N/A | 866 | 500000
NE-HVAC-airAC-SpltPkg-240to759kBtuh-10p8eer | DEER2017 | D17 v2 |  | Any | SCn | 2014 | CZ14 | cDXGF | Cap-Tons | 804 | 500000 | None | 46.6 | 0.0584 | 0 | 46.6 | 0.0584 | 0 | 46.6 | 0.0584 | 0 | 46.6 | 0.0584 | 0 | DEER:HVAC_Split-Package_AC | Annual | 1719 | 46.6 | 0.0584 | 0 | 46.6 | 0.0584 | 0 | NE-HVAC-airAC-SpltPkg-240to759kBtuh-10p8eer_MZDEER2017AnySCn2014CZ14cPVVG | #N/A | NE-HVAC-airAC-SpltPkg-240to759kBtuh-10p8eer_SZDEER2017AnySCn2014CZ14cDXGF | 140046 |  | #N/A | #N/A | #N/A | 46.6 | 0.0584 | 0 | #N/A | #N/A | #N/A | 46.6 | 0.0584 | 0 | #N/A | #N/A | 804 | 500000
NE-HVAC-airAC-SpltPkg-240to759kBtuh-10p8eer | DEER2017 | D17 v2 |  | Any | SCn | 2014 | CZ15 | cDXGF | Cap-Tons | 901 | 500000 | None | 99.5 | 0.0671 | 0 | 99.5 | 0.0671 | 0 | 99.5 | 0.0671 | 0 | 99.5 | 0.0671 | 0 | DEER:HVAC_Split-Package_AC | Annual | 1719 | 99.5 | 0.0671 | 0 | 99.5 | 0.0671 | 0 | NE-HVAC-airAC-SpltPkg-240to759kBtuh-10p8eer_MZDEER2017AnySCn2014CZ15cPVVG | #N/A | NE-HVAC-airAC-SpltPkg-240to759kBtuh-10p8eer_SZDEER2017AnySCn2014CZ15cDXGF | 140047 |  | #N/A | #N/A | #N/A | 99.5 | 0.0671 | 0 | #N/A | #N/A | #N/A | 99.5 | 0.0671 | 0 | #N/A | #N/A | 901 | 500000
NE-HVAC-airAC-SpltPkg-240to759kBtuh-10p8eer | DEER2017 | D17 v2 |  | Any | SCn | 2014 | CZ16 | cDXGF | Cap-Tons | 527 | 500000 | None | 9.99 | 0.0347 | 0 | 9.99 | 0.0347 | 0 | 9.99 | 0.0347 | 0 | 9.99 | 0.0347 | 0 | DEER:HVAC_Split-Package_AC | Annual | 1719 | 9.99 | 0.0347 | 0 | 9.99 | 0.0347 | 0 | NE-HVAC-airAC-SpltPkg-240to759kBtuh-10p8eer_MZDEER2017AnySCn2014CZ16cPVVG | #N/A | NE-HVAC-airAC-SpltPkg-240to759kBtuh-10p8eer_SZDEER2017AnySCn2014CZ16cDXGF | 140048 |  | #N/A | #N/A | #N/A | 9.99 | 0.0347 | 0 | #N/A | #N/A | #N/A | 9.99 | 0.0347 | 0 | #N/A | #N/A | 527 | 500000
NE-HVAC-airAC-SpltPkg-240to759kBtuh-10p8eer | DEER2017 | D17 v2 |  | Any | SCn | New | CZ01 | cDXGF | Cap-Tons | 481 | 500000 | None | 0 | 0 | 0 | 0 | 0 | 0 | 0 | 0 | 0 | 0 | 0 | 0 | DEER:HVAC_Split-Package_AC | Annual | 1719 | 0 | 0 | 0 | 0 | 0 | 0 | NE-HVAC-airAC-SpltPkg-240to759kBtuh-10p8eer_MZDEER2017AnySCnNewCZ01cPVVG | #N/A | NE-HVAC-airAC-SpltPkg-240to759kBtuh-10p8eer_SZDEER2017AnySCnNewCZ01cDXGF | 164385 |  | #N/A | #N/A | #N/A | 0 | 0 | 0 | #N/A | #N/A | #N/A | 0 | 0 | 0 | #N/A | #N/A | 481 | 500000
NE-HVAC-airAC-SpltPkg-240to759kBtuh-10p8eer | DEER2017 | D17 v2 |  | Any | SCn | New | CZ02 | cDXGF | Cap-Tons | 792 | 500000 | None | 10.7 | 0.0481 | 0 | 10.7 | 0.0481 | 0 | 10.7 | 0.0481 | 0 | 10.7 | 0.0481 | 0 | DEER:HVAC_Split-Package_AC | Annual | 1719 | 10.7 | 0.0481 | 0 | 10.7 | 0.0481 | 0 | NE-HVAC-airAC-SpltPkg-240to759kBtuh-10p8eer_MZDEER2017AnySCnNewCZ02cPVVG | #N/A | NE-HVAC-airAC-SpltPkg-240to759kBtuh-10p8eer_SZDEER2017AnySCnNewCZ02cDXGF | 164386 |  | #N/A | #N/A | #N/A | 10.7 | 0.0481 | 0 | #N/A | #N/A | #N/A | 10.7 | 0.0481 | 0 | #N/A | #N/A | 792 | 500000
NE-HVAC-airAC-SpltPkg-240to759kBtuh-10p8eer | DEER2017 | D17 v2 |  | Any | SCn | New | CZ03 | cDXGF | Cap-Tons | 606 | 500000 | None | 0.602 | 0.0115 | 0 | 0.602 | 0.0115 | 0 | 0.602 | 0.0115 | 0 | 0.602 | 0.0115 | 0 | DEER:HVAC_Split-Package_AC | Annual | 1719 | 0.602 | 0.0115 | 0 | 0.602 | 0.0115 | 0 | NE-HVAC-airAC-SpltPkg-240to759kBtuh-10p8eer_MZDEER2017AnySCnNewCZ03cPVVG | #N/A | NE-HVAC-airAC-SpltPkg-240to759kBtuh-10p8eer_SZDEER2017AnySCnNewCZ03cDXGF | 164387 |  | #N/A | #N/A | #N/A | 0.602 | 0.0115 | 0 | #N/A | #N/A | #N/A | 0.602 | 0.0115 | 0 | #N/A | #N/A | 606 | 500000
NE-HVAC-airAC-SpltPkg-240to759kBtuh-10p8eer | DEER2017 | D17 v2 |  | Any | SCn | New | CZ04 | cDXGF | Cap-Tons | 733 | 500000 | None | 12.8 | 0.0411 | 0 | 12.8 | 0.0411 | 0 | 12.8 | 0.0411 | 0 | 12.8 | 0.0411 | 0 | DEER:HVAC_Split-Package_AC | Annual | 1719 | 12.8 | 0.0411 | 0 | 12.8 | 0.0411 | 0 | NE-HVAC-airAC-SpltPkg-240to759kBtuh-10p8eer_MZDEER2017AnySCnNewCZ04cPVVG | #N/A | NE-HVAC-airAC-SpltPkg-240to759kBtuh-10p8eer_SZDEER2017AnySCnNewCZ04cDXGF | 164388 |  | #N/A | #N/A | #N/A | 12.8 | 0.0411 | 0 | #N/A | #N/A | #N/A | 12.8 | 0.0411 | 0 | #N/A | #N/A | 733 | 500000
NE-HVAC-airAC-SpltPkg-240to759kBtuh-10p8eer | DEER2017 | D17 v2 |  | Any | SCn | New | CZ05 | cDXGF | Cap-Tons | 602 | 500000 | None | 0.0515 | 0.00277 | 0 | 0.0515 | 0.00277 | 0 | 0.0515 | 0.00277 | 0 | 0.0515 | 0.00277 | 0 | DEER:HVAC_Split-Package_AC | Annual | 1719 | 0.0515 | 0.00277 | 0 | 0.0515 | 0.00277 | 0 | NE-HVAC-airAC-SpltPkg-240to759kBtuh-10p8eer_MZDEER2017AnySCnNewCZ05cPVVG | #N/A | NE-HVAC-airAC-SpltPkg-240to759kBtuh-10p8eer_SZDEER2017AnySCnNewCZ05cDXGF | 164389 |  | #N/A | #N/A | #N/A | 0.0515 | 0.00277 | 0 | #N/A | #N/A | #N/A | 0.0515 | 0.00277 | 0 | #N/A | #N/A | 602 | 500000
NE-HVAC-airAC-SpltPkg-240to759kBtuh-10p8eer | DEER2017 | D17 v2 |  | Any | SCn | New | CZ06 | cDXGF | Cap-Tons | 701 | 500000 | None | 12 | 0.0392 | 0 | 12 | 0.0392 | 0 | 12 | 0.0392 | 0 | 12 | 0.0392 | 0 | DEER:HVAC_Split-Package_AC | Annual | 1719 | 12 | 0.0392 | 0 | 12 | 0.0392 | 0 | NE-HVAC-airAC-SpltPkg-240to759kBtuh-10p8eer_MZDEER2017AnySCnNewCZ06cPVVG | #N/A | NE-HVAC-airAC-SpltPkg-240to759kBtuh-10p8eer_SZDEER2017AnySCnNewCZ06cDXGF | 164390 |  | #N/A | #N/A | #N/A | 12 | 0.0392 | 0 | #N/A | #N/A | #N/A | 12 | 0.0392 | 0 | #N/A | #N/A | 701 | 500000
NE-HVAC-airAC-SpltPkg-240to759kBtuh-10p8eer | DEER2017 | D17 v2 |  | Any | SCn | New | CZ07 | cDXGF | Cap-Tons | 644 | 500000 | None | 6.99 | 0.0306 | 0 | 6.99 | 0.0306 | 0 | 6.99 | 0.0306 | 0 | 6.99 | 0.0306 | 0 | DEER:HVAC_Split-Package_AC | Annual | 1719 | 6.99 | 0.0306 | 0 | 6.99 | 0.0306 | 0 | NE-HVAC-airAC-SpltPkg-240to759kBtuh-10p8eer_MZDEER2017AnySCnNewCZ07cPVVG | #N/A | NE-HVAC-airAC-SpltPkg-240to759kBtuh-10p8eer_SZDEER2017AnySCnNewCZ07cDXGF | 164391 |  | #N/A | #N/A | #N/A | 6.99 | 0.0306 | 0 | #N/A | #N/A | #N/A | 6.99 | 0.0306 | 0 | #N/A | #N/A | 644 | 500000
NE-HVAC-airAC-SpltPkg-240to759kBtuh-10p8eer | DEER2017 | D17 v2 |  | Any | SCn | New | CZ08 | cDXGF | Cap-Tons | 714 | 500000 | None | 25.7 | 0.0492 | 0 | 25.7 | 0.0492 | 0 | 25.7 | 0.0492 | 0 | 25.7 | 0.0492 | 0 | DEER:HVAC_Split-Package_AC | Annual | 1719 | 25.7 | 0.0492 | 0 | 25.7 | 0.0492 | 0 | NE-HVAC-airAC-SpltPkg-240to759kBtuh-10p8eer_MZDEER2017AnySCnNewCZ08cPVVG | #N/A | NE-HVAC-airAC-SpltPkg-240to759kBtuh-10p8eer_SZDEER2017AnySCnNewCZ08cDXGF | 164392 |  | #N/A | #N/A | #N/A | 25.7 | 0.0492 | 0 | #N/A | #N/A | #N/A | 25.7 | 0.0492 | 0 | #N/A | #N/A | 714 | 500000
NE-HVAC-airAC-SpltPkg-240to759kBtuh-10p8eer | DEER2017 | D17 v2 |  | Any | SCn | New | CZ09 | cDXGF | Cap-Tons | 904 | 500000 | None | 26.7 | 0.0573 | 0 | 26.7 | 0.0573 | 0 | 26.7 | 0.0573 | 0 | 26.7 | 0.0573 | 0 | DEER:HVAC_Split-Package_AC | Annual | 1719 | 26.7 | 0.0573 | 0 | 26.7 | 0.0573 | 0 | NE-HVAC-airAC-SpltPkg-240to759kBtuh-10p8eer_MZDEER2017AnySCnNewCZ09cPVVG | #N/A | NE-HVAC-airAC-SpltPkg-240to759kBtuh-10p8eer_SZDEER2017AnySCnNewCZ09cDXGF | 164393 |  | #N/A | #N/A | #N/A | 26.7 | 0.0573 | 0 | #N/A | #N/A | #N/A | 26.7 | 0.0573 | 0 | #N/A | #N/A | 904 | 500000
NE-HVAC-airAC-SpltPkg-240to759kBtuh-10p8eer | DEER2017 | D17 v2 |  | Any | SCn | New | CZ10 | cDXGF | Cap-Tons | 825 | 500000 | None | 35.2 | 0.069 | 0 | 35.2 | 0.069 | 0 | 35.2 | 0.069 | 0 | 35.2 | 0.069 | 0 | DEER:HVAC_Split-Package_AC | Annual | 1719 | 35.2 | 0.069 | 0 | 35.2 | 0.069 | 0 | NE-HVAC-airAC-SpltPkg-240to759kBtuh-10p8eer_MZDEER2017AnySCnNewCZ10cPVVG | #N/A | NE-HVAC-airAC-SpltPkg-240to759kBtuh-10p8eer_SZDEER2017AnySCnNewCZ10cDXGF | 164394 |  | #N/A | #N/A | #N/A | 35.2 | 0.069 | 0 | #N/A | #N/A | #N/A | 35.2 | 0.069 | 0 | #N/A | #N/A | 825 | 500000
NE-HVAC-airAC-SpltPkg-240to759kBtuh-10p8eer | DEER2017 | D17 v2 |  | Any | SCn | New | CZ11 | cDXGF | Cap-Tons | 882 | 500000 | None | 38.9 | 0.0542 | 0 | 38.9 | 0.0542 | 0 | 38.9 | 0.0542 | 0 | 38.9 | 0.0542 | 0 | DEER:HVAC_Split-Package_AC | Annual | 1719 | 38.9 | 0.0542 | 0 | 38.9 | 0.0542 | 0 | NE-HVAC-airAC-SpltPkg-240to759kBtuh-10p8eer_MZDEER2017AnySCnNewCZ11cPVVG | #N/A | NE-HVAC-airAC-SpltPkg-240to759kBtuh-10p8eer_SZDEER2017AnySCnNewCZ11cDXGF | 164395 |  | #N/A | #N/A | #N/A | 38.9 | 0.0542 | 0 | #N/A | #N/A | #N/A | 38.9 | 0.0542 | 0 | #N/A | #N/A | 882 | 500000
NE-HVAC-airAC-SpltPkg-240to759kBtuh-10p8eer | DEER2017 | D17 v2 |  | Any | SCn | New | CZ12 | cDXGF | Cap-Tons | 885 | 500000 | None | 25.2 | 0.0521 | 0 | 25.2 | 0.0521 | 0 | 25.2 | 0.0521 | 0 | 25.2 | 0.0521 | 0 | DEER:HVAC_Split-Package_AC | Annual | 1719 | 25.2 | 0.0521 | 0 | 25.2 | 0.0521 | 0 | NE-HVAC-airAC-SpltPkg-240to759kBtuh-10p8eer_MZDEER2017AnySCnNewCZ12cPVVG | #N/A | NE-HVAC-airAC-SpltPkg-240to759kBtuh-10p8eer_SZDEER2017AnySCnNewCZ12cDXGF | 164396 |  | #N/A | #N/A | #N/A | 25.2 | 0.0521 | 0 | #N/A | #N/A | #N/A | 25.2 | 0.0521 | 0 | #N/A | #N/A | 885 | 500000
NE-HVAC-airAC-SpltPkg-240to759kBtuh-10p8eer | DEER2017 | D17 v2 |  | Any | SCn | New | CZ13 | cDXGF | Cap-Tons | 866 | 500000 | None | 44.9 | 0.0558 | 0 | 44.9 | 0.0558 | 0 | 44.9 | 0.0558 | 0 | 44.9 | 0.0558 | 0 | DEER:HVAC_Split-Package_AC | Annual | 1719 | 44.9 | 0.0558 | 0 | 44.9 | 0.0558 | 0 | NE-HVAC-airAC-SpltPkg-240to759kBtuh-10p8eer_MZDEER2017AnySCnNewCZ13cPVVG | #N/A | NE-HVAC-airAC-SpltPkg-240to759kBtuh-10p8eer_SZDEER2017AnySCnNewCZ13cDXGF | 164397 |  | #N/A | #N/A | #N/A | 44.9 | 0.0558 | 0 | #N/A | #N/A | #N/A | 44.9 | 0.0558 | 0 | #N/A | #N/A | 866 | 500000
NE-HVAC-airAC-SpltPkg-240to759kBtuh-10p8eer | DEER2017 | D17 v2 |  | Any | SCn | New | CZ14 | cDXGF | Cap-Tons | 804 | 500000 | None | 46.6 | 0.0584 | 0 | 46.6 | 0.0584 | 0 | 46.6 | 0.0584 | 0 | 46.6 | 0.0584 | 0 | DEER:HVAC_Split-Package_AC | Annual | 1719 | 46.6 | 0.0584 | 0 | 46.6 | 0.0584 | 0 | NE-HVAC-airAC-SpltPkg-240to759kBtuh-10p8eer_MZDEER2017AnySCnNewCZ14cPVVG | #N/A | NE-HVAC-airAC-SpltPkg-240to759kBtuh-10p8eer_SZDEER2017AnySCnNewCZ14cDXGF | 164398 |  | #N/A | #N/A | #N/A | 46.6 | 0.0584 | 0 | #N/A | #N/A | #N/A | 46.6 | 0.0584 | 0 | #N/A | #N/A | 804 | 500000
NE-HVAC-airAC-SpltPkg-240to759kBtuh-10p8eer | DEER2017 | D17 v2 |  | Any | SCn | New | CZ15 | cDXGF | Cap-Tons | 901 | 500000 | None | 99.5 | 0.0671 | 0 | 99.5 | 0.0671 | 0 | 99.5 | 0.0671 | 0 | 99.5 | 0.0671 | 0 | DEER:HVAC_Split-Package_AC | Annual | 1719 | 99.5 | 0.0671 | 0 | 99.5 | 0.0671 | 0 | NE-HVAC-airAC-SpltPkg-240to759kBtuh-10p8eer_MZDEER2017AnySCnNewCZ15cPVVG | #N/A | NE-HVAC-airAC-SpltPkg-240to759kBtuh-10p8eer_SZDEER2017AnySCnNewCZ15cDXGF | 164399 |  | #N/A | #N/A | #N/A | 99.5 | 0.0671 | 0 | #N/A | #N/A | #N/A | 99.5 | 0.0671 | 0 | #N/A | #N/A | 901 | 500000
NE-HVAC-airAC-SpltPkg-240to759kBtuh-10p8eer | DEER2017 | D17 v2 |  | Any | SCn | New | CZ16 | cDXGF | Cap-Tons | 527 | 500000 | None | 9.99 | 0.0347 | 0 | 9.99 | 0.0347 | 0 | 9.99 | 0.0347 | 0 | 9.99 | 0.0347 | 0 | DEER:HVAC_Split-Package_AC | Annual | 1719 | 9.99 | 0.0347 | 0 | 9.99 | 0.0347 | 0 | NE-HVAC-airAC-SpltPkg-240to759kBtuh-10p8eer_MZDEER2017AnySCnNewCZ16cPVVG | #N/A | NE-HVAC-airAC-SpltPkg-240to759kBtuh-10p8eer_SZDEER2017AnySCnNewCZ16cDXGF | 164400 |  | #N/A | #N/A | #N/A | 9.99 | 0.0347 | 0 | #N/A | #N/A | #N/A | 9.99 | 0.0347 | 0 | #N/A | #N/A | 527 | 500000
NE-HVAC-airAC-SpltPkg-240to759kBtuh-11p5eer | DEER2017 | D17 v2 |  | Any | Asm | 1975 | CZ01 | cDXGF | Cap-Tons | 106 | 34000 | None | 50.4 | 0.0575 | 0 | 50.4 | 0.0575 | 0 | 50.4 | 0.0575 | 0 | 50.4 | 0.0575 | 0 | DEER:HVAC_Split-Package_AC | Annual | 1719 | 50.4 | 0.0575 | 0 | 50.4 | 0.0575 | 0 | NE-HVAC-airAC-SpltPkg-240to759kBtuh-11p5eer_MZDEER2017AnyAsm1975CZ01cPVVG | #N/A | NE-HVAC-airAC-SpltPkg-240to759kBtuh-11p5eer_SZDEER2017AnyAsm1975CZ01cDXGF | 12353 |  | #N/A | #N/A | #N/A | 50.4 | 0.0575 | 0 | #N/A | #N/A | #N/A | 50.4 | 0.0575 | 0 | #N/A | #N/A | 106 | 34000
NE-HVAC-airAC-SpltPkg-240to759kBtuh-11p5eer | DEER2017 | D17 v2 |  | Any | Asm | 1975 | CZ02 | cDXGF | Cap-Tons | 201 | 34000 | None | 98.2 | 0.16 | 0 | 98.2 | 0.16 | 0 | 98.2 | 0.16 | 0 | 98.2 | 0.16 | 0 | DEER:HVAC_Split-Package_AC | Annual | 1719 | 98.2 | 0.16 | 0 | 98.2 | 0.16 | 0 | NE-HVAC-airAC-SpltPkg-240to759kBtuh-11p5eer_MZDEER2017AnyAsm1975CZ02cPVVG | #N/A | NE-HVAC-airAC-SpltPkg-240to759kBtuh-11p5eer_SZDEER2017AnyAsm1975CZ02cDXGF | 12354 |  | #N/A | #N/A | #N/A | 98.2 | 0.16 | 0 | #N/A | #N/A | #N/A | 98.2 | 0.16 | 0 | #N/A | #N/A | 201 | 34000
NE-HVAC-airAC-SpltPkg-240to759kBtuh-11p5eer | DEER2017 | D17 v2 |  | Any | Asm | 1975 | CZ03 | cDXGF | Cap-Tons | 145 | 34000 | None | 77.2 | 0.108 | 0 | 77.2 | 0.108 | 0 | 77.2 | 0.108 | 0 | 77.2 | 0.108 | 0 | DEER:HVAC_Split-Package_AC | Annual | 1719 | 77.2 | 0.108 | 0 | 77.2 | 0.108 | 0 | NE-HVAC-airAC-SpltPkg-240to759kBtuh-11p5eer_MZDEER2017AnyAsm1975CZ03cPVVG | #N/A | NE-HVAC-airAC-SpltPkg-240to759kBtuh-11p5eer_SZDEER2017AnyAsm1975CZ03cDXGF | 12355 |  | #N/A | #N/A | #N/A | 77.2 | 0.108 | 0 | #N/A | #N/A | #N/A | 77.2 | 0.108 | 0 | #N/A | #N/A | 145 | 34000
NE-HVAC-airAC-SpltPkg-240to759kBtuh-11p5eer | DEER2017 | D17 v2 |  | Any | Asm | 1975 | CZ04 | cDXGF | Cap-Tons | 179 | 34000 | None | 123 | 0.148 | 0 | 123 | 0.148 | 0 | 123 | 0.148 | 0 | 123 | 0.148 | 0 | DEER:HVAC_Split-Package_AC | Annual | 1719 | 123 | 0.148 | 0 | 123 | 0.148 | 0 | NE-HVAC-airAC-SpltPkg-240to759kBtuh-11p5eer_MZDEER2017AnyAsm1975CZ04cPVVG | #N/A | NE-HVAC-airAC-SpltPkg-240to759kBtuh-11p5eer_SZDEER2017AnyAsm1975CZ04cDXGF | 12356 |  | #N/A | #N/A | #N/A | 123 | 0.148 | 0 | #N/A | #N/A | #N/A | 123 | 0.148 | 0 | #N/A | #N/A | 179 | 34000
NE-HVAC-airAC-SpltPkg-240to759kBtuh-11p5eer | DEER2017 | D17 v2 |  | Any | Asm | 1975 | CZ05 | cDXGF | Cap-Tons | 121 | 34000 | None | 113 | 0.0839 | 0 | 113 | 0.0839 | 0 | 113 | 0.0839 | 0 | 113 | 0.0839 | 0 | DEER:HVAC_Split-Package_AC | Annual | 1719 | 113 | 0.0839 | 0 | 113 | 0.0839 | 0 | NE-HVAC-airAC-SpltPkg-240to759kBtuh-11p5eer_MZDEER2017AnyAsm1975CZ05cPVVG | #N/A | NE-HVAC-airAC-SpltPkg-240to759kBtuh-11p5eer_SZDEER2017AnyAsm1975CZ05cDXGF | 12357 |  | #N/A | #N/A | #N/A | 113 | 0.0839 | 0 | #N/A | #N/A | #N/A | 113 | 0.0839 | 0 | #N/A | #N/A | 121 | 34000
NE-HVAC-airAC-SpltPkg-240to759kBtuh-11p5eer | DEER2017 | D17 v2 |  | Any | Asm | 1975 | CZ06 | cDXGF | Cap-Tons | 189 | 34000 | None | 109 | 0.0999 | 0 | 109 | 0.0999 | 0 | 109 | 0.0999 | 0 | 109 | 0.0999 | 0 | DEER:HVAC_Split-Package_AC | Annual | 1719 | 109 | 0.0999 | 0 | 109 | 0.0999 | 0 | NE-HVAC-airAC-SpltPkg-240to759kBtuh-11p5eer_MZDEER2017AnyAsm1975CZ06cPVVG | #N/A | NE-HVAC-airAC-SpltPkg-240to759kBtuh-11p5eer_SZDEER2017AnyAsm1975CZ06cDXGF | 12358 |  | #N/A | #N/A | #N/A | 109 | 0.0999 | 0 | #N/A | #N/A | #N/A | 109 | 0.0999 | 0 | #N/A | #N/A | 189 | 34000
NE-HVAC-airAC-SpltPkg-240to759kBtuh-11p5eer | DEER2017 | D17 v2 |  | Any | Asm | 1975 | CZ07 | cDXGF | Cap-Tons | 143 | 34000 | None | 158 | 0.122 | 0 | 158 | 0.122 | 0 | 158 | 0.122 | 0 | 158 | 0.122 | 0 | DEER:HVAC_Split-Package_AC | Annual | 1719 | 158 | 0.122 | 0 | 158 | 0.122 | 0 | NE-HVAC-airAC-SpltPkg-240to759kBtuh-11p5eer_MZDEER2017AnyAsm1975CZ07cPVVG | #N/A | NE-HVAC-airAC-SpltPkg-240to759kBtuh-11p5eer_SZDEER2017AnyAsm1975CZ07cDXGF | 12359 |  | #N/A | #N/A | #N/A | 158 | 0.122 | 0 | #N/A | #N/A | #N/A | 158 | 0.122 | 0 | #N/A | #N/A | 143 | 34000
NE-HVAC-airAC-SpltPkg-240to759kBtuh-11p5eer | DEER2017 | D17 v2 |  | Any | Asm | 1975 | CZ08 | cDXGF | Cap-Tons | 176 | 34000 | None | 167 | 0.136 | 0 | 167 | 0.136 | 0 | 167 | 0.136 | 0 | 167 | 0.136 | 0 | DEER:HVAC_Split-Package_AC | Annual | 1719 | 167 | 0.136 | 0 | 167 | 0.136 | 0 | NE-HVAC-airAC-SpltPkg-240to759kBtuh-11p5eer_MZDEER2017AnyAsm1975CZ08cPVVG | #N/A | NE-HVAC-airAC-SpltPkg-240to759kBtuh-11p5eer_SZDEER2017AnyAsm1975CZ08cDXGF | 12360 |  | #N/A | #N/A | #N/A | 167 | 0.136 | 0 | #N/A | #N/A | #N/A | 167 | 0.136 | 0 | #N/A | #N/A | 176 | 34000
NE-HVAC-airAC-SpltPkg-240to759kBtuh-11p5eer | DEER2017 | D17 v2 |  | Any | Asm | 1975 | CZ09 | cDXGF | Cap-Tons | 255 | 34000 | None | 128 | 0.166 | 0 | 128 | 0.166 | 0 | 128 | 0.166 | 0 | 128 | 0.166 | 0 | DEER:HVAC_Split-Package_AC | Annual | 1719 | 128 | 0.166 | 0 | 128 | 0.166 | 0 | NE-HVAC-airAC-SpltPkg-240to759kBtuh-11p5eer_MZDEER2017AnyAsm1975CZ09cPVVG | #N/A | NE-HVAC-airAC-SpltPkg-240to759kBtuh-11p5eer_SZDEER2017AnyAsm1975CZ09cDXGF | 12361 |  | #N/A | #N/A | #N/A | 128 | 0.166 | 0 | #N/A | #N/A | #N/A | 128 | 0.166 | 0 | #N/A | #N/A | 255 | 34000
NE-HVAC-airAC-SpltPkg-240to759kBtuh-11p5eer | DEER2017 | D17 v2 |  | Any | Asm | 1975 | CZ10 | cDXGF | Cap-Tons | 233 | 34000 | None | 160 | 0.184 | 0 | 160 | 0.184 | 0 | 160 | 0.184 | 0 | 160 | 0.184 | 0 | DEER:HVAC_Split-Package_AC | Annual | 1719 | 160 | 0.184 | 0 | 160 | 0.184 | 0 | NE-HVAC-airAC-SpltPkg-240to759kBtuh-11p5eer_MZDEER2017AnyAsm1975CZ10cPVVG | #N/A | NE-HVAC-airAC-SpltPkg-240to759kBtuh-11p5eer_SZDEER2017AnyAsm1975CZ10cDXGF | 12362 |  | #N/A | #N/A | #N/A | 160 | 0.184 | 0 | #N/A | #N/A | #N/A | 160 | 0.184 | 0 | #N/A | #N/A | 233 | 34000
NE-HVAC-airAC-SpltPkg-240to759kBtuh-11p5eer | DEER2017 | D17 v2 |  | Any | Asm | 1975 | CZ11 | cDXGF | Cap-Tons | 245 | 34000 | None | 166 | 0.156 | 0 | 166 | 0.156 | 0 | 166 | 0.156 | 0 | 166 | 0.156 | 0 | DEER:HVAC_Split-Package_AC | Annual | 1719 | 166 | 0.156 | 0 | 166 | 0.156 | 0 | NE-HVAC-airAC-SpltPkg-240to759kBtuh-11p5eer_MZDEER2017AnyAsm1975CZ11cPVVG | #N/A | NE-HVAC-airAC-SpltPkg-240to759kBtuh-11p5eer_SZDEER2017AnyAsm1975CZ11cDXGF | 12363 |  | #N/A | #N/A | #N/A | 166 | 0.156 | 0 | #N/A | #N/A | #N/A | 166 | 0.156 | 0 | #N/A | #N/A | 245 | 34000
NE-HVAC-airAC-SpltPkg-240to759kBtuh-11p5eer | DEER2017 | D17 v2 |  | Any | Asm | 1975 | CZ12 | cDXGF | Cap-Tons | 245 | 34000 | None | 127 | 0.148 | 0 | 127 | 0.148 | 0 | 127 | 0.148 | 0 | 127 | 0.148 | 0 | DEER:HVAC_Split-Package_AC | Annual | 1719 | 127 | 0.148 | 0 | 127 | 0.148 | 0 | NE-HVAC-airAC-SpltPkg-240to759kBtuh-11p5eer_MZDEER2017AnyAsm1975CZ12cPVVG | #N/A | NE-HVAC-airAC-SpltPkg-240to759kBtuh-11p5eer_SZDEER2017AnyAsm1975CZ12cDXGF | 12364 |  | #N/A | #N/A | #N/A | 127 | 0.148 | 0 | #N/A | #N/A | #N/A | 127 | 0.148 | 0 | #N/A | #N/A | 245 | 34000
NE-HVAC-airAC-SpltPkg-240to759kBtuh-11p5eer | DEER2017 | D17 v2 |  | Any | Asm | 1975 | CZ13 | cDXGF | Cap-Tons | 228 | 34000 | None | 188 | 0.163 | 0 | 188 | 0.163 | 0 | 188 | 0.163 | 0 | 188 | 0.163 | 0 | DEER:HVAC_Split-Package_AC | Annual | 1719 | 188 | 0.163 | 0 | 188 | 0.163 | 0 | NE-HVAC-airAC-SpltPkg-240to759kBtuh-11p5eer_MZDEER2017AnyAsm1975CZ13cPVVG | #N/A | NE-HVAC-airAC-SpltPkg-240to759kBtuh-11p5eer_SZDEER2017AnyAsm1975CZ13cDXGF | 12365 |  | #N/A | #N/A | #N/A | 188 | 0.163 | 0 | #N/A | #N/A | #N/A | 188 | 0.163 | 0 | #N/A | #N/A | 228 | 34000
NE-HVAC-airAC-SpltPkg-240to759kBtuh-11p5eer | DEER2017 | D17 v2 |  | Any | Asm | 1975 | CZ14 | cDXGF | Cap-Tons | 194 | 34000 | None | 214 | 0.186 | 0 | 214 | 0.186 | 0 | 214 | 0.186 | 0 | 214 | 0.186 | 0 | DEER:HVAC_Split-Package_AC | Annual | 1719 | 214 | 0.186 | 0 | 214 | 0.186 | 0 | NE-HVAC-airAC-SpltPkg-240to759kBtuh-11p5eer_MZDEER2017AnyAsm1975CZ14cPVVG | #N/A | NE-HVAC-airAC-SpltPkg-240to759kBtuh-11p5eer_SZDEER2017AnyAsm1975CZ14cDXGF | 12366 |  | #N/A | #N/A | #N/A | 214 | 0.186 | 0 | #N/A | #N/A | #N/A | 214 | 0.186 | 0 | #N/A | #N/A | 194 | 34000
NE-HVAC-airAC-SpltPkg-240to759kBtuh-11p5eer | DEER2017 | D17 v2 |  | Any | Asm | 1975 | CZ15 | cDXGF | Cap-Tons | 259 | 34000 | None | 326 | 0.182 | 0 | 326 | 0.182 | 0 | 326 | 0.182 | 0 | 326 | 0.182 | 0 | DEER:HVAC_Split-Package_AC | Annual | 1719 | 326 | 0.182 | 0 | 326 | 0.182 | 0 | NE-HVAC-airAC-SpltPkg-240to759kBtuh-11p5eer_MZDEER2017AnyAsm1975CZ15cPVVG | #N/A | NE-HVAC-airAC-SpltPkg-240to759kBtuh-11p5eer_SZDEER2017AnyAsm1975CZ15cDXGF | 12367 |  | #N/A | #N/A | #N/A | 326 | 0.182 | 0 | #N/A | #N/A | #N/A | 326 | 0.182 | 0 | #N/A | #N/A | 259 | 34000
NE-HVAC-airAC-SpltPkg-240to759kBtuh-11p5eer | DEER2017 | D17 v2 |  | Any | Asm | 1975 | CZ16 | cDXGF | Cap-Tons | 145 | 34000 | None | 87.6 | 0.108 | 0 | 87.6 | 0.108 | 0 | 87.6 | 0.108 | 0 | 87.6 | 0.108 | 0 | DEER:HVAC_Split-Package_AC | Annual | 1719 | 87.6 | 0.108 | 0 | 87.6 | 0.108 | 0 | NE-HVAC-airAC-SpltPkg-240to759kBtuh-11p5eer_MZDEER2017AnyAsm1975CZ16cPVVG | #N/A | NE-HVAC-airAC-SpltPkg-240to759kBtuh-11p5eer_SZDEER2017AnyAsm1975CZ16cDXGF | 12368 |  | #N/A | #N/A | #N/A | 87.6 | 0.108 | 0 | #N/A | #N/A | #N/A | 87.6 | 0.108 | 0 | #N/A | #N/A | 145 | 34000
NE-HVAC-airAC-SpltPkg-240to759kBtuh-11p5eer | DEER2017 | D17 v2 |  | Any | Asm | 1985 | CZ01 | cDXGF | Cap-Tons | 101 | 34000 | None | 58.4 | 0.0608 | 0 | 58.4 | 0.0608 | 0 | 58.4 | 0.0608 | 0 | 58.4 | 0.0608 | 0 | DEER:HVAC_Split-Package_AC | Annual | 1719 | 58.4 | 0.0608 | 0 | 58.4 | 0.0608 | 0 | NE-HVAC-airAC-SpltPkg-240to759kBtuh-11p5eer_MZDEER2017AnyAsm1985CZ01cPVVG | #N/A | NE-HVAC-airAC-SpltPkg-240to759kBtuh-11p5eer_SZDEER2017AnyAsm1985CZ01cDXGF | 33713 |  | #N/A | #N/A | #N/A | 58.4 | 0.0608 | 0 | #N/A | #N/A | #N/A | 58.4 | 0.0608 | 0 | #N/A | #N/A | 101 | 34000
NE-HVAC-airAC-SpltPkg-240to759kBtuh-11p5eer | DEER2017 | D17 v2 |  | Any | Asm | 1985 | CZ02 | cDXGF | Cap-Tons | 194 | 34000 | None | 101 | 0.16 | 0 | 101 | 0.16 | 0 | 101 | 0.16 | 0 | 101 | 0.16 | 0 | DEER:HVAC_Split-Package_AC | Annual | 1719 | 101 | 0.16 | 0 | 101 | 0.16 | 0 | NE-HVAC-airAC-SpltPkg-240to759kBtuh-11p5eer_MZDEER2017AnyAsm1985CZ02cPVVG | #N/A | NE-HVAC-airAC-SpltPkg-240to759kBtuh-11p5eer_SZDEER2017AnyAsm1985CZ02cDXGF | 33714 |  | #N/A | #N/A | #N/A | 101 | 0.16 | 0 | #N/A | #N/A | #N/A | 101 | 0.16 | 0 | #N/A | #N/A | 194 | 34000
NE-HVAC-airAC-SpltPkg-240to759kBtuh-11p5eer | DEER2017 | D17 v2 |  | Any | Asm | 1985 | CZ03 | cDXGF | Cap-Tons | 139 | 34000 | None | 80.6 | 0.109 | 0 | 80.6 | 0.109 | 0 | 80.6 | 0.109 | 0 | 80.6 | 0.109 | 0 | DEER:HVAC_Split-Package_AC | Annual | 1719 | 80.6 | 0.109 | 0 | 80.6 | 0.109 | 0 | NE-HVAC-airAC-SpltPkg-240to759kBtuh-11p5eer_MZDEER2017AnyAsm1985CZ03cPVVG | #N/A | NE-HVAC-airAC-SpltPkg-240to759kBtuh-11p5eer_SZDEER2017AnyAsm1985CZ03cDXGF | 33715 |  | #N/A | #N/A | #N/A | 80.6 | 0.109 | 0 | #N/A | #N/A | #N/A | 80.6 | 0.109 | 0 | #N/A | #N/A | 139 | 34000
NE-HVAC-airAC-SpltPkg-240to759kBtuh-11p5eer | DEER2017 | D17 v2 |  | Any | Asm | 1985 | CZ04 | cDXGF | Cap-Tons | 172 | 34000 | None | 127 | 0.149 | 0 | 127 | 0.149 | 0 | 127 | 0.149 | 0 | 127 | 0.149 | 0 | DEER:HVAC_Split-Package_AC | Annual | 1719 | 127 | 0.149 | 0 | 127 | 0.149 | 0 | NE-HVAC-airAC-SpltPkg-240to759kBtuh-11p5eer_MZDEER2017AnyAsm1985CZ04cPVVG | #N/A | NE-HVAC-airAC-SpltPkg-240to759kBtuh-11p5eer_SZDEER2017AnyAsm1985CZ04cDXGF | 33716 |  | #N/A | #N/A | #N/A | 127 | 0.149 | 0 | #N/A | #N/A | #N/A | 127 | 0.149 | 0 | #N/A | #N/A | 172 | 34000
NE-HVAC-airAC-SpltPkg-240to759kBtuh-11p5eer | DEER2017 | D17 v2 |  | Any | Asm | 1985 | CZ05 | cDXGF | Cap-Tons | 115 | 34000 | None | 119 | 0.088 | 0 | 119 | 0.088 | 0 | 119 | 0.088 | 0 | 119 | 0.088 | 0 | DEER:HVAC_Split-Package_AC | Annual | 1719 | 119 | 0.088 | 0 | 119 | 0.088 | 0 | NE-HVAC-airAC-SpltPkg-240to759kBtuh-11p5eer_MZDEER2017AnyAsm1985CZ05cPVVG | #N/A | NE-HVAC-airAC-SpltPkg-240to759kBtuh-11p5eer_SZDEER2017AnyAsm1985CZ05cDXGF | 33717 |  | #N/A | #N/A | #N/A | 119 | 0.088 | 0 | #N/A | #N/A | #N/A | 119 | 0.088 | 0 | #N/A | #N/A | 115 | 34000
NE-HVAC-airAC-SpltPkg-240to759kBtuh-11p5eer | DEER2017 | D17 v2 |  | Any | Asm | 1985 | CZ06 | cDXGF | Cap-Tons | 182 | 34000 | None | 115 | 0.104 | 0 | 115 | 0.104 | 0 | 115 | 0.104 | 0 | 115 | 0.104 | 0 | DEER:HVAC_Split-Package_AC | Annual | 1719 | 115 | 0.104 | 0 | 115 | 0.104 | 0 | NE-HVAC-airAC-SpltPkg-240to759kBtuh-11p5eer_MZDEER2017AnyAsm1985CZ06cPVVG | #N/A | NE-HVAC-airAC-SpltPkg-240to759kBtuh-11p5eer_SZDEER2017AnyAsm1985CZ06cDXGF | 33718 |  | #N/A | #N/A | #N/A | 115 | 0.104 | 0 | #N/A | #N/A | #N/A | 115 | 0.104 | 0 | #N/A | #N/A | 182 | 34000
NE-HVAC-airAC-SpltPkg-240to759kBtuh-11p5eer | DEER2017 | D17 v2 |  | Any | Asm | 1985 | CZ07 | cDXGF | Cap-Tons | 137 | 34000 | None | 166 | 0.124 | 0 | 166 | 0.124 | 0 | 166 | 0.124 | 0 | 166 | 0.124 | 0 | DEER:HVAC_Split-Package_AC | Annual | 1719 | 166 | 0.124 | 0 | 166 | 0.124 | 0 | NE-HVAC-airAC-SpltPkg-240to759kBtuh-11p5eer_MZDEER2017AnyAsm1985CZ07cPVVG | #N/A | NE-HVAC-airAC-SpltPkg-240to759kBtuh-11p5eer_SZDEER2017AnyAsm1985CZ07cDXGF | 33719 |  | #N/A | #N/A | #N/A | 166 | 0.124 | 0 | #N/A | #N/A | #N/A | 166 | 0.124 | 0 | #N/A | #N/A | 137 | 34000
NE-HVAC-airAC-SpltPkg-240to759kBtuh-11p5eer | DEER2017 | D17 v2 |  | Any | Asm | 1985 | CZ08 | cDXGF | Cap-Tons | 169 | 34000 | None | 173 | 0.137 | 0 | 173 | 0.137 | 0 | 173 | 0.137 | 0 | 173 | 0.137 | 0 | DEER:HVAC_Split-Package_AC | Annual | 1719 | 173 | 0.137 | 0 | 173 | 0.137 | 0 | NE-HVAC-airAC-SpltPkg-240to759kBtuh-11p5eer_MZDEER2017AnyAsm1985CZ08cPVVG | #N/A | NE-HVAC-airAC-SpltPkg-240to759kBtuh-11p5eer_SZDEER2017AnyAsm1985CZ08cDXGF | 33720 |  | #N/A | #N/A | #N/A | 173 | 0.137 | 0 | #N/A | #N/A | #N/A | 173 | 0.137 | 0 | #N/A | #N/A | 169 | 34000
NE-HVAC-airAC-SpltPkg-240to759kBtuh-11p5eer | DEER2017 | D17 v2 |  | Any | Asm | 1985 | CZ09 | cDXGF | Cap-Tons | 245 | 34000 | None | 130 | 0.169 | 0 | 130 | 0.169 | 0 | 130 | 0.169 | 0 | 130 | 0.169 | 0 | DEER:HVAC_Split-Package_AC | Annual | 1719 | 130 | 0.169 | 0 | 130 | 0.169 | 0 | NE-HVAC-airAC-SpltPkg-240to759kBtuh-11p5eer_MZDEER2017AnyAsm1985CZ09cPVVG | #N/A | NE-HVAC-airAC-SpltPkg-240to759kBtuh-11p5eer_SZDEER2017AnyAsm1985CZ09cDXGF | 33721 |  | #N/A | #N/A | #N/A | 130 | 0.169 | 0 | #N/A | #N/A | #N/A | 130 | 0.169 | 0 | #N/A | #N/A | 245 | 34000
NE-HVAC-airAC-SpltPkg-240to759kBtuh-11p5eer | DEER2017 | D17 v2 |  | Any | Asm | 1985 | CZ10 | cDXGF | Cap-Tons | 225 | 34000 | None | 163 | 0.186 | 0 | 163 | 0.186 | 0 | 163 | 0.186 | 0 | 163 | 0.186 | 0 | DEER:HVAC_Split-Package_AC | Annual | 1719 | 163 | 0.186 | 0 | 163 | 0.186 | 0 | NE-HVAC-airAC-SpltPkg-240to759kBtuh-11p5eer_MZDEER2017AnyAsm1985CZ10cPVVG | #N/A | NE-HVAC-airAC-SpltPkg-240to759kBtuh-11p5eer_SZDEER2017AnyAsm1985CZ10cDXGF | 33722 |  | #N/A | #N/A | #N/A | 163 | 0.186 | 0 | #N/A | #N/A | #N/A | 163 | 0.186 | 0 | #N/A | #N/A | 225 | 34000
NE-HVAC-airAC-SpltPkg-240to759kBtuh-11p5eer | DEER2017 | D17 v2 |  | Any | Asm | 1985 | CZ11 | cDXGF | Cap-Tons | 236 | 34000 | None | 170 | 0.158 | 0 | 170 | 0.158 | 0 | 170 | 0.158 | 0 | 170 | 0.158 | 0 | DEER:HVAC_Split-Package_AC | Annual | 1719 | 170 | 0.158 | 0 | 170 | 0.158 | 0 | NE-HVAC-airAC-SpltPkg-240to759kBtuh-11p5eer_MZDEER2017AnyAsm1985CZ11cPVVG | #N/A | NE-HVAC-airAC-SpltPkg-240to759kBtuh-11p5eer_SZDEER2017AnyAsm1985CZ11cDXGF | 33723 |  | #N/A | #N/A | #N/A | 170 | 0.158 | 0 | #N/A | #N/A | #N/A | 170 | 0.158 | 0 | #N/A | #N/A | 236 | 34000
NE-HVAC-airAC-SpltPkg-240to759kBtuh-11p5eer | DEER2017 | D17 v2 |  | Any | Asm | 1985 | CZ12 | cDXGF | Cap-Tons | 236 | 34000 | None | 130 | 0.152 | 0 | 130 | 0.152 | 0 | 130 | 0.152 | 0 | 130 | 0.152 | 0 | DEER:HVAC_Split-Package_AC | Annual | 1719 | 130 | 0.152 | 0 | 130 | 0.152 | 0 | NE-HVAC-airAC-SpltPkg-240to759kBtuh-11p5eer_MZDEER2017AnyAsm1985CZ12cPVVG | #N/A | NE-HVAC-airAC-SpltPkg-240to759kBtuh-11p5eer_SZDEER2017AnyAsm1985CZ12cDXGF | 33724 |  | #N/A | #N/A | #N/A | 130 | 0.152 | 0 | #N/A | #N/A | #N/A | 130 | 0.152 | 0 | #N/A | #N/A | 236 | 34000
NE-HVAC-airAC-SpltPkg-240to759kBtuh-11p5eer | DEER2017 | D17 v2 |  | Any | Asm | 1985 | CZ13 | cDXGF | Cap-Tons | 219 | 34000 | None | 193 | 0.167 | 0 | 193 | 0.167 | 0 | 193 | 0.167 | 0 | 193 | 0.167 | 0 | DEER:HVAC_Split-Package_AC | Annual | 1719 | 193 | 0.167 | 0 | 193 | 0.167 | 0 | NE-HVAC-airAC-SpltPkg-240to759kBtuh-11p5eer_MZDEER2017AnyAsm1985CZ13cPVVG | #N/A | NE-HVAC-airAC-SpltPkg-240to759kBtuh-11p5eer_SZDEER2017AnyAsm1985CZ13cDXGF | 33725 |  | #N/A | #N/A | #N/A | 193 | 0.167 | 0 | #N/A | #N/A | #N/A | 193 | 0.167 | 0 | #N/A | #N/A | 219 | 34000
NE-HVAC-airAC-SpltPkg-240to759kBtuh-11p5eer | DEER2017 | D17 v2 |  | Any | Asm | 1985 | CZ14 | cDXGF | Cap-Tons | 184 | 34000 | None | 220 | 0.188 | 0 | 220 | 0.188 | 0 | 220 | 0.188 | 0 | 220 | 0.188 | 0 | DEER:HVAC_Split-Package_AC | Annual | 1719 | 220 | 0.188 | 0 | 220 | 0.188 | 0 | NE-HVAC-airAC-SpltPkg-240to759kBtuh-11p5eer_MZDEER2017AnyAsm1985CZ14cPVVG | #N/A | NE-HVAC-airAC-SpltPkg-240to759kBtuh-11p5eer_SZDEER2017AnyAsm1985CZ14cDXGF | 33726 |  | #N/A | #N/A | #N/A | 220 | 0.188 | 0 | #N/A | #N/A | #N/A | 220 | 0.188 | 0 | #N/A | #N/A | 184 | 34000
NE-HVAC-airAC-SpltPkg-240to759kBtuh-11p5eer | DEER2017 | D17 v2 |  | Any | Asm | 1985 | CZ15 | cDXGF | Cap-Tons | 250 | 34000 | None | 330 | 0.183 | 0 | 330 | 0.183 | 0 | 330 | 0.183 | 0 | 330 | 0.183 | 0 | DEER:HVAC_Split-Package_AC | Annual | 1719 | 330 | 0.183 | 0 | 330 | 0.183 | 0 | NE-HVAC-airAC-SpltPkg-240to759kBtuh-11p5eer_MZDEER2017AnyAsm1985CZ15cPVVG | #N/A | NE-HVAC-airAC-SpltPkg-240to759kBtuh-11p5eer_SZDEER2017AnyAsm1985CZ15cDXGF | 33727 |  | #N/A | #N/A | #N/A | 330 | 0.183 | 0 | #N/A | #N/A | #N/A | 330 | 0.183 | 0 | #N/A | #N/A | 250 | 34000
NE-HVAC-airAC-SpltPkg-240to759kBtuh-11p5eer | DEER2017 | D17 v2 |  | Any | Asm | 1985 | CZ16 | cDXGF | Cap-Tons | 137 | 34000 | None | 91.1 | 0.109 | 0 | 91.1 | 0.109 | 0 | 91.1 | 0.109 | 0 | 91.1 | 0.109 | 0 | DEER:HVAC_Split-Package_AC | Annual | 1719 | 91.1 | 0.109 | 0 | 91.1 | 0.109 | 0 | NE-HVAC-airAC-SpltPkg-240to759kBtuh-11p5eer_MZDEER2017AnyAsm1985CZ16cPVVG | #N/A | NE-HVAC-airAC-SpltPkg-240to759kBtuh-11p5eer_SZDEER2017AnyAsm1985CZ16cDXGF | 33728 |  | #N/A | #N/A | #N/A | 91.1 | 0.109 | 0 | #N/A | #N/A | #N/A | 91.1 | 0.109 | 0 | #N/A | #N/A | 137 | 34000
NE-HVAC-airAC-SpltPkg-240to759kBtuh-11p5eer | DEER2017 | D17 v2 |  | Any | Asm | 1996 | CZ01 | cDXGF | Cap-Tons | 97.7 | 34000 | None | 52.9 | 0.0578 | 0 | 52.9 | 0.0578 | 0 | 52.9 | 0.0578 | 0 | 52.9 | 0.0578 | 0 | DEER:HVAC_Split-Package_AC | Annual | 1719 | 52.9 | 0.0578 | 0 | 52.9 | 0.0578 | 0 | NE-HVAC-airAC-SpltPkg-240to759kBtuh-11p5eer_MZDEER2017AnyAsm1996CZ01cPVVG | #N/A | NE-HVAC-airAC-SpltPkg-240to759kBtuh-11p5eer_SZDEER2017AnyAsm1996CZ01cDXGF | 55073 |  | #N/A | #N/A | #N/A | 52.9 | 0.0578 | 0 | #N/A | #N/A | #N/A | 52.9 | 0.0578 | 0 | #N/A | #N/A | 97.7 | 34000
NE-HVAC-airAC-SpltPkg-240to759kBtuh-11p5eer | DEER2017 | D17 v2 |  | Any | Asm | 1996 | CZ02 | cDXGF | Cap-Tons | 184 | 34000 | None | 102 | 0.159 | 0 | 102 | 0.159 | 0 | 102 | 0.159 | 0 | 102 | 0.159 | 0 | DEER:HVAC_Split-Package_AC | Annual | 1719 | 102 | 0.159 | 0 | 102 | 0.159 | 0 | NE-HVAC-airAC-SpltPkg-240to759kBtuh-11p5eer_MZDEER2017AnyAsm1996CZ02cPVVG | #N/A | NE-HVAC-airAC-SpltPkg-240to759kBtuh-11p5eer_SZDEER2017AnyAsm1996CZ02cDXGF | 55074 |  | #N/A | #N/A | #N/A | 102 | 0.159 | 0 | #N/A | #N/A | #N/A | 102 | 0.159 | 0 | #N/A | #N/A | 184 | 34000
NE-HVAC-airAC-SpltPkg-240to759kBtuh-11p5eer | DEER2017 | D17 v2 |  | Any | Asm | 1996 | CZ03 | cDXGF | Cap-Tons | 133 | 34000 | None | 78.4 | 0.108 | 0 | 78.4 | 0.108 | 0 | 78.4 | 0.108 | 0 | 78.4 | 0.108 | 0 | DEER:HVAC_Split-Package_AC | Annual | 1719 | 78.4 | 0.108 | 0 | 78.4 | 0.108 | 0 | NE-HVAC-airAC-SpltPkg-240to759kBtuh-11p5eer_MZDEER2017AnyAsm1996CZ03cPVVG | #N/A | NE-HVAC-airAC-SpltPkg-240to759kBtuh-11p5eer_SZDEER2017AnyAsm1996CZ03cDXGF | 55075 |  | #N/A | #N/A | #N/A | 78.4 | 0.108 | 0 | #N/A | #N/A | #N/A | 78.4 | 0.108 | 0 | #N/A | #N/A | 133 | 34000
NE-HVAC-airAC-SpltPkg-240to759kBtuh-11p5eer | DEER2017 | D17 v2 |  | Any | Asm | 1996 | CZ04 | cDXGF | Cap-Tons | 163 | 34000 | None | 128 | 0.149 | 0 | 128 | 0.149 | 0 | 128 | 0.149 | 0 | 128 | 0.149 | 0 | DEER:HVAC_Split-Package_AC | Annual | 1719 | 128 | 0.149 | 0 | 128 | 0.149 | 0 | NE-HVAC-airAC-SpltPkg-240to759kBtuh-11p5eer_MZDEER2017AnyAsm1996CZ04cPVVG | #N/A | NE-HVAC-airAC-SpltPkg-240to759kBtuh-11p5eer_SZDEER2017AnyAsm1996CZ04cDXGF | 55076 |  | #N/A | #N/A | #N/A | 128 | 0.149 | 0 | #N/A | #N/A | #N/A | 128 | 0.149 | 0 | #N/A | #N/A | 163 | 34000
NE-HVAC-airAC-SpltPkg-240to759kBtuh-11p5eer | DEER2017 | D17 v2 |  | Any | Asm | 1996 | CZ05 | cDXGF | Cap-Tons | 111 | 34000 | None | 115 | 0.0808 | 0 | 115 | 0.0808 | 0 | 115 | 0.0808 | 0 | 115 | 0.0808 | 0 | DEER:HVAC_Split-Package_AC | Annual | 1719 | 115 | 0.0808 | 0 | 115 | 0.0808 | 0 | NE-HVAC-airAC-SpltPkg-240to759kBtuh-11p5eer_MZDEER2017AnyAsm1996CZ05cPVVG | #N/A | NE-HVAC-airAC-SpltPkg-240to759kBtuh-11p5eer_SZDEER2017AnyAsm1996CZ05cDXGF | 55077 |  | #N/A | #N/A | #N/A | 115 | 0.0808 | 0 | #N/A | #N/A | #N/A | 115 | 0.0808 | 0 | #N/A | #N/A | 111 | 34000
NE-HVAC-airAC-SpltPkg-240to759kBtuh-11p5eer | DEER2017 | D17 v2 |  | Any | Asm | 1996 | CZ06 | cDXGF | Cap-Tons | 174 | 34000 | None | 119 | 0.105 | 0 | 119 | 0.105 | 0 | 119 | 0.105 | 0 | 119 | 0.105 | 0 | DEER:HVAC_Split-Package_AC | Annual | 1719 | 119 | 0.105 | 0 | 119 | 0.105 | 0 | NE-HVAC-airAC-SpltPkg-240to759kBtuh-11p5eer_MZDEER2017AnyAsm1996CZ06cPVVG | #N/A | NE-HVAC-airAC-SpltPkg-240to759kBtuh-11p5eer_SZDEER2017AnyAsm1996CZ06cDXGF | 55078 |  | #N/A | #N/A | #N/A | 119 | 0.105 | 0 | #N/A | #N/A | #N/A | 119 | 0.105 | 0 | #N/A | #N/A | 174 | 34000
NE-HVAC-airAC-SpltPkg-240to759kBtuh-11p5eer | DEER2017 | D17 v2 |  | Any | Asm | 1996 | CZ07 | cDXGF | Cap-Tons | 131 | 34000 | None | 166 | 0.126 | 0 | 166 | 0.126 | 0 | 166 | 0.126 | 0 | 166 | 0.126 | 0 | DEER:HVAC_Split-Package_AC | Annual | 1719 | 166 | 0.126 | 0 | 166 | 0.126 | 0 | NE-HVAC-airAC-SpltPkg-240to759kBtuh-11p5eer_MZDEER2017AnyAsm1996CZ07cPVVG | #N/A | NE-HVAC-airAC-SpltPkg-240to759kBtuh-11p5eer_SZDEER2017AnyAsm1996CZ07cDXGF | 55079 |  | #N/A | #N/A | #N/A | 166 | 0.126 | 0 | #N/A | #N/A | #N/A | 166 | 0.126 | 0 | #N/A | #N/A | 131 | 34000
NE-HVAC-airAC-SpltPkg-240to759kBtuh-11p5eer | DEER2017 | D17 v2 |  | Any | Asm | 1996 | CZ08 | cDXGF | Cap-Tons | 161 | 34000 | None | 176 | 0.142 | 0 | 176 | 0.142 | 0 | 176 | 0.142 | 0 | 176 | 0.142 | 0 | DEER:HVAC_Split-Package_AC | Annual | 1719 | 176 | 0.142 | 0 | 176 | 0.142 | 0 | NE-HVAC-airAC-SpltPkg-240to759kBtuh-11p5eer_MZDEER2017AnyAsm1996CZ08cPVVG | #N/A | NE-HVAC-airAC-SpltPkg-240to759kBtuh-11p5eer_SZDEER2017AnyAsm1996CZ08cDXGF | 55080 |  | #N/A | #N/A | #N/A | 176 | 0.142 | 0 | #N/A | #N/A | #N/A | 176 | 0.142 | 0 | #N/A | #N/A | 161 | 34000
NE-HVAC-airAC-SpltPkg-240to759kBtuh-11p5eer | DEER2017 | D17 v2 |  | Any | Asm | 1996 | CZ09 | cDXGF | Cap-Tons | 232 | 34000 | None | 134 | 0.173 | 0 | 134 | 0.173 | 0 | 134 | 0.173 | 0 | 134 | 0.173 | 0 | DEER:HVAC_Split-Package_AC | Annual | 1719 | 134 | 0.173 | 0 | 134 | 0.173 | 0 | NE-HVAC-airAC-SpltPkg-240to759kBtuh-11p5eer_MZDEER2017AnyAsm1996CZ09cPVVG | #N/A | NE-HVAC-airAC-SpltPkg-240to759kBtuh-11p5eer_SZDEER2017AnyAsm1996CZ09cDXGF | 55081 |  | #N/A | #N/A | #N/A | 134 | 0.173 | 0 | #N/A | #N/A | #N/A | 134 | 0.173 | 0 | #N/A | #N/A | 232 | 34000
NE-HVAC-airAC-SpltPkg-240to759kBtuh-11p5eer | DEER2017 | D17 v2 |  | Any | Asm | 1996 | CZ10 | cDXGF | Cap-Tons | 213 | 34000 | None | 166 | 0.188 | 0 | 166 | 0.188 | 0 | 166 | 0.188 | 0 | 166 | 0.188 | 0 | DEER:HVAC_Split-Package_AC | Annual | 1719 | 166 | 0.188 | 0 | 166 | 0.188 | 0 | NE-HVAC-airAC-SpltPkg-240to759kBtuh-11p5eer_MZDEER2017AnyAsm1996CZ10cPVVG | #N/A | NE-HVAC-airAC-SpltPkg-240to759kBtuh-11p5eer_SZDEER2017AnyAsm1996CZ10cDXGF | 55082 |  | #N/A | #N/A | #N/A | 166 | 0.188 | 0 | #N/A | #N/A | #N/A | 166 | 0.188 | 0 | #N/A | #N/A | 213 | 34000
NE-HVAC-airAC-SpltPkg-240to759kBtuh-11p5eer | DEER2017 | D17 v2 |  | Any | Asm | 1996 | CZ11 | cDXGF | Cap-Tons | 222 | 34000 | None | 172 | 0.161 | 0 | 172 | 0.161 | 0 | 172 | 0.161 | 0 | 172 | 0.161 | 0 | DEER:HVAC_Split-Package_AC | Annual | 1719 | 172 | 0.161 | 0 | 172 | 0.161 | 0 | NE-HVAC-airAC-SpltPkg-240to759kBtuh-11p5eer_MZDEER2017AnyAsm1996CZ11cPVVG | #N/A | NE-HVAC-airAC-SpltPkg-240to759kBtuh-11p5eer_SZDEER2017AnyAsm1996CZ11cDXGF | 55083 |  | #N/A | #N/A | #N/A | 172 | 0.161 | 0 | #N/A | #N/A | #N/A | 172 | 0.161 | 0 | #N/A | #N/A | 222 | 34000
NE-HVAC-airAC-SpltPkg-240to759kBtuh-11p5eer | DEER2017 | D17 v2 |  | Any | Asm | 1996 | CZ12 | cDXGF | Cap-Tons | 221 | 34000 | None | 131 | 0.154 | 0 | 131 | 0.154 | 0 | 131 | 0.154 | 0 | 131 | 0.154 | 0 | DEER:HVAC_Split-Package_AC | Annual | 1719 | 131 | 0.154 | 0 | 131 | 0.154 | 0 | NE-HVAC-airAC-SpltPkg-240to759kBtuh-11p5eer_MZDEER2017AnyAsm1996CZ12cPVVG | #N/A | NE-HVAC-airAC-SpltPkg-240to759kBtuh-11p5eer_SZDEER2017AnyAsm1996CZ12cDXGF | 55084 |  | #N/A | #N/A | #N/A | 131 | 0.154 | 0 | #N/A | #N/A | #N/A | 131 | 0.154 | 0 | #N/A | #N/A | 221 | 34000
NE-HVAC-airAC-SpltPkg-240to759kBtuh-11p5eer | DEER2017 | D17 v2 |  | Any | Asm | 1996 | CZ13 | cDXGF | Cap-Tons | 220 | 34000 | None | 183 | 0.16 | 0 | 183 | 0.16 | 0 | 183 | 0.16 | 0 | 183 | 0.16 | 0 | DEER:HVAC_Split-Package_AC | Annual | 1719 | 183 | 0.16 | 0 | 183 | 0.16 | 0 | NE-HVAC-airAC-SpltPkg-240to759kBtuh-11p5eer_MZDEER2017AnyAsm1996CZ13cPVVG | #N/A | NE-HVAC-airAC-SpltPkg-240to759kBtuh-11p5eer_SZDEER2017AnyAsm1996CZ13cDXGF | 55085 |  | #N/A | #N/A | #N/A | 183 | 0.16 | 0 | #N/A | #N/A | #N/A | 183 | 0.16 | 0 | #N/A | #N/A | 220 | 34000
NE-HVAC-airAC-SpltPkg-240to759kBtuh-11p5eer | DEER2017 | D17 v2 |  | Any | Asm | 1996 | CZ14 | cDXGF | Cap-Tons | 173 | 34000 | None | 220 | 0.189 | 0 | 220 | 0.189 | 0 | 220 | 0.189 | 0 | 220 | 0.189 | 0 | DEER:HVAC_Split-Package_AC | Annual | 1719 | 220 | 0.189 | 0 | 220 | 0.189 | 0 | NE-HVAC-airAC-SpltPkg-240to759kBtuh-11p5eer_MZDEER2017AnyAsm1996CZ14cPVVG | #N/A | NE-HVAC-airAC-SpltPkg-240to759kBtuh-11p5eer_SZDEER2017AnyAsm1996CZ14cDXGF | 55086 |  | #N/A | #N/A | #N/A | 220 | 0.189 | 0 | #N/A | #N/A | #N/A | 220 | 0.189 | 0 | #N/A | #N/A | 173 | 34000
NE-HVAC-airAC-SpltPkg-240to759kBtuh-11p5eer | DEER2017 | D17 v2 |  | Any | Asm | 1996 | CZ15 | cDXGF | Cap-Tons | 235 | 34000 | None | 336 | 0.187 | 0 | 336 | 0.187 | 0 | 336 | 0.187 | 0 | 336 | 0.187 | 0 | DEER:HVAC_Split-Package_AC | Annual | 1719 | 336 | 0.187 | 0 | 336 | 0.187 | 0 | NE-HVAC-airAC-SpltPkg-240to759kBtuh-11p5eer_MZDEER2017AnyAsm1996CZ15cPVVG | #N/A | NE-HVAC-airAC-SpltPkg-240to759kBtuh-11p5eer_SZDEER2017AnyAsm1996CZ15cDXGF | 55087 |  | #N/A | #N/A | #N/A | 336 | 0.187 | 0 | #N/A | #N/A | #N/A | 336 | 0.187 | 0 | #N/A | #N/A | 235 | 34000
NE-HVAC-airAC-SpltPkg-240to759kBtuh-11p5eer | DEER2017 | D17 v2 |  | Any | Asm | 1996 | CZ16 | cDXGF | Cap-Tons | 130 | 34000 | None | 89.5 | 0.108 | 0 | 89.5 | 0.108 | 0 | 89.5 | 0.108 | 0 | 89.5 | 0.108 | 0 | DEER:HVAC_Split-Package_AC | Annual | 1719 | 89.5 | 0.108 | 0 | 89.5 | 0.108 | 0 | NE-HVAC-airAC-SpltPkg-240to759kBtuh-11p5eer_MZDEER2017AnyAsm1996CZ16cPVVG | #N/A | NE-HVAC-airAC-SpltPkg-240to759kBtuh-11p5eer_SZDEER2017AnyAsm1996CZ16cDXGF | 55088 |  | #N/A | #N/A | #N/A | 89.5 | 0.108 | 0 | #N/A | #N/A | #N/A | 89.5 | 0.108 | 0 | #N/A | #N/A | 130 | 34000
NE-HVAC-airAC-SpltPkg-240to759kBtuh-11p5eer | DEER2017 | D17 v2 |  | Any | Asm | 2003 | CZ01 | cDXGF | Cap-Tons | 97 | 34000 | None | 49.5 | 0.056 | 0 | 49.5 | 0.056 | 0 | 49.5 | 0.056 | 0 | 49.5 | 0.056 | 0 | DEER:HVAC_Split-Package_AC | Annual | 1719 | 49.5 | 0.056 | 0 | 49.5 | 0.056 | 0 | NE-HVAC-airAC-SpltPkg-240to759kBtuh-11p5eer_MZDEER2017AnyAsm2003CZ01cPVVG | #N/A | NE-HVAC-airAC-SpltPkg-240to759kBtuh-11p5eer_SZDEER2017AnyAsm2003CZ01cDXGF | 76433 |  | #N/A | #N/A | #N/A | 49.5 | 0.056 | 0 | #N/A | #N/A | #N/A | 49.5 | 0.056 | 0 | #N/A | #N/A | 97 | 34000
NE-HVAC-airAC-SpltPkg-240to759kBtuh-11p5eer | DEER2017 | D17 v2 |  | Any | Asm | 2003 | CZ02 | cDXGF | Cap-Tons | 181 | 34000 | None | 99.6 | 0.157 | 0 | 99.6 | 0.157 | 0 | 99.6 | 0.157 | 0 | 99.6 | 0.157 | 0 | DEER:HVAC_Split-Package_AC | Annual | 1719 | 99.6 | 0.157 | 0 | 99.6 | 0.157 | 0 | NE-HVAC-airAC-SpltPkg-240to759kBtuh-11p5eer_MZDEER2017AnyAsm2003CZ02cPVVG | #N/A | NE-HVAC-airAC-SpltPkg-240to759kBtuh-11p5eer_SZDEER2017AnyAsm2003CZ02cDXGF | 76434 |  | #N/A | #N/A | #N/A | 99.6 | 0.157 | 0 | #N/A | #N/A | #N/A | 99.6 | 0.157 | 0 | #N/A | #N/A | 181 | 34000
NE-HVAC-airAC-SpltPkg-240to759kBtuh-11p5eer | DEER2017 | D17 v2 |  | Any | Asm | 2003 | CZ03 | cDXGF | Cap-Tons | 121 | 34000 | None | 91.2 | 0.115 | 0 | 91.2 | 0.115 | 0 | 91.2 | 0.115 | 0 | 91.2 | 0.115 | 0 | DEER:HVAC_Split-Package_AC | Annual | 1719 | 91.2 | 0.115 | 0 | 91.2 | 0.115 | 0 | NE-HVAC-airAC-SpltPkg-240to759kBtuh-11p5eer_MZDEER2017AnyAsm2003CZ03cPVVG | #N/A | NE-HVAC-airAC-SpltPkg-240to759kBtuh-11p5eer_SZDEER2017AnyAsm2003CZ03cDXGF | 76435 |  | #N/A | #N/A | #N/A | 91.2 | 0.115 | 0 | #N/A | #N/A | #N/A | 91.2 | 0.115 | 0 | #N/A | #N/A | 121 | 34000
NE-HVAC-airAC-SpltPkg-240to759kBtuh-11p5eer | DEER2017 | D17 v2 |  | Any | Asm | 2003 | CZ04 | cDXGF | Cap-Tons | 161 | 34000 | None | 125 | 0.147 | 0 | 125 | 0.147 | 0 | 125 | 0.147 | 0 | 125 | 0.147 | 0 | DEER:HVAC_Split-Package_AC | Annual | 1719 | 125 | 0.147 | 0 | 125 | 0.147 | 0 | NE-HVAC-airAC-SpltPkg-240to759kBtuh-11p5eer_MZDEER2017AnyAsm2003CZ04cPVVG | #N/A | NE-HVAC-airAC-SpltPkg-240to759kBtuh-11p5eer_SZDEER2017AnyAsm2003CZ04cDXGF | 76436 |  | #N/A | #N/A | #N/A | 125 | 0.147 | 0 | #N/A | #N/A | #N/A | 125 | 0.147 | 0 | #N/A | #N/A | 161 | 34000
NE-HVAC-airAC-SpltPkg-240to759kBtuh-11p5eer | DEER2017 | D17 v2 |  | Any | Asm | 2003 | CZ05 | cDXGF | Cap-Tons | 110 | 34000 | None | 112 | 0.0793 | 0 | 112 | 0.0793 | 0 | 112 | 0.0793 | 0 | 112 | 0.0793 | 0 | DEER:HVAC_Split-Package_AC | Annual | 1719 | 112 | 0.0793 | 0 | 112 | 0.0793 | 0 | NE-HVAC-airAC-SpltPkg-240to759kBtuh-11p5eer_MZDEER2017AnyAsm2003CZ05cPVVG | #N/A | NE-HVAC-airAC-SpltPkg-240to759kBtuh-11p5eer_SZDEER2017AnyAsm2003CZ05cDXGF | 76437 |  | #N/A | #N/A | #N/A | 112 | 0.0793 | 0 | #N/A | #N/A | #N/A | 112 | 0.0793 | 0 | #N/A | #N/A | 110 | 34000
NE-HVAC-airAC-SpltPkg-240to759kBtuh-11p5eer | DEER2017 | D17 v2 |  | Any | Asm | 2003 | CZ06 | cDXGF | Cap-Tons | 173 | 34000 | None | 117 | 0.101 | 0 | 117 | 0.101 | 0 | 117 | 0.101 | 0 | 117 | 0.101 | 0 | DEER:HVAC_Split-Package_AC | Annual | 1719 | 117 | 0.101 | 0 | 117 | 0.101 | 0 | NE-HVAC-airAC-SpltPkg-240to759kBtuh-11p5eer_MZDEER2017AnyAsm2003CZ06cPVVG | #N/A | NE-HVAC-airAC-SpltPkg-240to759kBtuh-11p5eer_SZDEER2017AnyAsm2003CZ06cDXGF | 76438 |  | #N/A | #N/A | #N/A | 117 | 0.101 | 0 | #N/A | #N/A | #N/A | 117 | 0.101 | 0 | #N/A | #N/A | 173 | 34000
NE-HVAC-airAC-SpltPkg-240to759kBtuh-11p5eer | DEER2017 | D17 v2 |  | Any | Asm | 2003 | CZ07 | cDXGF | Cap-Tons | 130 | 34000 | None | 162 | 0.124 | 0 | 162 | 0.124 | 0 | 162 | 0.124 | 0 | 162 | 0.124 | 0 | DEER:HVAC_Split-Package_AC | Annual | 1719 | 162 | 0.124 | 0 | 162 | 0.124 | 0 | NE-HVAC-airAC-SpltPkg-240to759kBtuh-11p5eer_MZDEER2017AnyAsm2003CZ07cPVVG | #N/A | NE-HVAC-airAC-SpltPkg-240to759kBtuh-11p5eer_SZDEER2017AnyAsm2003CZ07cDXGF | 76439 |  | #N/A | #N/A | #N/A | 162 | 0.124 | 0 | #N/A | #N/A | #N/A | 162 | 0.124 | 0 | #N/A | #N/A | 130 | 34000
NE-HVAC-airAC-SpltPkg-240to759kBtuh-11p5eer | DEER2017 | D17 v2 |  | Any | Asm | 2003 | CZ08 | cDXGF | Cap-Tons | 160 | 34000 | None | 173 | 0.138 | 0 | 173 | 0.138 | 0 | 173 | 0.138 | 0 | 173 | 0.138 | 0 | DEER:HVAC_Split-Package_AC | Annual | 1719 | 173 | 0.138 | 0 | 173 | 0.138 | 0 | NE-HVAC-airAC-SpltPkg-240to759kBtuh-11p5eer_MZDEER2017AnyAsm2003CZ08cPVVG | #N/A | NE-HVAC-airAC-SpltPkg-240to759kBtuh-11p5eer_SZDEER2017AnyAsm2003CZ08cDXGF | 76440 |  | #N/A | #N/A | #N/A | 173 | 0.138 | 0 | #N/A | #N/A | #N/A | 173 | 0.138 | 0 | #N/A | #N/A | 160 | 34000
NE-HVAC-airAC-SpltPkg-240to759kBtuh-11p5eer | DEER2017 | D17 v2 |  | Any | Asm | 2003 | CZ09 | cDXGF | Cap-Tons | 229 | 34000 | None | 132 | 0.171 | 0 | 132 | 0.171 | 0 | 132 | 0.171 | 0 | 132 | 0.171 | 0 | DEER:HVAC_Split-Package_AC | Annual | 1719 | 132 | 0.171 | 0 | 132 | 0.171 | 0 | NE-HVAC-airAC-SpltPkg-240to759kBtuh-11p5eer_MZDEER2017AnyAsm2003CZ09cPVVG | #N/A | NE-HVAC-airAC-SpltPkg-240to759kBtuh-11p5eer_SZDEER2017AnyAsm2003CZ09cDXGF | 76441 |  | #N/A | #N/A | #N/A | 132 | 0.171 | 0 | #N/A | #N/A | #N/A | 132 | 0.171 | 0 | #N/A | #N/A | 229 | 34000
NE-HVAC-airAC-SpltPkg-240to759kBtuh-11p5eer | DEER2017 | D17 v2 |  | Any | Asm | 2003 | CZ10 | cDXGF | Cap-Tons | 208 | 34000 | None | 163 | 0.186 | 0 | 163 | 0.186 | 0 | 163 | 0.186 | 0 | 163 | 0.186 | 0 | DEER:HVAC_Split-Package_AC | Annual | 1719 | 163 | 0.186 | 0 | 163 | 0.186 | 0 | NE-HVAC-airAC-SpltPkg-240to759kBtuh-11p5eer_MZDEER2017AnyAsm2003CZ10cPVVG | #N/A | NE-HVAC-airAC-SpltPkg-240to759kBtuh-11p5eer_SZDEER2017AnyAsm2003CZ10cDXGF | 76442 |  | #N/A | #N/A | #N/A | 163 | 0.186 | 0 | #N/A | #N/A | #N/A | 163 | 0.186 | 0 | #N/A | #N/A | 208 | 34000
NE-HVAC-airAC-SpltPkg-240to759kBtuh-11p5eer | DEER2017 | D17 v2 |  | Any | Asm | 2003 | CZ11 | cDXGF | Cap-Tons | 217 | 34000 | None | 171 | 0.16 | 0 | 171 | 0.16 | 0 | 171 | 0.16 | 0 | 171 | 0.16 | 0 | DEER:HVAC_Split-Package_AC | Annual | 1719 | 171 | 0.16 | 0 | 171 | 0.16 | 0 | NE-HVAC-airAC-SpltPkg-240to759kBtuh-11p5eer_MZDEER2017AnyAsm2003CZ11cPVVG | #N/A | NE-HVAC-airAC-SpltPkg-240to759kBtuh-11p5eer_SZDEER2017AnyAsm2003CZ11cDXGF | 76443 |  | #N/A | #N/A | #N/A | 171 | 0.16 | 0 | #N/A | #N/A | #N/A | 171 | 0.16 | 0 | #N/A | #N/A | 217 | 34000
NE-HVAC-airAC-SpltPkg-240to759kBtuh-11p5eer | DEER2017 | D17 v2 |  | Any | Asm | 2003 | CZ12 | cDXGF | Cap-Tons | 219 | 34000 | None | 130 | 0.15 | 0 | 130 | 0.15 | 0 | 130 | 0.15 | 0 | 130 | 0.15 | 0 | DEER:HVAC_Split-Package_AC | Annual | 1719 | 130 | 0.15 | 0 | 130 | 0.15 | 0 | NE-HVAC-airAC-SpltPkg-240to759kBtuh-11p5eer_MZDEER2017AnyAsm2003CZ12cPVVG | #N/A | NE-HVAC-airAC-SpltPkg-240to759kBtuh-11p5eer_SZDEER2017AnyAsm2003CZ12cDXGF | 76444 |  | #N/A | #N/A | #N/A | 130 | 0.15 | 0 | #N/A | #N/A | #N/A | 130 | 0.15 | 0 | #N/A | #N/A | 219 | 34000
NE-HVAC-airAC-SpltPkg-240to759kBtuh-11p5eer | DEER2017 | D17 v2 |  | Any | Asm | 2003 | CZ13 | cDXGF | Cap-Tons | 216 | 34000 | None | 181 | 0.16 | 0 | 181 | 0.16 | 0 | 181 | 0.16 | 0 | 181 | 0.16 | 0 | DEER:HVAC_Split-Package_AC | Annual | 1719 | 181 | 0.16 | 0 | 181 | 0.16 | 0 | NE-HVAC-airAC-SpltPkg-240to759kBtuh-11p5eer_MZDEER2017AnyAsm2003CZ13cPVVG | #N/A | NE-HVAC-airAC-SpltPkg-240to759kBtuh-11p5eer_SZDEER2017AnyAsm2003CZ13cDXGF | 76445 |  | #N/A | #N/A | #N/A | 181 | 0.16 | 0 | #N/A | #N/A | #N/A | 181 | 0.16 | 0 | #N/A | #N/A | 216 | 34000
NE-HVAC-airAC-SpltPkg-240to759kBtuh-11p5eer | DEER2017 | D17 v2 |  | Any | Asm | 2003 | CZ14 | cDXGF | Cap-Tons | 170 | 34000 | None | 217 | 0.189 | 0 | 217 | 0.189 | 0 | 217 | 0.189 | 0 | 217 | 0.189 | 0 | DEER:HVAC_Split-Package_AC | Annual | 1719 | 217 | 0.189 | 0 | 217 | 0.189 | 0 | NE-HVAC-airAC-SpltPkg-240to759kBtuh-11p5eer_MZDEER2017AnyAsm2003CZ14cPVVG | #N/A | NE-HVAC-airAC-SpltPkg-240to759kBtuh-11p5eer_SZDEER2017AnyAsm2003CZ14cDXGF | 76446 |  | #N/A | #N/A | #N/A | 217 | 0.189 | 0 | #N/A | #N/A | #N/A | 217 | 0.189 | 0 | #N/A | #N/A | 170 | 34000
NE-HVAC-airAC-SpltPkg-240to759kBtuh-11p5eer | DEER2017 | D17 v2 |  | Any | Asm | 2003 | CZ15 | cDXGF | Cap-Tons | 230 | 34000 | None | 335 | 0.187 | 0 | 335 | 0.187 | 0 | 335 | 0.187 | 0 | 335 | 0.187 | 0 | DEER:HVAC_Split-Package_AC | Annual | 1719 | 335 | 0.187 | 0 | 335 | 0.187 | 0 | NE-HVAC-airAC-SpltPkg-240to759kBtuh-11p5eer_MZDEER2017AnyAsm2003CZ15cPVVG | #N/A | NE-HVAC-airAC-SpltPkg-240to759kBtuh-11p5eer_SZDEER2017AnyAsm2003CZ15cDXGF | 76447 |  | #N/A | #N/A | #N/A | 335 | 0.187 | 0 | #N/A | #N/A | #N/A | 335 | 0.187 | 0 | #N/A | #N/A | 230 | 34000
NE-HVAC-airAC-SpltPkg-240to759kBtuh-11p5eer | DEER2017 | D17 v2 |  | Any | Asm | 2003 | CZ16 | cDXGF | Cap-Tons | 129 | 34000 | None | 87 | 0.103 | 0 | 87 | 0.103 | 0 | 87 | 0.103 | 0 | 87 | 0.103 | 0 | DEER:HVAC_Split-Package_AC | Annual | 1719 | 87 | 0.103 | 0 | 87 | 0.103 | 0 | NE-HVAC-airAC-SpltPkg-240to759kBtuh-11p5eer_MZDEER2017AnyAsm2003CZ16cPVVG | #N/A | NE-HVAC-airAC-SpltPkg-240to759kBtuh-11p5eer_SZDEER2017AnyAsm2003CZ16cDXGF | 76448 |  | #N/A | #N/A | #N/A | 87 | 0.103 | 0 | #N/A | #N/A | #N/A | 87 | 0.103 | 0 | #N/A | #N/A | 129 | 34000
NE-HVAC-airAC-SpltPkg-240to759kBtuh-11p5eer | DEER2017 | D17 v2 |  | Any | Asm | 2007 | CZ01 | cDXGF | Cap-Tons | 96.9 | 34000 | None | 48.5 | 0.0554 | 0 | 48.5 | 0.0554 | 0 | 48.5 | 0.0554 | 0 | 48.5 | 0.0554 | 0 | DEER:HVAC_Split-Package_AC | Annual | 1719 | 48.5 | 0.0554 | 0 | 48.5 | 0.0554 | 0 | NE-HVAC-airAC-SpltPkg-240to759kBtuh-11p5eer_MZDEER2017AnyAsm2007CZ01cPVVG | #N/A | NE-HVAC-airAC-SpltPkg-240to759kBtuh-11p5eer_SZDEER2017AnyAsm2007CZ01cDXGF | 97793 |  | #N/A | #N/A | #N/A | 48.5 | 0.0554 | 0 | #N/A | #N/A | #N/A | 48.5 | 0.0554 | 0 | #N/A | #N/A | 96.9 | 34000
NE-HVAC-airAC-SpltPkg-240to759kBtuh-11p5eer | DEER2017 | D17 v2 |  | Any | Asm | 2007 | CZ02 | cDXGF | Cap-Tons | 181 | 34000 | None | 99.1 | 0.157 | 0 | 99.1 | 0.157 | 0 | 99.1 | 0.157 | 0 | 99.1 | 0.157 | 0 | DEER:HVAC_Split-Package_AC | Annual | 1719 | 99.1 | 0.157 | 0 | 99.1 | 0.157 | 0 | NE-HVAC-airAC-SpltPkg-240to759kBtuh-11p5eer_MZDEER2017AnyAsm2007CZ02cPVVG | #N/A | NE-HVAC-airAC-SpltPkg-240to759kBtuh-11p5eer_SZDEER2017AnyAsm2007CZ02cDXGF | 97794 |  | #N/A | #N/A | #N/A | 99.1 | 0.157 | 0 | #N/A | #N/A | #N/A | 99.1 | 0.157 | 0 | #N/A | #N/A | 181 | 34000
NE-HVAC-airAC-SpltPkg-240to759kBtuh-11p5eer | DEER2017 | D17 v2 |  | Any | Asm | 2007 | CZ03 | cDXGF | Cap-Tons | 121 | 34000 | None | 90.3 | 0.115 | 0 | 90.3 | 0.115 | 0 | 90.3 | 0.115 | 0 | 90.3 | 0.115 | 0 | DEER:HVAC_Split-Package_AC | Annual | 1719 | 90.3 | 0.115 | 0 | 90.3 | 0.115 | 0 | NE-HVAC-airAC-SpltPkg-240to759kBtuh-11p5eer_MZDEER2017AnyAsm2007CZ03cPVVG | #N/A | NE-HVAC-airAC-SpltPkg-240to759kBtuh-11p5eer_SZDEER2017AnyAsm2007CZ03cDXGF | 97795 |  | #N/A | #N/A | #N/A | 90.3 | 0.115 | 0 | #N/A | #N/A | #N/A | 90.3 | 0.115 | 0 | #N/A | #N/A | 121 | 34000
NE-HVAC-airAC-SpltPkg-240to759kBtuh-11p5eer | DEER2017 | D17 v2 |  | Any | Asm | 2007 | CZ04 | cDXGF | Cap-Tons | 161 | 34000 | None | 124 | 0.146 | 0 | 124 | 0.146 | 0 | 124 | 0.146 | 0 | 124 | 0.146 | 0 | DEER:HVAC_Split-Package_AC | Annual | 1719 | 124 | 0.146 | 0 | 124 | 0.146 | 0 | NE-HVAC-airAC-SpltPkg-240to759kBtuh-11p5eer_MZDEER2017AnyAsm2007CZ04cPVVG | #N/A | NE-HVAC-airAC-SpltPkg-240to759kBtuh-11p5eer_SZDEER2017AnyAsm2007CZ04cDXGF | 97796 |  | #N/A | #N/A | #N/A | 124 | 0.146 | 0 | #N/A | #N/A | #N/A | 124 | 0.146 | 0 | #N/A | #N/A | 161 | 34000
NE-HVAC-airAC-SpltPkg-240to759kBtuh-11p5eer | DEER2017 | D17 v2 |  | Any | Asm | 2007 | CZ05 | cDXGF | Cap-Tons | 110 | 34000 | None | 110 | 0.079 | 0 | 110 | 0.079 | 0 | 110 | 0.079 | 0 | 110 | 0.079 | 0 | DEER:HVAC_Split-Package_AC | Annual | 1719 | 110 | 0.079 | 0 | 110 | 0.079 | 0 | NE-HVAC-airAC-SpltPkg-240to759kBtuh-11p5eer_MZDEER2017AnyAsm2007CZ05cPVVG | #N/A | NE-HVAC-airAC-SpltPkg-240to759kBtuh-11p5eer_SZDEER2017AnyAsm2007CZ05cDXGF | 97797 |  | #N/A | #N/A | #N/A | 110 | 0.079 | 0 | #N/A | #N/A | #N/A | 110 | 0.079 | 0 | #N/A | #N/A | 110 | 34000
NE-HVAC-airAC-SpltPkg-240to759kBtuh-11p5eer | DEER2017 | D17 v2 |  | Any | Asm | 2007 | CZ06 | cDXGF | Cap-Tons | 173 | 34000 | None | 116 | 0.101 | 0 | 116 | 0.101 | 0 | 116 | 0.101 | 0 | 116 | 0.101 | 0 | DEER:HVAC_Split-Package_AC | Annual | 1719 | 116 | 0.101 | 0 | 116 | 0.101 | 0 | NE-HVAC-airAC-SpltPkg-240to759kBtuh-11p5eer_MZDEER2017AnyAsm2007CZ06cPVVG | #N/A | NE-HVAC-airAC-SpltPkg-240to759kBtuh-11p5eer_SZDEER2017AnyAsm2007CZ06cDXGF | 97798 |  | #N/A | #N/A | #N/A | 116 | 0.101 | 0 | #N/A | #N/A | #N/A | 116 | 0.101 | 0 | #N/A | #N/A | 173 | 34000
NE-HVAC-airAC-SpltPkg-240to759kBtuh-11p5eer | DEER2017 | D17 v2 |  | Any | Asm | 2007 | CZ07 | cDXGF | Cap-Tons | 130 | 34000 | None | 161 | 0.123 | 0 | 161 | 0.123 | 0 | 161 | 0.123 | 0 | 161 | 0.123 | 0 | DEER:HVAC_Split-Package_AC | Annual | 1719 | 161 | 0.123 | 0 | 161 | 0.123 | 0 | NE-HVAC-airAC-SpltPkg-240to759kBtuh-11p5eer_MZDEER2017AnyAsm2007CZ07cPVVG | #N/A | NE-HVAC-airAC-SpltPkg-240to759kBtuh-11p5eer_SZDEER2017AnyAsm2007CZ07cDXGF | 97799 |  | #N/A | #N/A | #N/A | 161 | 0.123 | 0 | #N/A | #N/A | #N/A | 161 | 0.123 | 0 | #N/A | #N/A | 130 | 34000
NE-HVAC-airAC-SpltPkg-240to759kBtuh-11p5eer | DEER2017 | D17 v2 |  | Any | Asm | 2007 | CZ08 | cDXGF | Cap-Tons | 160 | 34000 | None | 172 | 0.138 | 0 | 172 | 0.138 | 0 | 172 | 0.138 | 0 | 172 | 0.138 | 0 | DEER:HVAC_Split-Package_AC | Annual | 1719 | 172 | 0.138 | 0 | 172 | 0.138 | 0 | NE-HVAC-airAC-SpltPkg-240to759kBtuh-11p5eer_MZDEER2017AnyAsm2007CZ08cPVVG | #N/A | NE-HVAC-airAC-SpltPkg-240to759kBtuh-11p5eer_SZDEER2017AnyAsm2007CZ08cDXGF | 97800 |  | #N/A | #N/A | #N/A | 172 | 0.138 | 0 | #N/A | #N/A | #N/A | 172 | 0.138 | 0 | #N/A | #N/A | 160 | 34000
NE-HVAC-airAC-SpltPkg-240to759kBtuh-11p5eer | DEER2017 | D17 v2 |  | Any | Asm | 2007 | CZ09 | cDXGF | Cap-Tons | 229 | 34000 | None | 132 | 0.17 | 0 | 132 | 0.17 | 0 | 132 | 0.17 | 0 | 132 | 0.17 | 0 | DEER:HVAC_Split-Package_AC | Annual | 1719 | 132 | 0.17 | 0 | 132 | 0.17 | 0 | NE-HVAC-airAC-SpltPkg-240to759kBtuh-11p5eer_MZDEER2017AnyAsm2007CZ09cPVVG | #N/A | NE-HVAC-airAC-SpltPkg-240to759kBtuh-11p5eer_SZDEER2017AnyAsm2007CZ09cDXGF | 97801 |  | #N/A | #N/A | #N/A | 132 | 0.17 | 0 | #N/A | #N/A | #N/A | 132 | 0.17 | 0 | #N/A | #N/A | 229 | 34000
NE-HVAC-airAC-SpltPkg-240to759kBtuh-11p5eer | DEER2017 | D17 v2 |  | Any | Asm | 2007 | CZ10 | cDXGF | Cap-Tons | 208 | 34000 | None | 162 | 0.186 | 0 | 162 | 0.186 | 0 | 162 | 0.186 | 0 | 162 | 0.186 | 0 | DEER:HVAC_Split-Package_AC | Annual | 1719 | 162 | 0.186 | 0 | 162 | 0.186 | 0 | NE-HVAC-airAC-SpltPkg-240to759kBtuh-11p5eer_MZDEER2017AnyAsm2007CZ10cPVVG | #N/A | NE-HVAC-airAC-SpltPkg-240to759kBtuh-11p5eer_SZDEER2017AnyAsm2007CZ10cDXGF | 97802 |  | #N/A | #N/A | #N/A | 162 | 0.186 | 0 | #N/A | #N/A | #N/A | 162 | 0.186 | 0 | #N/A | #N/A | 208 | 34000
NE-HVAC-airAC-SpltPkg-240to759kBtuh-11p5eer | DEER2017 | D17 v2 |  | Any | Asm | 2007 | CZ11 | cDXGF | Cap-Tons | 217 | 34000 | None | 171 | 0.16 | 0 | 171 | 0.16 | 0 | 171 | 0.16 | 0 | 171 | 0.16 | 0 | DEER:HVAC_Split-Package_AC | Annual | 1719 | 171 | 0.16 | 0 | 171 | 0.16 | 0 | NE-HVAC-airAC-SpltPkg-240to759kBtuh-11p5eer_MZDEER2017AnyAsm2007CZ11cPVVG | #N/A | NE-HVAC-airAC-SpltPkg-240to759kBtuh-11p5eer_SZDEER2017AnyAsm2007CZ11cDXGF | 97803 |  | #N/A | #N/A | #N/A | 171 | 0.16 | 0 | #N/A | #N/A | #N/A | 171 | 0.16 | 0 | #N/A | #N/A | 217 | 34000
NE-HVAC-airAC-SpltPkg-240to759kBtuh-11p5eer | DEER2017 | D17 v2 |  | Any | Asm | 2007 | CZ12 | cDXGF | Cap-Tons | 218 | 34000 | None | 129 | 0.15 | 0 | 129 | 0.15 | 0 | 129 | 0.15 | 0 | 129 | 0.15 | 0 | DEER:HVAC_Split-Package_AC | Annual | 1719 | 129 | 0.15 | 0 | 129 | 0.15 | 0 | NE-HVAC-airAC-SpltPkg-240to759kBtuh-11p5eer_MZDEER2017AnyAsm2007CZ12cPVVG | #N/A | NE-HVAC-airAC-SpltPkg-240to759kBtuh-11p5eer_SZDEER2017AnyAsm2007CZ12cDXGF | 97804 |  | #N/A | #N/A | #N/A | 129 | 0.15 | 0 | #N/A | #N/A | #N/A | 129 | 0.15 | 0 | #N/A | #N/A | 218 | 34000
NE-HVAC-airAC-SpltPkg-240to759kBtuh-11p5eer | DEER2017 | D17 v2 |  | Any | Asm | 2007 | CZ13 | cDXGF | Cap-Tons | 216 | 34000 | None | 181 | 0.16 | 0 | 181 | 0.16 | 0 | 181 | 0.16 | 0 | 181 | 0.16 | 0 | DEER:HVAC_Split-Package_AC | Annual | 1719 | 181 | 0.16 | 0 | 181 | 0.16 | 0 | NE-HVAC-airAC-SpltPkg-240to759kBtuh-11p5eer_MZDEER2017AnyAsm2007CZ13cPVVG | #N/A | NE-HVAC-airAC-SpltPkg-240to759kBtuh-11p5eer_SZDEER2017AnyAsm2007CZ13cDXGF | 97805 |  | #N/A | #N/A | #N/A | 181 | 0.16 | 0 | #N/A | #N/A | #N/A | 181 | 0.16 | 0 | #N/A | #N/A | 216 | 34000
NE-HVAC-airAC-SpltPkg-240to759kBtuh-11p5eer | DEER2017 | D17 v2 |  | Any | Asm | 2007 | CZ14 | cDXGF | Cap-Tons | 170 | 34000 | None | 216 | 0.189 | 0 | 216 | 0.189 | 0 | 216 | 0.189 | 0 | 216 | 0.189 | 0 | DEER:HVAC_Split-Package_AC | Annual | 1719 | 216 | 0.189 | 0 | 216 | 0.189 | 0 | NE-HVAC-airAC-SpltPkg-240to759kBtuh-11p5eer_MZDEER2017AnyAsm2007CZ14cPVVG | #N/A | NE-HVAC-airAC-SpltPkg-240to759kBtuh-11p5eer_SZDEER2017AnyAsm2007CZ14cDXGF | 97806 |  | #N/A | #N/A | #N/A | 216 | 0.189 | 0 | #N/A | #N/A | #N/A | 216 | 0.189 | 0 | #N/A | #N/A | 170 | 34000
NE-HVAC-airAC-SpltPkg-240to759kBtuh-11p5eer | DEER2017 | D17 v2 |  | Any | Asm | 2007 | CZ15 | cDXGF | Cap-Tons | 230 | 34000 | None | 334 | 0.187 | 0 | 334 | 0.187 | 0 | 334 | 0.187 | 0 | 334 | 0.187 | 0 | DEER:HVAC_Split-Package_AC | Annual | 1719 | 334 | 0.187 | 0 | 334 | 0.187 | 0 | NE-HVAC-airAC-SpltPkg-240to759kBtuh-11p5eer_MZDEER2017AnyAsm2007CZ15cPVVG | #N/A | NE-HVAC-airAC-SpltPkg-240to759kBtuh-11p5eer_SZDEER2017AnyAsm2007CZ15cDXGF | 97807 |  | #N/A | #N/A | #N/A | 334 | 0.187 | 0 | #N/A | #N/A | #N/A | 334 | 0.187 | 0 | #N/A | #N/A | 230 | 34000
NE-HVAC-airAC-SpltPkg-240to759kBtuh-11p5eer | DEER2017 | D17 v2 |  | Any | Asm | 2007 | CZ16 | cDXGF | Cap-Tons | 129 | 34000 | None | 86.5 | 0.102 | 0 | 86.5 | 0.102 | 0 | 86.5 | 0.102 | 0 | 86.5 | 0.102 | 0 | DEER:HVAC_Split-Package_AC | Annual | 1719 | 86.5 | 0.102 | 0 | 86.5 | 0.102 | 0 | NE-HVAC-airAC-SpltPkg-240to759kBtuh-11p5eer_MZDEER2017AnyAsm2007CZ16cPVVG | #N/A | NE-HVAC-airAC-SpltPkg-240to759kBtuh-11p5eer_SZDEER2017AnyAsm2007CZ16cDXGF | 97808 |  | #N/A | #N/A | #N/A | 86.5 | 0.102 | 0 | #N/A | #N/A | #N/A | 86.5 | 0.102 | 0 | #N/A | #N/A | 129 | 34000
NE-HVAC-airAC-SpltPkg-240to759kBtuh-11p5eer | DEER2017 | D17 v2 |  | Any | Asm | 2011 | CZ01 | cDXGF | Cap-Tons | 96.4 | 34000 | None | 427 | 0.102 | 86.5 | 49.3 | 0.0554 | 0 | 427 | 0.102 | 86.5 | 49.3 | 0.0554 | 0 | DEER:HVAC_Split-Package_AC | Annual | 1719 | 427 | 0.102 | 86.5 | 49.3 | 0.0554 | 0 | NE-HVAC-airAC-SpltPkg-240to759kBtuh-11p5eer_MZDEER2017AnyAsm2011CZ01cPVVG | #N/A | NE-HVAC-airAC-SpltPkg-240to759kBtuh-11p5eer_SZDEER2017AnyAsm2011CZ01cDXGF | 119153 |  | #N/A | #N/A | #N/A | 427 | 0.102 | 86.5 | #N/A | #N/A | #N/A | 49.3 | 0.0554 | 0 | #N/A | #N/A | 96.4 | 34000
NE-HVAC-airAC-SpltPkg-240to759kBtuh-11p5eer | DEER2017 | D17 v2 |  | Any | Asm | 2011 | CZ02 | cDXGF | Cap-Tons | 180 | 34000 | None | 606 | 0.287 | -3.04 | 98.3 | 0.156 | 0 | 606 | 0.287 | -3.04 | 98.3 | 0.156 | 0 | DEER:HVAC_Split-Package_AC | Annual | 1719 | 606 | 0.287 | -3.04 | 98.3 | 0.156 | 0 | NE-HVAC-airAC-SpltPkg-240to759kBtuh-11p5eer_MZDEER2017AnyAsm2011CZ02cPVVG | #N/A | NE-HVAC-airAC-SpltPkg-240to759kBtuh-11p5eer_SZDEER2017AnyAsm2011CZ02cDXGF | 119154 |  | #N/A | #N/A | #N/A | 606 | 0.287 | -3.04 | #N/A | #N/A | #N/A | 98.3 | 0.156 | 0 | #N/A | #N/A | 180 | 34000
NE-HVAC-airAC-SpltPkg-240to759kBtuh-11p5eer | DEER2017 | D17 v2 |  | Any | Asm | 2011 | CZ03 | cDXGF | Cap-Tons | 120 | 34000 | None | 530 | 0.295 | 52.9 | 90.8 | 0.114 | 0 | 530 | 0.295 | 52.9 | 90.8 | 0.114 | 0 | DEER:HVAC_Split-Package_AC | Annual | 1719 | 530 | 0.295 | 52.9 | 90.8 | 0.114 | 0 | NE-HVAC-airAC-SpltPkg-240to759kBtuh-11p5eer_MZDEER2017AnyAsm2011CZ03cPVVG | #N/A | NE-HVAC-airAC-SpltPkg-240to759kBtuh-11p5eer_SZDEER2017AnyAsm2011CZ03cDXGF | 119155 |  | #N/A | #N/A | #N/A | 530 | 0.295 | 52.9 | #N/A | #N/A | #N/A | 90.8 | 0.114 | 0 | #N/A | #N/A | 120 | 34000
NE-HVAC-airAC-SpltPkg-240to759kBtuh-11p5eer | DEER2017 | D17 v2 |  | Any | Asm | 2011 | CZ04 | cDXGF | Cap-Tons | 161 | 34000 | None | 687 | 0.325 | 12.5 | 124 | 0.145 | 0 | 687 | 0.325 | 12.5 | 124 | 0.145 | 0 | DEER:HVAC_Split-Package_AC | Annual | 1719 | 687 | 0.325 | 12.5 | 124 | 0.145 | 0 | NE-HVAC-airAC-SpltPkg-240to759kBtuh-11p5eer_MZDEER2017AnyAsm2011CZ04cPVVG | #N/A | NE-HVAC-airAC-SpltPkg-240to759kBtuh-11p5eer_SZDEER2017AnyAsm2011CZ04cDXGF | 119156 |  | #N/A | #N/A | #N/A | 687 | 0.325 | 12.5 | #N/A | #N/A | #N/A | 124 | 0.145 | 0 | #N/A | #N/A | 161 | 34000
NE-HVAC-airAC-SpltPkg-240to759kBtuh-11p5eer | DEER2017 | D17 v2 |  | Any | Asm | 2011 | CZ05 | cDXGF | Cap-Tons | 109 | 34000 | None | 511 | 0.291 | 44.7 | 111 | 0.0789 | 0 | 511 | 0.291 | 44.7 | 111 | 0.0789 | 0 | DEER:HVAC_Split-Package_AC | Annual | 1719 | 511 | 0.291 | 44.7 | 111 | 0.0789 | 0 | NE-HVAC-airAC-SpltPkg-240to759kBtuh-11p5eer_MZDEER2017AnyAsm2011CZ05cPVVG | #N/A | NE-HVAC-airAC-SpltPkg-240to759kBtuh-11p5eer_SZDEER2017AnyAsm2011CZ05cDXGF | 119157 |  | #N/A | #N/A | #N/A | 511 | 0.291 | 44.7 | #N/A | #N/A | #N/A | 111 | 0.0789 | 0 | #N/A | #N/A | 109 | 34000
NE-HVAC-airAC-SpltPkg-240to759kBtuh-11p5eer | DEER2017 | D17 v2 |  | Any | Asm | 2011 | CZ06 | cDXGF | Cap-Tons | 172 | 34000 | None | 594 | 0.262 | 2.98 | 116 | 0.101 | 0 | 594 | 0.262 | 2.98 | 116 | 0.101 | 0 | DEER:HVAC_Split-Package_AC | Annual | 1719 | 594 | 0.262 | 2.98 | 116 | 0.101 | 0 | NE-HVAC-airAC-SpltPkg-240to759kBtuh-11p5eer_MZDEER2017AnyAsm2011CZ06cPVVG | #N/A | NE-HVAC-airAC-SpltPkg-240to759kBtuh-11p5eer_SZDEER2017AnyAsm2011CZ06cDXGF | 119158 |  | #N/A | #N/A | #N/A | 594 | 0.262 | 2.98 | #N/A | #N/A | #N/A | 116 | 0.101 | 0 | #N/A | #N/A | 172 | 34000
NE-HVAC-airAC-SpltPkg-240to759kBtuh-11p5eer | DEER2017 | D17 v2 |  | Any | Asm | 2011 | CZ07 | cDXGF | Cap-Tons | 129 | 34000 | None | 529 | 0.227 | 18.9 | 161 | 0.122 | 0 | 529 | 0.227 | 18.9 | 161 | 0.122 | 0 | DEER:HVAC_Split-Package_AC | Annual | 1719 | 529 | 0.227 | 18.9 | 161 | 0.122 | 0 | NE-HVAC-airAC-SpltPkg-240to759kBtuh-11p5eer_MZDEER2017AnyAsm2011CZ07cPVVG | #N/A | NE-HVAC-airAC-SpltPkg-240to759kBtuh-11p5eer_SZDEER2017AnyAsm2011CZ07cDXGF | 119159 |  | #N/A | #N/A | #N/A | 529 | 0.227 | 18.9 | #N/A | #N/A | #N/A | 161 | 0.122 | 0 | #N/A | #N/A | 129 | 34000
NE-HVAC-airAC-SpltPkg-240to759kBtuh-11p5eer | DEER2017 | D17 v2 |  | Any | Asm | 2011 | CZ08 | cDXGF | Cap-Tons | 159 | 34000 | None | 702 | 0.284 | 8.19 | 171 | 0.137 | 0 | 702 | 0.284 | 8.19 | 171 | 0.137 | 0 | DEER:HVAC_Split-Package_AC | Annual | 1719 | 702 | 0.284 | 8.19 | 171 | 0.137 | 0 | NE-HVAC-airAC-SpltPkg-240to759kBtuh-11p5eer_MZDEER2017AnyAsm2011CZ08cPVVG | #N/A | NE-HVAC-airAC-SpltPkg-240to759kBtuh-11p5eer_SZDEER2017AnyAsm2011CZ08cDXGF | 119160 |  | #N/A | #N/A | #N/A | 702 | 0.284 | 8.19 | #N/A | #N/A | #N/A | 171 | 0.137 | 0 | #N/A | #N/A | 159 | 34000
NE-HVAC-airAC-SpltPkg-240to759kBtuh-11p5eer | DEER2017 | D17 v2 |  | Any | Asm | 2011 | CZ09 | cDXGF | Cap-Tons | 228 | 34000 | None | 692 | 0.292 | -2.31 | 130 | 0.169 | 0 | 692 | 0.292 | -2.31 | 130 | 0.169 | 0 | DEER:HVAC_Split-Package_AC | Annual | 1719 | 692 | 0.292 | -2.31 | 130 | 0.169 | 0 | NE-HVAC-airAC-SpltPkg-240to759kBtuh-11p5eer_MZDEER2017AnyAsm2011CZ09cPVVG | #N/A | NE-HVAC-airAC-SpltPkg-240to759kBtuh-11p5eer_SZDEER2017AnyAsm2011CZ09cDXGF | 119161 |  | #N/A | #N/A | #N/A | 692 | 0.292 | -2.31 | #N/A | #N/A | #N/A | 130 | 0.169 | 0 | #N/A | #N/A | 228 | 34000
NE-HVAC-airAC-SpltPkg-240to759kBtuh-11p5eer | DEER2017 | D17 v2 |  | Any | Asm | 2011 | CZ10 | cDXGF | Cap-Tons | 207 | 34000 | None | 723 | 0.295 | -2.18 | 161 | 0.185 | 0 | 723 | 0.295 | -2.18 | 161 | 0.185 | 0 | DEER:HVAC_Split-Package_AC | Annual | 1719 | 723 | 0.295 | -2.18 | 161 | 0.185 | 0 | NE-HVAC-airAC-SpltPkg-240to759kBtuh-11p5eer_MZDEER2017AnyAsm2011CZ10cPVVG | #N/A | NE-HVAC-airAC-SpltPkg-240to759kBtuh-11p5eer_SZDEER2017AnyAsm2011CZ10cDXGF | 119162 |  | #N/A | #N/A | #N/A | 723 | 0.295 | -2.18 | #N/A | #N/A | #N/A | 161 | 0.185 | 0 | #N/A | #N/A | 207 | 34000
NE-HVAC-airAC-SpltPkg-240to759kBtuh-11p5eer | DEER2017 | D17 v2 |  | Any | Asm | 2011 | CZ11 | cDXGF | Cap-Tons | 216 | 34000 | None | 731 | 0.294 | -6.72 | 170 | 0.159 | 0 | 731 | 0.294 | -6.72 | 170 | 0.159 | 0 | DEER:HVAC_Split-Package_AC | Annual | 1719 | 731 | 0.294 | -6.72 | 170 | 0.159 | 0 | NE-HVAC-airAC-SpltPkg-240to759kBtuh-11p5eer_MZDEER2017AnyAsm2011CZ11cPVVG | #N/A | NE-HVAC-airAC-SpltPkg-240to759kBtuh-11p5eer_SZDEER2017AnyAsm2011CZ11cDXGF | 119163 |  | #N/A | #N/A | #N/A | 731 | 0.294 | -6.72 | #N/A | #N/A | #N/A | 170 | 0.159 | 0 | #N/A | #N/A | 216 | 34000
NE-HVAC-airAC-SpltPkg-240to759kBtuh-11p5eer | DEER2017 | D17 v2 |  | Any | Asm | 2011 | CZ12 | cDXGF | Cap-Tons | 218 | 34000 | None | 696 | 0.285 | -5.9 | 128 | 0.149 | 0 | 696 | 0.285 | -5.9 | 128 | 0.149 | 0 | DEER:HVAC_Split-Package_AC | Annual | 1719 | 696 | 0.285 | -5.9 | 128 | 0.149 | 0 | NE-HVAC-airAC-SpltPkg-240to759kBtuh-11p5eer_MZDEER2017AnyAsm2011CZ12cPVVG | #N/A | NE-HVAC-airAC-SpltPkg-240to759kBtuh-11p5eer_SZDEER2017AnyAsm2011CZ12cDXGF | 119164 |  | #N/A | #N/A | #N/A | 696 | 0.285 | -5.9 | #N/A | #N/A | #N/A | 128 | 0.149 | 0 | #N/A | #N/A | 218 | 34000
NE-HVAC-airAC-SpltPkg-240to759kBtuh-11p5eer | DEER2017 | D17 v2 |  | Any | Asm | 2011 | CZ13 | cDXGF | Cap-Tons | 214 | 34000 | None | 730 | 0.271 | -6.12 | 179 | 0.159 | 0 | 730 | 0.271 | -6.12 | 179 | 0.159 | 0 | DEER:HVAC_Split-Package_AC | Annual | 1719 | 730 | 0.271 | -6.12 | 179 | 0.159 | 0 | NE-HVAC-airAC-SpltPkg-240to759kBtuh-11p5eer_MZDEER2017AnyAsm2011CZ13cPVVG | #N/A | NE-HVAC-airAC-SpltPkg-240to759kBtuh-11p5eer_SZDEER2017AnyAsm2011CZ13cDXGF | 119165 |  | #N/A | #N/A | #N/A | 730 | 0.271 | -6.12 | #N/A | #N/A | #N/A | 179 | 0.159 | 0 | #N/A | #N/A | 214 | 34000
NE-HVAC-airAC-SpltPkg-240to759kBtuh-11p5eer | DEER2017 | D17 v2 |  | Any | Asm | 2011 | CZ14 | cDXGF | Cap-Tons | 169 | 34000 | None | 828 | 0.228 | 4.63 | 215 | 0.188 | 0 | 828 | 0.228 | 4.63 | 215 | 0.188 | 0 | DEER:HVAC_Split-Package_AC | Annual | 1719 | 828 | 0.228 | 4.63 | 215 | 0.188 | 0 | NE-HVAC-airAC-SpltPkg-240to759kBtuh-11p5eer_MZDEER2017AnyAsm2011CZ14cPVVG | #N/A | NE-HVAC-airAC-SpltPkg-240to759kBtuh-11p5eer_SZDEER2017AnyAsm2011CZ14cDXGF | 119166 |  | #N/A | #N/A | #N/A | 828 | 0.228 | 4.63 | #N/A | #N/A | #N/A | 215 | 0.188 | 0 | #N/A | #N/A | 169 | 34000
NE-HVAC-airAC-SpltPkg-240to759kBtuh-11p5eer | DEER2017 | D17 v2 |  | Any | Asm | 2011 | CZ15 | cDXGF | Cap-Tons | 228 | 34000 | None | 903 | 0.333 | -1.31 | 332 | 0.185 | 0 | 903 | 0.333 | -1.31 | 332 | 0.185 | 0 | DEER:HVAC_Split-Package_AC | Annual | 1719 | 903 | 0.333 | -1.31 | 332 | 0.185 | 0 | NE-HVAC-airAC-SpltPkg-240to759kBtuh-11p5eer_MZDEER2017AnyAsm2011CZ15cPVVG | #N/A | NE-HVAC-airAC-SpltPkg-240to759kBtuh-11p5eer_SZDEER2017AnyAsm2011CZ15cDXGF | 119167 |  | #N/A | #N/A | #N/A | 903 | 0.333 | -1.31 | #N/A | #N/A | #N/A | 332 | 0.185 | 0 | #N/A | #N/A | 228 | 34000
NE-HVAC-airAC-SpltPkg-240to759kBtuh-11p5eer | DEER2017 | D17 v2 |  | Any | Asm | 2011 | CZ16 | cDXGF | Cap-Tons | 127 | 34000 | None | 599 | 0.323 | 87.2 | 86.8 | 0.098 | 0 | 599 | 0.323 | 87.2 | 86.8 | 0.098 | 0 | DEER:HVAC_Split-Package_AC | Annual | 1719 | 599 | 0.323 | 87.2 | 86.8 | 0.098 | 0 | NE-HVAC-airAC-SpltPkg-240to759kBtuh-11p5eer_MZDEER2017AnyAsm2011CZ16cPVVG | #N/A | NE-HVAC-airAC-SpltPkg-240to759kBtuh-11p5eer_SZDEER2017AnyAsm2011CZ16cDXGF | 119168 |  | #N/A | #N/A | #N/A | 599 | 0.323 | 87.2 | #N/A | #N/A | #N/A | 86.8 | 0.098 | 0 | #N/A | #N/A | 127 | 34000
NE-HVAC-airAC-SpltPkg-240to759kBtuh-11p5eer | DEER2017 | D17 v2 |  | Any | Asm | 2014 | CZ01 | cDXGF | Cap-Tons | 95.5 | 34000 | None | 47.4 | 0.0537 | 0 | 47.4 | 0.0537 | 0 | 47.4 | 0.0537 | 0 | 47.4 | 0.0537 | 0 | DEER:HVAC_Split-Package_AC | Annual | 1719 | 47.4 | 0.0537 | 0 | 47.4 | 0.0537 | 0 | NE-HVAC-airAC-SpltPkg-240to759kBtuh-11p5eer_MZDEER2017AnyAsm2014CZ01cPVVG | #N/A | NE-HVAC-airAC-SpltPkg-240to759kBtuh-11p5eer_SZDEER2017AnyAsm2014CZ01cDXGF | 140513 |  | #N/A | #N/A | #N/A | 47.4 | 0.0537 | 0 | #N/A | #N/A | #N/A | 47.4 | 0.0537 | 0 | #N/A | #N/A | 95.5 | 34000
NE-HVAC-airAC-SpltPkg-240to759kBtuh-11p5eer | DEER2017 | D17 v2 |  | Any | Asm | 2014 | CZ02 | cDXGF | Cap-Tons | 179 | 34000 | None | 97.1 | 0.155 | 0 | 97.1 | 0.155 | 0 | 97.1 | 0.155 | 0 | 97.1 | 0.155 | 0 | DEER:HVAC_Split-Package_AC | Annual | 1719 | 97.1 | 0.155 | 0 | 97.1 | 0.155 | 0 | NE-HVAC-airAC-SpltPkg-240to759kBtuh-11p5eer_MZDEER2017AnyAsm2014CZ02cPVVG | #N/A | NE-HVAC-airAC-SpltPkg-240to759kBtuh-11p5eer_SZDEER2017AnyAsm2014CZ02cDXGF | 140514 |  | #N/A | #N/A | #N/A | 97.1 | 0.155 | 0 | #N/A | #N/A | #N/A | 97.1 | 0.155 | 0 | #N/A | #N/A | 179 | 34000
NE-HVAC-airAC-SpltPkg-240to759kBtuh-11p5eer | DEER2017 | D17 v2 |  | Any | Asm | 2014 | CZ03 | cDXGF | Cap-Tons | 117 | 34000 | None | 89.1 | 0.109 | 0 | 89.1 | 0.109 | 0 | 89.1 | 0.109 | 0 | 89.1 | 0.109 | 0 | DEER:HVAC_Split-Package_AC | Annual | 1719 | 89.1 | 0.109 | 0 | 89.1 | 0.109 | 0 | NE-HVAC-airAC-SpltPkg-240to759kBtuh-11p5eer_MZDEER2017AnyAsm2014CZ03cPVVG | #N/A | NE-HVAC-airAC-SpltPkg-240to759kBtuh-11p5eer_SZDEER2017AnyAsm2014CZ03cDXGF | 140515 |  | #N/A | #N/A | #N/A | 89.1 | 0.109 | 0 | #N/A | #N/A | #N/A | 89.1 | 0.109 | 0 | #N/A | #N/A | 117 | 34000
NE-HVAC-airAC-SpltPkg-240to759kBtuh-11p5eer | DEER2017 | D17 v2 |  | Any | Asm | 2014 | CZ04 | cDXGF | Cap-Tons | 158 | 34000 | None | 121 | 0.14 | 0 | 121 | 0.14 | 0 | 121 | 0.14 | 0 | 121 | 0.14 | 0 | DEER:HVAC_Split-Package_AC | Annual | 1719 | 121 | 0.14 | 0 | 121 | 0.14 | 0 | NE-HVAC-airAC-SpltPkg-240to759kBtuh-11p5eer_MZDEER2017AnyAsm2014CZ04cPVVG | #N/A | NE-HVAC-airAC-SpltPkg-240to759kBtuh-11p5eer_SZDEER2017AnyAsm2014CZ04cDXGF | 140516 |  | #N/A | #N/A | #N/A | 121 | 0.14 | 0 | #N/A | #N/A | #N/A | 121 | 0.14 | 0 | #N/A | #N/A | 158 | 34000
NE-HVAC-airAC-SpltPkg-240to759kBtuh-11p5eer | DEER2017 | D17 v2 |  | Any | Asm | 2014 | CZ05 | cDXGF | Cap-Tons | 106 | 34000 | None | 109 | 0.0768 | 0 | 109 | 0.0768 | 0 | 109 | 0.0768 | 0 | 109 | 0.0768 | 0 | DEER:HVAC_Split-Package_AC | Annual | 1719 | 109 | 0.0768 | 0 | 109 | 0.0768 | 0 | NE-HVAC-airAC-SpltPkg-240to759kBtuh-11p5eer_MZDEER2017AnyAsm2014CZ05cPVVG | #N/A | NE-HVAC-airAC-SpltPkg-240to759kBtuh-11p5eer_SZDEER2017AnyAsm2014CZ05cDXGF | 140517 |  | #N/A | #N/A | #N/A | 109 | 0.0768 | 0 | #N/A | #N/A | #N/A | 109 | 0.0768 | 0 | #N/A | #N/A | 106 | 34000
NE-HVAC-airAC-SpltPkg-240to759kBtuh-11p5eer | DEER2017 | D17 v2 |  | Any | Asm | 2014 | CZ06 | cDXGF | Cap-Tons | 169 | 34000 | None | 113 | 0.0964 | 0 | 113 | 0.0964 | 0 | 113 | 0.0964 | 0 | 113 | 0.0964 | 0 | DEER:HVAC_Split-Package_AC | Annual | 1719 | 113 | 0.0964 | 0 | 113 | 0.0964 | 0 | NE-HVAC-airAC-SpltPkg-240to759kBtuh-11p5eer_MZDEER2017AnyAsm2014CZ06cPVVG | #N/A | NE-HVAC-airAC-SpltPkg-240to759kBtuh-11p5eer_SZDEER2017AnyAsm2014CZ06cDXGF | 140518 |  | #N/A | #N/A | #N/A | 113 | 0.0964 | 0 | #N/A | #N/A | #N/A | 113 | 0.0964 | 0 | #N/A | #N/A | 169 | 34000
NE-HVAC-airAC-SpltPkg-240to759kBtuh-11p5eer | DEER2017 | D17 v2 |  | Any | Asm | 2014 | CZ07 | cDXGF | Cap-Tons | 126 | 34000 | None | 157 | 0.119 | 0 | 157 | 0.119 | 0 | 157 | 0.119 | 0 | 157 | 0.119 | 0 | DEER:HVAC_Split-Package_AC | Annual | 1719 | 157 | 0.119 | 0 | 157 | 0.119 | 0 | NE-HVAC-airAC-SpltPkg-240to759kBtuh-11p5eer_MZDEER2017AnyAsm2014CZ07cPVVG | #N/A | NE-HVAC-airAC-SpltPkg-240to759kBtuh-11p5eer_SZDEER2017AnyAsm2014CZ07cDXGF | 140519 |  | #N/A | #N/A | #N/A | 157 | 0.119 | 0 | #N/A | #N/A | #N/A | 157 | 0.119 | 0 | #N/A | #N/A | 126 | 34000
NE-HVAC-airAC-SpltPkg-240to759kBtuh-11p5eer | DEER2017 | D17 v2 |  | Any | Asm | 2014 | CZ08 | cDXGF | Cap-Tons | 156 | 34000 | None | 167 | 0.132 | 0 | 167 | 0.132 | 0 | 167 | 0.132 | 0 | 167 | 0.132 | 0 | DEER:HVAC_Split-Package_AC | Annual | 1719 | 167 | 0.132 | 0 | 167 | 0.132 | 0 | NE-HVAC-airAC-SpltPkg-240to759kBtuh-11p5eer_MZDEER2017AnyAsm2014CZ08cPVVG | #N/A | NE-HVAC-airAC-SpltPkg-240to759kBtuh-11p5eer_SZDEER2017AnyAsm2014CZ08cDXGF | 140520 |  | #N/A | #N/A | #N/A | 167 | 0.132 | 0 | #N/A | #N/A | #N/A | 167 | 0.132 | 0 | #N/A | #N/A | 156 | 34000
NE-HVAC-airAC-SpltPkg-240to759kBtuh-11p5eer | DEER2017 | D17 v2 |  | Any | Asm | 2014 | CZ09 | cDXGF | Cap-Tons | 225 | 34000 | None | 127 | 0.167 | 0 | 127 | 0.167 | 0 | 127 | 0.167 | 0 | 127 | 0.167 | 0 | DEER:HVAC_Split-Package_AC | Annual | 1719 | 127 | 0.167 | 0 | 127 | 0.167 | 0 | NE-HVAC-airAC-SpltPkg-240to759kBtuh-11p5eer_MZDEER2017AnyAsm2014CZ09cPVVG | #N/A | NE-HVAC-airAC-SpltPkg-240to759kBtuh-11p5eer_SZDEER2017AnyAsm2014CZ09cDXGF | 140521 |  | #N/A | #N/A | #N/A | 127 | 0.167 | 0 | #N/A | #N/A | #N/A | 127 | 0.167 | 0 | #N/A | #N/A | 225 | 34000
NE-HVAC-airAC-SpltPkg-240to759kBtuh-11p5eer | DEER2017 | D17 v2 |  | Any | Asm | 2014 | CZ10 | cDXGF | Cap-Tons | 186 | 34000 | None | 177 | 0.191 | 0 | 177 | 0.191 | 0 | 177 | 0.191 | 0 | 177 | 0.191 | 0 | DEER:HVAC_Split-Package_AC | Annual | 1719 | 177 | 0.191 | 0 | 177 | 0.191 | 0 | NE-HVAC-airAC-SpltPkg-240to759kBtuh-11p5eer_MZDEER2017AnyAsm2014CZ10cPVVG | #N/A | NE-HVAC-airAC-SpltPkg-240to759kBtuh-11p5eer_SZDEER2017AnyAsm2014CZ10cDXGF | 140522 |  | #N/A | #N/A | #N/A | 177 | 0.191 | 0 | #N/A | #N/A | #N/A | 177 | 0.191 | 0 | #N/A | #N/A | 186 | 34000
NE-HVAC-airAC-SpltPkg-240to759kBtuh-11p5eer | DEER2017 | D17 v2 |  | Any | Asm | 2014 | CZ11 | cDXGF | Cap-Tons | 214 | 34000 | None | 168 | 0.158 | 0 | 168 | 0.158 | 0 | 168 | 0.158 | 0 | 168 | 0.158 | 0 | DEER:HVAC_Split-Package_AC | Annual | 1719 | 168 | 0.158 | 0 | 168 | 0.158 | 0 | NE-HVAC-airAC-SpltPkg-240to759kBtuh-11p5eer_MZDEER2017AnyAsm2014CZ11cPVVG | #N/A | NE-HVAC-airAC-SpltPkg-240to759kBtuh-11p5eer_SZDEER2017AnyAsm2014CZ11cDXGF | 140523 |  | #N/A | #N/A | #N/A | 168 | 0.158 | 0 | #N/A | #N/A | #N/A | 168 | 0.158 | 0 | #N/A | #N/A | 214 | 34000
NE-HVAC-airAC-SpltPkg-240to759kBtuh-11p5eer | DEER2017 | D17 v2 |  | Any | Asm | 2014 | CZ12 | cDXGF | Cap-Tons | 216 | 34000 | None | 127 | 0.149 | 0 | 127 | 0.149 | 0 | 127 | 0.149 | 0 | 127 | 0.149 | 0 | DEER:HVAC_Split-Package_AC | Annual | 1719 | 127 | 0.149 | 0 | 127 | 0.149 | 0 | NE-HVAC-airAC-SpltPkg-240to759kBtuh-11p5eer_MZDEER2017AnyAsm2014CZ12cPVVG | #N/A | NE-HVAC-airAC-SpltPkg-240to759kBtuh-11p5eer_SZDEER2017AnyAsm2014CZ12cDXGF | 140524 |  | #N/A | #N/A | #N/A | 127 | 0.149 | 0 | #N/A | #N/A | #N/A | 127 | 0.149 | 0 | #N/A | #N/A | 216 | 34000
NE-HVAC-airAC-SpltPkg-240to759kBtuh-11p5eer | DEER2017 | D17 v2 |  | Any | Asm | 2014 | CZ13 | cDXGF | Cap-Tons | 195 | 34000 | None | 194 | 0.165 | 0 | 194 | 0.165 | 0 | 194 | 0.165 | 0 | 194 | 0.165 | 0 | DEER:HVAC_Split-Package_AC | Annual | 1719 | 194 | 0.165 | 0 | 194 | 0.165 | 0 | NE-HVAC-airAC-SpltPkg-240to759kBtuh-11p5eer_MZDEER2017AnyAsm2014CZ13cPVVG | #N/A | NE-HVAC-airAC-SpltPkg-240to759kBtuh-11p5eer_SZDEER2017AnyAsm2014CZ13cDXGF | 140525 |  | #N/A | #N/A | #N/A | 194 | 0.165 | 0 | #N/A | #N/A | #N/A | 194 | 0.165 | 0 | #N/A | #N/A | 195 | 34000
NE-HVAC-airAC-SpltPkg-240to759kBtuh-11p5eer | DEER2017 | D17 v2 |  | Any | Asm | 2014 | CZ14 | cDXGF | Cap-Tons | 167 | 34000 | None | 213 | 0.188 | 0 | 213 | 0.188 | 0 | 213 | 0.188 | 0 | 213 | 0.188 | 0 | DEER:HVAC_Split-Package_AC | Annual | 1719 | 213 | 0.188 | 0 | 213 | 0.188 | 0 | NE-HVAC-airAC-SpltPkg-240to759kBtuh-11p5eer_MZDEER2017AnyAsm2014CZ14cPVVG | #N/A | NE-HVAC-airAC-SpltPkg-240to759kBtuh-11p5eer_SZDEER2017AnyAsm2014CZ14cDXGF | 140526 |  | #N/A | #N/A | #N/A | 213 | 0.188 | 0 | #N/A | #N/A | #N/A | 213 | 0.188 | 0 | #N/A | #N/A | 167 | 34000
NE-HVAC-airAC-SpltPkg-240to759kBtuh-11p5eer | DEER2017 | D17 v2 |  | Any | Asm | 2014 | CZ15 | cDXGF | Cap-Tons | 226 | 34000 | None | 330 | 0.184 | 0 | 330 | 0.184 | 0 | 330 | 0.184 | 0 | 330 | 0.184 | 0 | DEER:HVAC_Split-Package_AC | Annual | 1719 | 330 | 0.184 | 0 | 330 | 0.184 | 0 | NE-HVAC-airAC-SpltPkg-240to759kBtuh-11p5eer_MZDEER2017AnyAsm2014CZ15cPVVG | #N/A | NE-HVAC-airAC-SpltPkg-240to759kBtuh-11p5eer_SZDEER2017AnyAsm2014CZ15cDXGF | 140527 |  | #N/A | #N/A | #N/A | 330 | 0.184 | 0 | #N/A | #N/A | #N/A | 330 | 0.184 | 0 | #N/A | #N/A | 226 | 34000
NE-HVAC-airAC-SpltPkg-240to759kBtuh-11p5eer | DEER2017 | D17 v2 |  | Any | Asm | 2014 | CZ16 | cDXGF | Cap-Tons | 126 | 34000 | None | 84.8 | 0.0909 | 0 | 84.8 | 0.0909 | 0 | 84.8 | 0.0909 | 0 | 84.8 | 0.0909 | 0 | DEER:HVAC_Split-Package_AC | Annual | 1719 | 84.8 | 0.0909 | 0 | 84.8 | 0.0909 | 0 | NE-HVAC-airAC-SpltPkg-240to759kBtuh-11p5eer_MZDEER2017AnyAsm2014CZ16cPVVG | #N/A | NE-HVAC-airAC-SpltPkg-240to759kBtuh-11p5eer_SZDEER2017AnyAsm2014CZ16cDXGF | 140528 |  | #N/A | #N/A | #N/A | 84.8 | 0.0909 | 0 | #N/A | #N/A | #N/A | 84.8 | 0.0909 | 0 | #N/A | #N/A | 126 | 34000
NE-HVAC-airAC-SpltPkg-240to759kBtuh-11p5eer | DEER2017 | D17 v2 |  | Any | Asm | New | CZ01 | cDXGF | Cap-Tons | 95.5 | 34000 | None | 47.4 | 0.0537 | 0 | 47.4 | 0.0537 | 0 | 47.4 | 0.0537 | 0 | 47.4 | 0.0537 | 0 | DEER:HVAC_Split-Package_AC | Annual | 1719 | 47.4 | 0.0537 | 0 | 47.4 | 0.0537 | 0 | NE-HVAC-airAC-SpltPkg-240to759kBtuh-11p5eer_MZDEER2017AnyAsmNewCZ01cPVVG | #N/A | NE-HVAC-airAC-SpltPkg-240to759kBtuh-11p5eer_SZDEER2017AnyAsmNewCZ01cDXGF | 165113 |  | #N/A | #N/A | #N/A | 47.4 | 0.0537 | 0 | #N/A | #N/A | #N/A | 47.4 | 0.0537 | 0 | #N/A | #N/A | 95.5 | 34000
NE-HVAC-airAC-SpltPkg-240to759kBtuh-11p5eer | DEER2017 | D17 v2 |  | Any | Asm | New | CZ02 | cDXGF | Cap-Tons | 179 | 34000 | None | 97.1 | 0.155 | 0 | 97.1 | 0.155 | 0 | 97.1 | 0.155 | 0 | 97.1 | 0.155 | 0 | DEER:HVAC_Split-Package_AC | Annual | 1719 | 97.1 | 0.155 | 0 | 97.1 | 0.155 | 0 | NE-HVAC-airAC-SpltPkg-240to759kBtuh-11p5eer_MZDEER2017AnyAsmNewCZ02cPVVG | #N/A | NE-HVAC-airAC-SpltPkg-240to759kBtuh-11p5eer_SZDEER2017AnyAsmNewCZ02cDXGF | 165114 |  | #N/A | #N/A | #N/A | 97.1 | 0.155 | 0 | #N/A | #N/A | #N/A | 97.1 | 0.155 | 0 | #N/A | #N/A | 179 | 34000
NE-HVAC-airAC-SpltPkg-240to759kBtuh-11p5eer | DEER2017 | D17 v2 |  | Any | Asm | New | CZ03 | cDXGF | Cap-Tons | 117 | 34000 | None | 89.1 | 0.109 | 0 | 89.1 | 0.109 | 0 | 89.1 | 0.109 | 0 | 89.1 | 0.109 | 0 | DEER:HVAC_Split-Package_AC | Annual | 1719 | 89.1 | 0.109 | 0 | 89.1 | 0.109 | 0 | NE-HVAC-airAC-SpltPkg-240to759kBtuh-11p5eer_MZDEER2017AnyAsmNewCZ03cPVVG | #N/A | NE-HVAC-airAC-SpltPkg-240to759kBtuh-11p5eer_SZDEER2017AnyAsmNewCZ03cDXGF | 165115 |  | #N/A | #N/A | #N/A | 89.1 | 0.109 | 0 | #N/A | #N/A | #N/A | 89.1 | 0.109 | 0 | #N/A | #N/A | 117 | 34000
NE-HVAC-airAC-SpltPkg-240to759kBtuh-11p5eer | DEER2017 | D17 v2 |  | Any | Asm | New | CZ04 | cDXGF | Cap-Tons | 158 | 34000 | None | 121 | 0.14 | 0 | 121 | 0.14 | 0 | 121 | 0.14 | 0 | 121 | 0.14 | 0 | DEER:HVAC_Split-Package_AC | Annual | 1719 | 121 | 0.14 | 0 | 121 | 0.14 | 0 | NE-HVAC-airAC-SpltPkg-240to759kBtuh-11p5eer_MZDEER2017AnyAsmNewCZ04cPVVG | #N/A | NE-HVAC-airAC-SpltPkg-240to759kBtuh-11p5eer_SZDEER2017AnyAsmNewCZ04cDXGF | 165116 |  | #N/A | #N/A | #N/A | 121 | 0.14 | 0 | #N/A | #N/A | #N/A | 121 | 0.14 | 0 | #N/A | #N/A | 158 | 34000
NE-HVAC-airAC-SpltPkg-240to759kBtuh-11p5eer | DEER2017 | D17 v2 |  | Any | Asm | New | CZ05 | cDXGF | Cap-Tons | 106 | 34000 | None | 109 | 0.0768 | 0 | 109 | 0.0768 | 0 | 109 | 0.0768 | 0 | 109 | 0.0768 | 0 | DEER:HVAC_Split-Package_AC | Annual | 1719 | 109 | 0.0768 | 0 | 109 | 0.0768 | 0 | NE-HVAC-airAC-SpltPkg-240to759kBtuh-11p5eer_MZDEER2017AnyAsmNewCZ05cPVVG | #N/A | NE-HVAC-airAC-SpltPkg-240to759kBtuh-11p5eer_SZDEER2017AnyAsmNewCZ05cDXGF | 165117 |  | #N/A | #N/A | #N/A | 109 | 0.0768 | 0 | #N/A | #N/A | #N/A | 109 | 0.0768 | 0 | #N/A | #N/A | 106 | 34000
NE-HVAC-airAC-SpltPkg-240to759kBtuh-11p5eer | DEER2017 | D17 v2 |  | Any | Asm | New | CZ06 | cDXGF | Cap-Tons | 169 | 34000 | None | 113 | 0.0964 | 0 | 113 | 0.0964 | 0 | 113 | 0.0964 | 0 | 113 | 0.0964 | 0 | DEER:HVAC_Split-Package_AC | Annual | 1719 | 113 | 0.0964 | 0 | 113 | 0.0964 | 0 | NE-HVAC-airAC-SpltPkg-240to759kBtuh-11p5eer_MZDEER2017AnyAsmNewCZ06cPVVG | #N/A | NE-HVAC-airAC-SpltPkg-240to759kBtuh-11p5eer_SZDEER2017AnyAsmNewCZ06cDXGF | 165118 |  | #N/A | #N/A | #N/A | 113 | 0.0964 | 0 | #N/A | #N/A | #N/A | 113 | 0.0964 | 0 | #N/A | #N/A | 169 | 34000
NE-HVAC-airAC-SpltPkg-240to759kBtuh-11p5eer | DEER2017 | D17 v2 |  | Any | Asm | New | CZ07 | cDXGF | Cap-Tons | 126 | 34000 | None | 157 | 0.119 | 0 | 157 | 0.119 | 0 | 157 | 0.119 | 0 | 157 | 0.119 | 0 | DEER:HVAC_Split-Package_AC | Annual | 1719 | 157 | 0.119 | 0 | 157 | 0.119 | 0 | NE-HVAC-airAC-SpltPkg-240to759kBtuh-11p5eer_MZDEER2017AnyAsmNewCZ07cPVVG | #N/A | NE-HVAC-airAC-SpltPkg-240to759kBtuh-11p5eer_SZDEER2017AnyAsmNewCZ07cDXGF | 165119 |  | #N/A | #N/A | #N/A | 157 | 0.119 | 0 | #N/A | #N/A | #N/A | 157 | 0.119 | 0 | #N/A | #N/A | 126 | 34000
NE-HVAC-airAC-SpltPkg-240to759kBtuh-11p5eer | DEER2017 | D17 v2 |  | Any | Asm | New | CZ08 | cDXGF | Cap-Tons | 156 | 34000 | None | 167 | 0.132 | 0 | 167 | 0.132 | 0 | 167 | 0.132 | 0 | 167 | 0.132 | 0 | DEER:HVAC_Split-Package_AC | Annual | 1719 | 167 | 0.132 | 0 | 167 | 0.132 | 0 | NE-HVAC-airAC-SpltPkg-240to759kBtuh-11p5eer_MZDEER2017AnyAsmNewCZ08cPVVG | #N/A | NE-HVAC-airAC-SpltPkg-240to759kBtuh-11p5eer_SZDEER2017AnyAsmNewCZ08cDXGF | 165120 |  | #N/A | #N/A | #N/A | 167 | 0.132 | 0 | #N/A | #N/A | #N/A | 167 | 0.132 | 0 | #N/A | #N/A | 156 | 34000
NE-HVAC-airAC-SpltPkg-240to759kBtuh-11p5eer | DEER2017 | D17 v2 |  | Any | Asm | New | CZ09 | cDXGF | Cap-Tons | 225 | 34000 | None | 127 | 0.167 | 0 | 127 | 0.167 | 0 | 127 | 0.167 | 0 | 127 | 0.167 | 0 | DEER:HVAC_Split-Package_AC | Annual | 1719 | 127 | 0.167 | 0 | 127 | 0.167 | 0 | NE-HVAC-airAC-SpltPkg-240to759kBtuh-11p5eer_MZDEER2017AnyAsmNewCZ09cPVVG | #N/A | NE-HVAC-airAC-SpltPkg-240to759kBtuh-11p5eer_SZDEER2017AnyAsmNewCZ09cDXGF | 165121 |  | #N/A | #N/A | #N/A | 127 | 0.167 | 0 | #N/A | #N/A | #N/A | 127 | 0.167 | 0 | #N/A | #N/A | 225 | 34000
NE-HVAC-airAC-SpltPkg-240to759kBtuh-11p5eer | DEER2017 | D17 v2 |  | Any | Asm | New | CZ10 | cDXGF | Cap-Tons | 186 | 34000 | None | 177 | 0.191 | 0 | 177 | 0.191 | 0 | 177 | 0.191 | 0 | 177 | 0.191 | 0 | DEER:HVAC_Split-Package_AC | Annual | 1719 | 177 | 0.191 | 0 | 177 | 0.191 | 0 | NE-HVAC-airAC-SpltPkg-240to759kBtuh-11p5eer_MZDEER2017AnyAsmNewCZ10cPVVG | #N/A | NE-HVAC-airAC-SpltPkg-240to759kBtuh-11p5eer_SZDEER2017AnyAsmNewCZ10cDXGF | 165122 |  | #N/A | #N/A | #N/A | 177 | 0.191 | 0 | #N/A | #N/A | #N/A | 177 | 0.191 | 0 | #N/A | #N/A | 186 | 34000
NE-HVAC-airAC-SpltPkg-240to759kBtuh-11p5eer | DEER2017 | D17 v2 |  | Any | Asm | New | CZ11 | cDXGF | Cap-Tons | 214 | 34000 | None | 168 | 0.158 | 0 | 168 | 0.158 | 0 | 168 | 0.158 | 0 | 168 | 0.158 | 0 | DEER:HVAC_Split-Package_AC | Annual | 1719 | 168 | 0.158 | 0 | 168 | 0.158 | 0 | NE-HVAC-airAC-SpltPkg-240to759kBtuh-11p5eer_MZDEER2017AnyAsmNewCZ11cPVVG | #N/A | NE-HVAC-airAC-SpltPkg-240to759kBtuh-11p5eer_SZDEER2017AnyAsmNewCZ11cDXGF | 165123 |  | #N/A | #N/A | #N/A | 168 | 0.158 | 0 | #N/A | #N/A | #N/A | 168 | 0.158 | 0 | #N/A | #N/A | 214 | 34000
NE-HVAC-airAC-SpltPkg-240to759kBtuh-11p5eer | DEER2017 | D17 v2 |  | Any | Asm | New | CZ12 | cDXGF | Cap-Tons | 216 | 34000 | None | 127 | 0.149 | 0 | 127 | 0.149 | 0 | 127 | 0.149 | 0 | 127 | 0.149 | 0 | DEER:HVAC_Split-Package_AC | Annual | 1719 | 127 | 0.149 | 0 | 127 | 0.149 | 0 | NE-HVAC-airAC-SpltPkg-240to759kBtuh-11p5eer_MZDEER2017AnyAsmNewCZ12cPVVG | #N/A | NE-HVAC-airAC-SpltPkg-240to759kBtuh-11p5eer_SZDEER2017AnyAsmNewCZ12cDXGF | 165124 |  | #N/A | #N/A | #N/A | 127 | 0.149 | 0 | #N/A | #N/A | #N/A | 127 | 0.149 | 0 | #N/A | #N/A | 216 | 34000
NE-HVAC-airAC-SpltPkg-240to759kBtuh-11p5eer | DEER2017 | D17 v2 |  | Any | Asm | New | CZ13 | cDXGF | Cap-Tons | 195 | 34000 | None | 194 | 0.165 | 0 | 194 | 0.165 | 0 | 194 | 0.165 | 0 | 194 | 0.165 | 0 | DEER:HVAC_Split-Package_AC | Annual | 1719 | 194 | 0.165 | 0 | 194 | 0.165 | 0 | NE-HVAC-airAC-SpltPkg-240to759kBtuh-11p5eer_MZDEER2017AnyAsmNewCZ13cPVVG | #N/A | NE-HVAC-airAC-SpltPkg-240to759kBtuh-11p5eer_SZDEER2017AnyAsmNewCZ13cDXGF | 165125 |  | #N/A | #N/A | #N/A | 194 | 0.165 | 0 | #N/A | #N/A | #N/A | 194 | 0.165 | 0 | #N/A | #N/A | 195 | 34000
NE-HVAC-airAC-SpltPkg-240to759kBtuh-11p5eer | DEER2017 | D17 v2 |  | Any | Asm | New | CZ14 | cDXGF | Cap-Tons | 167 | 34000 | None | 213 | 0.188 | 0 | 213 | 0.188 | 0 | 213 | 0.188 | 0 | 213 | 0.188 | 0 | DEER:HVAC_Split-Package_AC | Annual | 1719 | 213 | 0.188 | 0 | 213 | 0.188 | 0 | NE-HVAC-airAC-SpltPkg-240to759kBtuh-11p5eer_MZDEER2017AnyAsmNewCZ14cPVVG | #N/A | NE-HVAC-airAC-SpltPkg-240to759kBtuh-11p5eer_SZDEER2017AnyAsmNewCZ14cDXGF | 165126 |  | #N/A | #N/A | #N/A | 213 | 0.188 | 0 | #N/A | #N/A | #N/A | 213 | 0.188 | 0 | #N/A | #N/A | 167 | 34000
NE-HVAC-airAC-SpltPkg-240to759kBtuh-11p5eer | DEER2017 | D17 v2 |  | Any | Asm | New | CZ15 | cDXGF | Cap-Tons | 226 | 34000 | None | 330 | 0.184 | 0 | 330 | 0.184 | 0 | 330 | 0.184 | 0 | 330 | 0.184 | 0 | DEER:HVAC_Split-Package_AC | Annual | 1719 | 330 | 0.184 | 0 | 330 | 0.184 | 0 | NE-HVAC-airAC-SpltPkg-240to759kBtuh-11p5eer_MZDEER2017AnyAsmNewCZ15cPVVG | #N/A | NE-HVAC-airAC-SpltPkg-240to759kBtuh-11p5eer_SZDEER2017AnyAsmNewCZ15cDXGF | 165127 |  | #N/A | #N/A | #N/A | 330 | 0.184 | 0 | #N/A | #N/A | #N/A | 330 | 0.184 | 0 | #N/A | #N/A | 226 | 34000
NE-HVAC-airAC-SpltPkg-240to759kBtuh-11p5eer | DEER2017 | D17 v2 |  | Any | Asm | New | CZ16 | cDXGF | Cap-Tons | 126 | 34000 | None | 84.8 | 0.0909 | 0 | 84.8 | 0.0909 | 0 | 84.8 | 0.0909 | 0 | 84.8 | 0.0909 | 0 | DEER:HVAC_Split-Package_AC | Annual | 1719 | 84.8 | 0.0909 | 0 | 84.8 | 0.0909 | 0 | NE-HVAC-airAC-SpltPkg-240to759kBtuh-11p5eer_MZDEER2017AnyAsmNewCZ16cPVVG | #N/A | NE-HVAC-airAC-SpltPkg-240to759kBtuh-11p5eer_SZDEER2017AnyAsmNewCZ16cDXGF | 165128 |  | #N/A | #N/A | #N/A | 84.8 | 0.0909 | 0 | #N/A | #N/A | #N/A | 84.8 | 0.0909 | 0 | #N/A | #N/A | 126 | 34000
NE-HVAC-airAC-SpltPkg-240to759kBtuh-11p5eer | DEER2017 | D17 v2 |  | Any | ECC | 1975 | CZ01 | cWtd | Cap-Tons | 873.2 | 288000 | None | 29.9 | 0.0462 | 0 | 29.9 | 0.0462 | 0 | 29.9 | 0.0462 | 0 | 29.9 | 0.0462 | 0 | DEER:HVAC_Split-Package_AC | Annual | 1719 | 29.92 | 0.04622 | 0 | 29.92 | 0.04622 | 0 | NE-HVAC-airAC-SpltPkg-240to759kBtuh-11p5eer_MZDEER2017AnyECC1975CZ01cPVVG | 12370 | NE-HVAC-airAC-SpltPkg-240to759kBtuh-11p5eer_SZDEER2017AnyECC1975CZ01cDXGF | 12369 |  | 34.9 | 0.044 | 0 | 10 | 0.0551 | 0 | 34.9 | 0.044 | 0 | 10 | 0.0551 | 0 | 920 | 285000 | 686 | 300000
NE-HVAC-airAC-SpltPkg-240to759kBtuh-11p5eer | DEER2017 | D17 v2 |  | Any | ECC | 1975 | CZ02 | cWtd | Cap-Tons | 1113 | 288000 | None | 98 | 0.116 | 0 | 98 | 0.116 | 0 | 98 | 0.116 | 0 | 98 | 0.116 | 0 | DEER:HVAC_Split-Package_AC | Annual | 1719 | 97.96 | 0.1156 | 0 | 97.96 | 0.1156 | 0 | NE-HVAC-airAC-SpltPkg-240to759kBtuh-11p5eer_MZDEER2017AnyECC1975CZ02cPVVG | 12372 | NE-HVAC-airAC-SpltPkg-240to759kBtuh-11p5eer_SZDEER2017AnyECC1975CZ02cDXGF | 12371 |  | 102 | 0.107 | 0 | 81.8 | 0.15 | 0 | 102 | 0.107 | 0 | 81.8 | 0.15 | 0 | 1160 | 285000 | 925 | 300000
NE-HVAC-airAC-SpltPkg-240to759kBtuh-11p5eer | DEER2017 | D17 v2 |  | Any | ECC | 1975 | CZ03 | cWtd | Cap-Tons | 1030.4 | 288000 | None | 75.6 | 0.0679 | 0 | 75.6 | 0.0679 | 0 | 75.6 | 0.0679 | 0 | 75.6 | 0.0679 | 0 | DEER:HVAC_Split-Package_AC | Annual | 1719 | 75.58 | 0.06786 | 0 | 75.58 | 0.06786 | 0 | NE-HVAC-airAC-SpltPkg-240to759kBtuh-11p5eer_MZDEER2017AnyECC1975CZ03cPVVG | 12374 | NE-HVAC-airAC-SpltPkg-240to759kBtuh-11p5eer_SZDEER2017AnyECC1975CZ03cDXGF | 12373 |  | 83.7 | 0.0652 | 0 | 43.1 | 0.0785 | 0 | 83.7 | 0.0652 | 0 | 43.1 | 0.0785 | 0 | 1080 | 285000 | 832 | 300000
NE-HVAC-airAC-SpltPkg-240to759kBtuh-11p5eer | DEER2017 | D17 v2 |  | Any | ECC | 1975 | CZ04 | cWtd | Cap-Tons | 1232 | 288000 | None | 106 | 0.109 | 0 | 106 | 0.109 | 0 | 106 | 0.109 | 0 | 106 | 0.109 | 0 | DEER:HVAC_Split-Package_AC | Annual | 1719 | 106.18 | 0.1092 | 0 | 106.18 | 0.1092 | 0 | NE-HVAC-airAC-SpltPkg-240to759kBtuh-11p5eer_MZDEER2017AnyECC1975CZ04cPVVG | 12376 | NE-HVAC-airAC-SpltPkg-240to759kBtuh-11p5eer_SZDEER2017AnyECC1975CZ04cDXGF | 12375 |  | 113 | 0.099 | 0 | 78.9 | 0.15 | 0 | 113 | 0.099 | 0 | 78.9 | 0.15 | 0 | 1280 | 285000 | 1040 | 300000
NE-HVAC-airAC-SpltPkg-240to759kBtuh-11p5eer | DEER2017 | D17 v2 |  | Any | ECC | 1975 | CZ05 | cWtd | Cap-Tons | 979.6 | 288000 | None | 76.1 | 0.0666 | 0 | 76.1 | 0.0666 | 0 | 76.1 | 0.0666 | 0 | 76.1 | 0.0666 | 0 | DEER:HVAC_Split-Package_AC | Annual | 1719 | 76.14 | 0.06662 | 0 | 76.14 | 0.06662 | 0 | NE-HVAC-airAC-SpltPkg-240to759kBtuh-11p5eer_MZDEER2017AnyECC1975CZ05cPVVG | 12378 | NE-HVAC-airAC-SpltPkg-240to759kBtuh-11p5eer_SZDEER2017AnyECC1975CZ05cDXGF | 12377 |  | 83.1 | 0.0615 | 0 | 48.3 | 0.0871 | 0 | 83.1 | 0.0615 | 0 | 48.3 | 0.0871 | 0 | 1030 | 285000 | 778 | 300000
NE-HVAC-airAC-SpltPkg-240to759kBtuh-11p5eer | DEER2017 | D17 v2 |  | Any | ECC | 1975 | CZ06 | cWtd | Cap-Tons | 1147.4 | 288000 | None | 126 | 0.0943 | 0 | 126 | 0.0943 | 0 | 126 | 0.0943 | 0 | 126 | 0.0943 | 0 | DEER:HVAC_Split-Package_AC | Annual | 1719 | 126.22 | 0.09432 | 0 | 126.22 | 0.09432 | 0 | NE-HVAC-airAC-SpltPkg-240to759kBtuh-11p5eer_MZDEER2017AnyECC1975CZ06cPVVG | 12380 | NE-HVAC-airAC-SpltPkg-240to759kBtuh-11p5eer_SZDEER2017AnyECC1975CZ06cDXGF | 12379 |  | 135 | 0.0864 | 0 | 91.1 | 0.126 | 0 | 135 | 0.0864 | 0 | 91.1 | 0.126 | 0 | 1190 | 285000 | 977 | 300000
NE-HVAC-airAC-SpltPkg-240to759kBtuh-11p5eer | DEER2017 | D17 v2 |  | Any | ECC | 1975 | CZ07 | cWtd | Cap-Tons | 948.8 | 288000 | None | 138 | 0.101 | 0 | 138 | 0.101 | 0 | 138 | 0.101 | 0 | 138 | 0.101 | 0 | DEER:HVAC_Split-Package_AC | Annual | 1719 | 138.2 | 0.10108 | 0 | 138.2 | 0.10108 | 0 | NE-HVAC-airAC-SpltPkg-240to759kBtuh-11p5eer_MZDEER2017AnyECC1975CZ07cPVVG | 12382 | NE-HVAC-airAC-SpltPkg-240to759kBtuh-11p5eer_SZDEER2017AnyECC1975CZ07cDXGF | 12381 |  | 144 | 0.0906 | 0 | 115 | 0.143 | 0 | 144 | 0.0906 | 0 | 115 | 0.143 | 0 | 991 | 285000 | 780 | 300000
NE-HVAC-airAC-SpltPkg-240to759kBtuh-11p5eer | DEER2017 | D17 v2 |  | Any | ECC | 1975 | CZ08 | cWtd | Cap-Tons | 1096.6 | 288000 | None | 148 | 0.116 | 0 | 148 | 0.116 | 0 | 148 | 0.116 | 0 | 148 | 0.116 | 0 | DEER:HVAC_Split-Package_AC | Annual | 1719 | 148.2 | 0.1158 | 0 | 148.2 | 0.1158 | 0 | NE-HVAC-airAC-SpltPkg-240to759kBtuh-11p5eer_MZDEER2017AnyECC1975CZ08cPVVG | 12384 | NE-HVAC-airAC-SpltPkg-240to759kBtuh-11p5eer_SZDEER2017AnyECC1975CZ08cDXGF | 12383 |  | 153 | 0.106 | 0 | 129 | 0.155 | 0 | 153 | 0.106 | 0 | 129 | 0.155 | 0 | 1140 | 285000 | 923 | 300000
NE-HVAC-airAC-SpltPkg-240to759kBtuh-11p5eer | DEER2017 | D17 v2 |  | Any | ECC | 1975 | CZ09 | cWtd | Cap-Tons | 1544 | 288000 | None | 129 | 0.125 | 0 | 129 | 0.125 | 0 | 129 | 0.125 | 0 | 129 | 0.125 | 0 | DEER:HVAC_Split-Package_AC | Annual | 1719 | 129.32 | 0.1248 | 0 | 129.32 | 0.1248 | 0 | NE-HVAC-airAC-SpltPkg-240to759kBtuh-11p5eer_MZDEER2017AnyECC1975CZ09cPVVG | 12386 | NE-HVAC-airAC-SpltPkg-240to759kBtuh-11p5eer_SZDEER2017AnyECC1975CZ09cDXGF | 12385 |  | 139 | 0.116 | 0 | 90.6 | 0.16 | 0 | 139 | 0.116 | 0 | 90.6 | 0.16 | 0 | 1590 | 285000 | 1360 | 300000
NE-HVAC-airAC-SpltPkg-240to759kBtuh-11p5eer | DEER2017 | D17 v2 |  | Any | ECC | 1975 | CZ10 | cWtd | Cap-Tons | 1432 | 288000 | None | 139 | 0.136 | 0 | 139 | 0.136 | 0 | 139 | 0.136 | 0 | 139 | 0.136 | 0 | DEER:HVAC_Split-Package_AC | Annual | 1719 | 139.2 | 0.1356 | 0 | 139.2 | 0.1356 | 0 | NE-HVAC-airAC-SpltPkg-240to759kBtuh-11p5eer_MZDEER2017AnyECC1975CZ10cPVVG | 12388 | NE-HVAC-airAC-SpltPkg-240to759kBtuh-11p5eer_SZDEER2017AnyECC1975CZ10cDXGF | 12387 |  | 146 | 0.124 | 0 | 112 | 0.182 | 0 | 146 | 0.124 | 0 | 112 | 0.182 | 0 | 1480 | 285000 | 1240 | 300000
NE-HVAC-airAC-SpltPkg-240to759kBtuh-11p5eer | DEER2017 | D17 v2 |  | Any | ECC | 1975 | CZ11 | cWtd | Cap-Tons | 1358 | 288000 | None | 140 | 0.118 | 0 | 140 | 0.118 | 0 | 140 | 0.118 | 0 | 140 | 0.118 | 0 | DEER:HVAC_Split-Package_AC | Annual | 1719 | 139.8 | 0.1182 | 0 | 139.8 | 0.1182 | 0 | NE-HVAC-airAC-SpltPkg-240to759kBtuh-11p5eer_MZDEER2017AnyECC1975CZ11cPVVG | 12390 | NE-HVAC-airAC-SpltPkg-240to759kBtuh-11p5eer_SZDEER2017AnyECC1975CZ11cDXGF | 12389 |  | 142 | 0.112 | 0 | 131 | 0.143 | 0 | 142 | 0.112 | 0 | 131 | 0.143 | 0 | 1410 | 285000 | 1150 | 300000
NE-HVAC-airAC-SpltPkg-240to759kBtuh-11p5eer | DEER2017 | D17 v2 |  | Any | ECC | 1975 | CZ12 | cWtd | Cap-Tons | 1350 | 288000 | None | 117 | 0.108 | 0 | 117 | 0.108 | 0 | 117 | 0.108 | 0 | 117 | 0.108 | 0 | DEER:HVAC_Split-Package_AC | Annual | 1719 | 117.48 | 0.1084 | 0 | 117.48 | 0.1084 | 0 | NE-HVAC-airAC-SpltPkg-240to759kBtuh-11p5eer_MZDEER2017AnyECC1975CZ12cPVVG | 12392 | NE-HVAC-airAC-SpltPkg-240to759kBtuh-11p5eer_SZDEER2017AnyECC1975CZ12cDXGF | 12391 |  | 122 | 0.102 | 0 | 99.4 | 0.134 | 0 | 122 | 0.102 | 0 | 99.4 | 0.134 | 0 | 1400 | 285000 | 1150 | 300000
NE-HVAC-airAC-SpltPkg-240to759kBtuh-11p5eer | DEER2017 | D17 v2 |  | Any | ECC | 1975 | CZ13 | cWtd | Cap-Tons | 1410 | 288000 | None | 140 | 0.107 | 0 | 140 | 0.107 | 0 | 140 | 0.107 | 0 | 140 | 0.107 | 0 | DEER:HVAC_Split-Package_AC | Annual | 1719 | 140 | 0.10696 | 0 | 140 | 0.10696 | 0 | NE-HVAC-airAC-SpltPkg-240to759kBtuh-11p5eer_MZDEER2017AnyECC1975CZ13cPVVG | 12394 | NE-HVAC-airAC-SpltPkg-240to759kBtuh-11p5eer_SZDEER2017AnyECC1975CZ13cDXGF | 12393 |  | 142 | 0.0992 | 0 | 132 | 0.138 | 0 | 142 | 0.0992 | 0 | 132 | 0.138 | 0 | 1460 | 285000 | 1210 | 300000
NE-HVAC-airAC-SpltPkg-240to759kBtuh-11p5eer | DEER2017 | D17 v2 |  | Any | ECC | 1975 | CZ14 | cWtd | Cap-Tons | 1338 | 288000 | None | 145 | 0.13 | 0 | 145 | 0.13 | 0 | 145 | 0.13 | 0 | 145 | 0.13 | 0 | DEER:HVAC_Split-Package_AC | Annual | 1719 | 145 | 0.1304 | 0 | 145 | 0.1304 | 0 | NE-HVAC-airAC-SpltPkg-240to759kBtuh-11p5eer_MZDEER2017AnyECC1975CZ14cPVVG | 12396 | NE-HVAC-airAC-SpltPkg-240to759kBtuh-11p5eer_SZDEER2017AnyECC1975CZ14cDXGF | 12395 |  | 147 | 0.119 | 0 | 137 | 0.176 | 0 | 147 | 0.119 | 0 | 137 | 0.176 | 0 | 1390 | 285000 | 1130 | 300000
NE-HVAC-airAC-SpltPkg-240to759kBtuh-11p5eer | DEER2017 | D17 v2 |  | Any | ECC | 1975 | CZ15 | cWtd | Cap-Tons | 1620 | 288000 | None | 229 | 0.134 | 0 | 229 | 0.134 | 0 | 229 | 0.134 | 0 | 229 | 0.134 | 0 | DEER:HVAC_Split-Package_AC | Annual | 1719 | 228.6 | 0.1336 | 0 | 228.6 | 0.1336 | 0 | NE-HVAC-airAC-SpltPkg-240to759kBtuh-11p5eer_MZDEER2017AnyECC1975CZ15cPVVG | 12398 | NE-HVAC-airAC-SpltPkg-240to759kBtuh-11p5eer_SZDEER2017AnyECC1975CZ15cDXGF | 12397 |  | 228 | 0.122 | 0 | 231 | 0.18 | 0 | 228 | 0.122 | 0 | 231 | 0.18 | 0 | 1670 | 285000 | 1420 | 300000
NE-HVAC-airAC-SpltPkg-240to759kBtuh-11p5eer | DEER2017 | D17 v2 |  | Any | ECC | 1975 | CZ16 | cWtd | Cap-Tons | 938.8 | 288000 | None | 71.1 | 0.0778 | 0 | 71.1 | 0.0778 | 0 | 71.1 | 0.0778 | 0 | 71.1 | 0.0778 | 0 | DEER:HVAC_Split-Package_AC | Annual | 1719 | 71.06 | 0.0778 | 0 | 71.06 | 0.0778 | 0 | NE-HVAC-airAC-SpltPkg-240to759kBtuh-11p5eer_MZDEER2017AnyECC1975CZ16cPVVG | 12400 | NE-HVAC-airAC-SpltPkg-240to759kBtuh-11p5eer_SZDEER2017AnyECC1975CZ16cDXGF | 12399 |  | 72.6 | 0.072 | 0 | 64.9 | 0.101 | 0 | 72.6 | 0.072 | 0 | 64.9 | 0.101 | 0 | 981 | 285000 | 770 | 300000
NE-HVAC-airAC-SpltPkg-240to759kBtuh-11p5eer | DEER2017 | D17 v2 |  | Any | ECC | 1985 | CZ01 | cWtd | Cap-Tons | 778 | 288000 | None | 25.8 | 0.0516 | 0 | 25.8 | 0.0516 | 0 | 25.8 | 0.0516 | 0 | 25.8 | 0.0516 | 0 | DEER:HVAC_Split-Package_AC | Annual | 1719 | 25.8 | 0.05164 | 0 | 25.8 | 0.05164 | 0 | NE-HVAC-airAC-SpltPkg-240to759kBtuh-11p5eer_MZDEER2017AnyECC1985CZ01cPVVG | 33730 | NE-HVAC-airAC-SpltPkg-240to759kBtuh-11p5eer_SZDEER2017AnyECC1985CZ01cDXGF | 33729 |  | 29.2 | 0.0496 | 0 | 12.2 | 0.0598 | 0 | 29.2 | 0.0496 | 0 | 12.2 | 0.0598 | 0 | 812 | 285000 | 642 | 300000
NE-HVAC-airAC-SpltPkg-240to759kBtuh-11p5eer | DEER2017 | D17 v2 |  | Any | ECC | 1985 | CZ02 | cWtd | Cap-Tons | 999.8 | 288000 | None | 102 | 0.128 | 0 | 102 | 0.128 | 0 | 102 | 0.128 | 0 | 102 | 0.128 | 0 | DEER:HVAC_Split-Package_AC | Annual | 1719 | 101.66 | 0.1284 | 0 | 101.66 | 0.1284 | 0 | NE-HVAC-airAC-SpltPkg-240to759kBtuh-11p5eer_MZDEER2017AnyECC1985CZ02cPVVG | 33732 | NE-HVAC-airAC-SpltPkg-240to759kBtuh-11p5eer_SZDEER2017AnyECC1985CZ02cDXGF | 33731 |  | 106 | 0.122 | 0 | 84.3 | 0.154 | 0 | 106 | 0.122 | 0 | 84.3 | 0.154 | 0 | 1030 | 285000 | 879 | 300000
NE-HVAC-airAC-SpltPkg-240to759kBtuh-11p5eer | DEER2017 | D17 v2 |  | Any | ECC | 1985 | CZ03 | cWtd | Cap-Tons | 927.4 | 288000 | None | 70.8 | 0.075 | 0 | 70.8 | 0.075 | 0 | 70.8 | 0.075 | 0 | 70.8 | 0.075 | 0 | DEER:HVAC_Split-Package_AC | Annual | 1719 | 70.8 | 0.07502 | 0 | 70.8 | 0.07502 | 0 | NE-HVAC-airAC-SpltPkg-240to759kBtuh-11p5eer_MZDEER2017AnyECC1985CZ03cPVVG | 33734 | NE-HVAC-airAC-SpltPkg-240to759kBtuh-11p5eer_SZDEER2017AnyECC1985CZ03cDXGF | 33733 |  | 77.2 | 0.0738 | 0 | 45.2 | 0.0799 | 0 | 77.2 | 0.0738 | 0 | 45.2 | 0.0799 | 0 | 962 | 285000 | 789 | 300000
NE-HVAC-airAC-SpltPkg-240to759kBtuh-11p5eer | DEER2017 | D17 v2 |  | Any | ECC | 1985 | CZ04 | cWtd | Cap-Tons | 1117 | 288000 | None | 107 | 0.125 | 0 | 107 | 0.125 | 0 | 107 | 0.125 | 0 | 107 | 0.125 | 0 | DEER:HVAC_Split-Package_AC | Annual | 1719 | 107.46 | 0.125 | 0 | 107.46 | 0.125 | 0 | NE-HVAC-airAC-SpltPkg-240to759kBtuh-11p5eer_MZDEER2017AnyECC1985CZ04cPVVG | 33736 | NE-HVAC-airAC-SpltPkg-240to759kBtuh-11p5eer_SZDEER2017AnyECC1985CZ04cDXGF | 33735 |  | 114 | 0.118 | 0 | 81.3 | 0.153 | 0 | 114 | 0.118 | 0 | 81.3 | 0.153 | 0 | 1150 | 285000 | 985 | 300000
NE-HVAC-airAC-SpltPkg-240to759kBtuh-11p5eer | DEER2017 | D17 v2 |  | Any | ECC | 1985 | CZ05 | cWtd | Cap-Tons | 873.2 | 288000 | None | 73.3 | 0.0784 | 0 | 73.3 | 0.0784 | 0 | 73.3 | 0.0784 | 0 | 73.3 | 0.0784 | 0 | DEER:HVAC_Split-Package_AC | Annual | 1719 | 73.32 | 0.0784 | 0 | 73.32 | 0.0784 | 0 | NE-HVAC-airAC-SpltPkg-240to759kBtuh-11p5eer_MZDEER2017AnyECC1985CZ05cPVVG | 33738 | NE-HVAC-airAC-SpltPkg-240to759kBtuh-11p5eer_SZDEER2017AnyECC1985CZ05cDXGF | 33737 |  | 78.8 | 0.0755 | 0 | 51.4 | 0.09 | 0 | 78.8 | 0.0755 | 0 | 51.4 | 0.09 | 0 | 908 | 285000 | 734 | 300000
NE-HVAC-airAC-SpltPkg-240to759kBtuh-11p5eer | DEER2017 | D17 v2 |  | Any | ECC | 1985 | CZ06 | cWtd | Cap-Tons | 1033.8 | 288000 | None | 124 | 0.107 | 0 | 124 | 0.107 | 0 | 124 | 0.107 | 0 | 124 | 0.107 | 0 | DEER:HVAC_Split-Package_AC | Annual | 1719 | 124.38 | 0.1066 | 0 | 124.38 | 0.1066 | 0 | NE-HVAC-airAC-SpltPkg-240to759kBtuh-11p5eer_MZDEER2017AnyECC1985CZ06cPVVG | 33740 | NE-HVAC-airAC-SpltPkg-240to759kBtuh-11p5eer_SZDEER2017AnyECC1985CZ06cDXGF | 33739 |  | 132 | 0.101 | 0 | 93.9 | 0.129 | 0 | 132 | 0.101 | 0 | 93.9 | 0.129 | 0 | 1060 | 285000 | 929 | 300000
NE-HVAC-airAC-SpltPkg-240to759kBtuh-11p5eer | DEER2017 | D17 v2 |  | Any | ECC | 1985 | CZ07 | cWtd | Cap-Tons | 847.4 | 288000 | None | 136 | 0.114 | 0 | 136 | 0.114 | 0 | 136 | 0.114 | 0 | 136 | 0.114 | 0 | DEER:HVAC_Split-Package_AC | Annual | 1719 | 136.4 | 0.114 | 0 | 136.4 | 0.114 | 0 | NE-HVAC-airAC-SpltPkg-240to759kBtuh-11p5eer_MZDEER2017AnyECC1985CZ07cPVVG | 33742 | NE-HVAC-airAC-SpltPkg-240to759kBtuh-11p5eer_SZDEER2017AnyECC1985CZ07cDXGF | 33741 |  | 140 | 0.106 | 0 | 122 | 0.146 | 0 | 140 | 0.106 | 0 | 122 | 0.146 | 0 | 875 | 285000 | 737 | 300000
NE-HVAC-airAC-SpltPkg-240to759kBtuh-11p5eer | DEER2017 | D17 v2 |  | Any | ECC | 1985 | CZ08 | cWtd | Cap-Tons | 983 | 288000 | None | 151 | 0.132 | 0 | 151 | 0.132 | 0 | 151 | 0.132 | 0 | 151 | 0.132 | 0 | DEER:HVAC_Split-Package_AC | Annual | 1719 | 151.4 | 0.1322 | 0 | 151.4 | 0.1322 | 0 | NE-HVAC-airAC-SpltPkg-240to759kBtuh-11p5eer_MZDEER2017AnyECC1985CZ08cPVVG | 33744 | NE-HVAC-airAC-SpltPkg-240to759kBtuh-11p5eer_SZDEER2017AnyECC1985CZ08cDXGF | 33743 |  | 156 | 0.126 | 0 | 133 | 0.157 | 0 | 156 | 0.126 | 0 | 133 | 0.157 | 0 | 1010 | 285000 | 875 | 300000
NE-HVAC-airAC-SpltPkg-240to759kBtuh-11p5eer | DEER2017 | D17 v2 |  | Any | ECC | 1985 | CZ09 | cWtd | Cap-Tons | 1420 | 288000 | None | 128 | 0.137 | 0 | 128 | 0.137 | 0 | 128 | 0.137 | 0 | 128 | 0.137 | 0 | DEER:HVAC_Split-Package_AC | Annual | 1719 | 128.18 | 0.1366 | 0 | 128.18 | 0.1366 | 0 | NE-HVAC-airAC-SpltPkg-240to759kBtuh-11p5eer_MZDEER2017AnyECC1985CZ09cPVVG | 33746 | NE-HVAC-airAC-SpltPkg-240to759kBtuh-11p5eer_SZDEER2017AnyECC1985CZ09cDXGF | 33745 |  | 137 | 0.13 | 0 | 92.9 | 0.163 | 0 | 137 | 0.13 | 0 | 92.9 | 0.163 | 0 | 1450 | 285000 | 1300 | 300000
NE-HVAC-airAC-SpltPkg-240to759kBtuh-11p5eer | DEER2017 | D17 v2 |  | Any | ECC | 1985 | CZ10 | cWtd | Cap-Tons | 1308 | 288000 | None | 144 | 0.154 | 0 | 144 | 0.154 | 0 | 144 | 0.154 | 0 | 144 | 0.154 | 0 | DEER:HVAC_Split-Package_AC | Annual | 1719 | 144 | 0.1536 | 0 | 144 | 0.1536 | 0 | NE-HVAC-airAC-SpltPkg-240to759kBtuh-11p5eer_MZDEER2017AnyECC1985CZ10cPVVG | 33748 | NE-HVAC-airAC-SpltPkg-240to759kBtuh-11p5eer_SZDEER2017AnyECC1985CZ10cDXGF | 33747 |  | 151 | 0.146 | 0 | 116 | 0.184 | 0 | 151 | 0.146 | 0 | 116 | 0.184 | 0 | 1340 | 285000 | 1180 | 300000
NE-HVAC-airAC-SpltPkg-240to759kBtuh-11p5eer | DEER2017 | D17 v2 |  | Any | ECC | 1985 | CZ11 | cWtd | Cap-Tons | 1228 | 288000 | None | 149 | 0.122 | 0 | 149 | 0.122 | 0 | 149 | 0.122 | 0 | 149 | 0.122 | 0 | DEER:HVAC_Split-Package_AC | Annual | 1719 | 148.6 | 0.1222 | 0 | 148.6 | 0.1222 | 0 | NE-HVAC-airAC-SpltPkg-240to759kBtuh-11p5eer_MZDEER2017AnyECC1985CZ11cPVVG | 33750 | NE-HVAC-airAC-SpltPkg-240to759kBtuh-11p5eer_SZDEER2017AnyECC1985CZ11cDXGF | 33749 |  | 152 | 0.116 | 0 | 135 | 0.147 | 0 | 152 | 0.116 | 0 | 135 | 0.147 | 0 | 1260 | 285000 | 1100 | 300000
NE-HVAC-airAC-SpltPkg-240to759kBtuh-11p5eer | DEER2017 | D17 v2 |  | Any | ECC | 1985 | CZ12 | cWtd | Cap-Tons | 1228 | 288000 | None | 124 | 0.117 | 0 | 124 | 0.117 | 0 | 124 | 0.117 | 0 | 124 | 0.117 | 0 | DEER:HVAC_Split-Package_AC | Annual | 1719 | 123.6 | 0.1172 | 0 | 123.6 | 0.1172 | 0 | NE-HVAC-airAC-SpltPkg-240to759kBtuh-11p5eer_MZDEER2017AnyECC1985CZ12cPVVG | 33752 | NE-HVAC-airAC-SpltPkg-240to759kBtuh-11p5eer_SZDEER2017AnyECC1985CZ12cDXGF | 33751 |  | 129 | 0.112 | 0 | 102 | 0.138 | 0 | 129 | 0.112 | 0 | 102 | 0.138 | 0 | 1260 | 285000 | 1100 | 300000
NE-HVAC-airAC-SpltPkg-240to759kBtuh-11p5eer | DEER2017 | D17 v2 |  | Any | ECC | 1985 | CZ13 | cWtd | Cap-Tons | 1286 | 288000 | None | 152 | 0.119 | 0 | 152 | 0.119 | 0 | 152 | 0.119 | 0 | 152 | 0.119 | 0 | DEER:HVAC_Split-Package_AC | Annual | 1719 | 152 | 0.119 | 0 | 152 | 0.119 | 0 | NE-HVAC-airAC-SpltPkg-240to759kBtuh-11p5eer_MZDEER2017AnyECC1985CZ13cPVVG | 33754 | NE-HVAC-airAC-SpltPkg-240to759kBtuh-11p5eer_SZDEER2017AnyECC1985CZ13cDXGF | 33753 |  | 156 | 0.113 | 0 | 136 | 0.143 | 0 | 156 | 0.113 | 0 | 136 | 0.143 | 0 | 1320 | 285000 | 1150 | 300000
NE-HVAC-airAC-SpltPkg-240to759kBtuh-11p5eer | DEER2017 | D17 v2 |  | Any | ECC | 1985 | CZ14 | cWtd | Cap-Tons | 1186 | 288000 | None | 153 | 0.148 | 0 | 153 | 0.148 | 0 | 153 | 0.148 | 0 | 153 | 0.148 | 0 | DEER:HVAC_Split-Package_AC | Annual | 1719 | 153.4 | 0.1482 | 0 | 153.4 | 0.1482 | 0 | NE-HVAC-airAC-SpltPkg-240to759kBtuh-11p5eer_MZDEER2017AnyECC1985CZ14cPVVG | 33756 | NE-HVAC-airAC-SpltPkg-240to759kBtuh-11p5eer_SZDEER2017AnyECC1985CZ14cDXGF | 33755 |  | 156 | 0.141 | 0 | 143 | 0.177 | 0 | 156 | 0.141 | 0 | 143 | 0.177 | 0 | 1220 | 285000 | 1050 | 300000
NE-HVAC-airAC-SpltPkg-240to759kBtuh-11p5eer | DEER2017 | D17 v2 |  | Any | ECC | 1985 | CZ15 | cWtd | Cap-Tons | 1448 | 288000 | None | 241 | 0.149 | 0 | 241 | 0.149 | 0 | 241 | 0.149 | 0 | 241 | 0.149 | 0 | DEER:HVAC_Split-Package_AC | Annual | 1719 | 240.6 | 0.1486 | 0 | 240.6 | 0.1486 | 0 | NE-HVAC-airAC-SpltPkg-240to759kBtuh-11p5eer_MZDEER2017AnyECC1985CZ15cPVVG | 33758 | NE-HVAC-airAC-SpltPkg-240to759kBtuh-11p5eer_SZDEER2017AnyECC1985CZ15cDXGF | 33757 |  | 241 | 0.14 | 0 | 239 | 0.183 | 0 | 241 | 0.14 | 0 | 239 | 0.183 | 0 | 1480 | 285000 | 1320 | 300000
NE-HVAC-airAC-SpltPkg-240to759kBtuh-11p5eer | DEER2017 | D17 v2 |  | Any | ECC | 1985 | CZ16 | cWtd | Cap-Tons | 817.4 | 288000 | None | 77.7 | 0.0872 | 0 | 77.7 | 0.0872 | 0 | 77.7 | 0.0872 | 0 | 77.7 | 0.0872 | 0 | DEER:HVAC_Split-Package_AC | Annual | 1719 | 77.74 | 0.08724 | 0 | 77.74 | 0.08724 | 0 | NE-HVAC-airAC-SpltPkg-240to759kBtuh-11p5eer_MZDEER2017AnyECC1985CZ16cPVVG | 33760 | NE-HVAC-airAC-SpltPkg-240to759kBtuh-11p5eer_SZDEER2017AnyECC1985CZ16cDXGF | 33759 |  | 79.4 | 0.0828 | 0 | 71.1 | 0.105 | 0 | 79.4 | 0.0828 | 0 | 71.1 | 0.105 | 0 | 845 | 285000 | 707 | 300000
NE-HVAC-airAC-SpltPkg-240to759kBtuh-11p5eer | DEER2017 | D17 v2 |  | Any | ECC | 1996 | CZ01 | cWtd | Cap-Tons | 642.4 | 288000 | None | 28.2 | 0.0531 | 0 | 28.2 | 0.0531 | 0 | 28.2 | 0.0531 | 0 | 28.2 | 0.0531 | 0 | DEER:HVAC_Split-Package_AC | Annual | 1719 | 28.18 | 0.05312 | 0 | 28.18 | 0.05312 | 0 | NE-HVAC-airAC-SpltPkg-240to759kBtuh-11p5eer_MZDEER2017AnyECC1996CZ01cPVVG | 55090 | NE-HVAC-airAC-SpltPkg-240to759kBtuh-11p5eer_SZDEER2017AnyECC1996CZ01cDXGF | 55089 |  | 32.6 | 0.0526 | 0 | 10.5 | 0.0552 | 0 | 32.6 | 0.0526 | 0 | 10.5 | 0.0552 | 0 | 665 | 285000 | 552 | 300000
NE-HVAC-airAC-SpltPkg-240to759kBtuh-11p5eer | DEER2017 | D17 v2 |  | Any | ECC | 1996 | CZ02 | cWtd | Cap-Tons | 1029.6 | 288000 | None | 95 | 0.114 | 0 | 95 | 0.114 | 0 | 95 | 0.114 | 0 | 95 | 0.114 | 0 | DEER:HVAC_Split-Package_AC | Annual | 1719 | 94.96 | 0.1138 | 0 | 94.96 | 0.1138 | 0 | NE-HVAC-airAC-SpltPkg-240to759kBtuh-11p5eer_MZDEER2017AnyECC1996CZ02cPVVG | 55092 | NE-HVAC-airAC-SpltPkg-240to759kBtuh-11p5eer_SZDEER2017AnyECC1996CZ02cDXGF | 55091 |  | 102 | 0.109 | 0 | 66.8 | 0.133 | 0 | 102 | 0.109 | 0 | 66.8 | 0.133 | 0 | 1050 | 285000 | 948 | 300000
NE-HVAC-airAC-SpltPkg-240to759kBtuh-11p5eer | DEER2017 | D17 v2 |  | Any | ECC | 1996 | CZ03 | cWtd | Cap-Tons | 798.6 | 288000 | None | 74.7 | 0.0758 | 0 | 74.7 | 0.0758 | 0 | 74.7 | 0.0758 | 0 | 74.7 | 0.0758 | 0 | DEER:HVAC_Split-Package_AC | Annual | 1719 | 74.66 | 0.07582 | 0 | 74.66 | 0.07582 | 0 | NE-HVAC-airAC-SpltPkg-240to759kBtuh-11p5eer_MZDEER2017AnyECC1996CZ03cPVVG | 55094 | NE-HVAC-airAC-SpltPkg-240to759kBtuh-11p5eer_SZDEER2017AnyECC1996CZ03cDXGF | 55093 |  | 82.2 | 0.0749 | 0 | 44.5 | 0.0795 | 0 | 82.2 | 0.0749 | 0 | 44.5 | 0.0795 | 0 | 822 | 285000 | 705 | 300000
NE-HVAC-airAC-SpltPkg-240to759kBtuh-11p5eer | DEER2017 | D17 v2 |  | Any | ECC | 1996 | CZ04 | cWtd | Cap-Tons | 977.6 | 288000 | None | 110 | 0.129 | 0 | 110 | 0.129 | 0 | 110 | 0.129 | 0 | 110 | 0.129 | 0 | DEER:HVAC_Split-Package_AC | Annual | 1719 | 110.2 | 0.1292 | 0 | 110.2 | 0.1292 | 0 | NE-HVAC-airAC-SpltPkg-240to759kBtuh-11p5eer_MZDEER2017AnyECC1996CZ04cPVVG | 55096 | NE-HVAC-airAC-SpltPkg-240to759kBtuh-11p5eer_SZDEER2017AnyECC1996CZ04cDXGF | 55095 |  | 118 | 0.123 | 0 | 79 | 0.154 | 0 | 118 | 0.123 | 0 | 79 | 0.154 | 0 | 998 | 285000 | 896 | 300000
NE-HVAC-airAC-SpltPkg-240to759kBtuh-11p5eer | DEER2017 | D17 v2 |  | Any | ECC | 1996 | CZ05 | cWtd | Cap-Tons | 740.4 | 288000 | None | 79.1 | 0.0803 | 0 | 79.1 | 0.0803 | 0 | 79.1 | 0.0803 | 0 | 79.1 | 0.0803 | 0 | DEER:HVAC_Split-Package_AC | Annual | 1719 | 79.06 | 0.08028 | 0 | 79.06 | 0.08028 | 0 | NE-HVAC-airAC-SpltPkg-240to759kBtuh-11p5eer_MZDEER2017AnyECC1996CZ05cPVVG | 55098 | NE-HVAC-airAC-SpltPkg-240to759kBtuh-11p5eer_SZDEER2017AnyECC1996CZ05cDXGF | 55097 |  | 86.5 | 0.0783 | 0 | 49.3 | 0.0882 | 0 | 86.5 | 0.0783 | 0 | 49.3 | 0.0882 | 0 | 764 | 285000 | 646 | 300000
NE-HVAC-airAC-SpltPkg-240to759kBtuh-11p5eer | DEER2017 | D17 v2 |  | Any | ECC | 1996 | CZ06 | cWtd | Cap-Tons | 901.4 | 288000 | None | 130 | 0.111 | 0 | 130 | 0.111 | 0 | 130 | 0.111 | 0 | 130 | 0.111 | 0 | DEER:HVAC_Split-Package_AC | Annual | 1719 | 129.6 | 0.111 | 0 | 129.6 | 0.111 | 0 | NE-HVAC-airAC-SpltPkg-240to759kBtuh-11p5eer_MZDEER2017AnyECC1996CZ06cPVVG | 55100 | NE-HVAC-airAC-SpltPkg-240to759kBtuh-11p5eer_SZDEER2017AnyECC1996CZ06cDXGF | 55099 |  | 139 | 0.106 | 0 | 92 | 0.131 | 0 | 139 | 0.106 | 0 | 92 | 0.131 | 0 | 917 | 285000 | 839 | 300000
NE-HVAC-airAC-SpltPkg-240to759kBtuh-11p5eer | DEER2017 | D17 v2 |  | Any | ECC | 1996 | CZ07 | cWtd | Cap-Tons | 720.8 | 288000 | None | 144 | 0.121 | 0 | 144 | 0.121 | 0 | 144 | 0.121 | 0 | 144 | 0.121 | 0 | DEER:HVAC_Split-Package_AC | Annual | 1719 | 143.8 | 0.121 | 0 | 143.8 | 0.121 | 0 | NE-HVAC-airAC-SpltPkg-240to759kBtuh-11p5eer_MZDEER2017AnyECC1996CZ07cPVVG | 55102 | NE-HVAC-airAC-SpltPkg-240to759kBtuh-11p5eer_SZDEER2017AnyECC1996CZ07cDXGF | 55101 |  | 149 | 0.114 | 0 | 123 | 0.149 | 0 | 149 | 0.114 | 0 | 123 | 0.149 | 0 | 738 | 285000 | 652 | 300000
NE-HVAC-airAC-SpltPkg-240to759kBtuh-11p5eer | DEER2017 | D17 v2 |  | Any | ECC | 1996 | CZ08 | cWtd | Cap-Tons | 979.2 | 288000 | None | 142 | 0.125 | 0 | 142 | 0.125 | 0 | 142 | 0.125 | 0 | 142 | 0.125 | 0 | DEER:HVAC_Split-Package_AC | Annual | 1719 | 142.4 | 0.1246 | 0 | 142.4 | 0.1246 | 0 | NE-HVAC-airAC-SpltPkg-240to759kBtuh-11p5eer_MZDEER2017AnyECC1996CZ08cPVVG | 55104 | NE-HVAC-airAC-SpltPkg-240to759kBtuh-11p5eer_SZDEER2017AnyECC1996CZ08cDXGF | 55103 |  | 150 | 0.119 | 0 | 112 | 0.147 | 0 | 150 | 0.119 | 0 | 112 | 0.147 | 0 | 1000 | 285000 | 896 | 300000
NE-HVAC-airAC-SpltPkg-240to759kBtuh-11p5eer | DEER2017 | D17 v2 |  | Any | ECC | 1996 | CZ09 | cWtd | Cap-Tons | 1256 | 288000 | None | 131 | 0.142 | 0 | 131 | 0.142 | 0 | 131 | 0.142 | 0 | 131 | 0.142 | 0 | DEER:HVAC_Split-Package_AC | Annual | 1719 | 130.5 | 0.142 | 0 | 130.5 | 0.142 | 0 | NE-HVAC-airAC-SpltPkg-240to759kBtuh-11p5eer_MZDEER2017AnyECC1996CZ09cPVVG | 55106 | NE-HVAC-airAC-SpltPkg-240to759kBtuh-11p5eer_SZDEER2017AnyECC1996CZ09cDXGF | 55105 |  | 140 | 0.136 | 0 | 92.5 | 0.166 | 0 | 140 | 0.136 | 0 | 92.5 | 0.166 | 0 | 1270 | 285000 | 1200 | 300000
NE-HVAC-airAC-SpltPkg-240to759kBtuh-11p5eer | DEER2017 | D17 v2 |  | Any | ECC | 1996 | CZ10 | cWtd | Cap-Tons | 1152 | 288000 | None | 145 | 0.16 | 0 | 145 | 0.16 | 0 | 145 | 0.16 | 0 | 145 | 0.16 | 0 | DEER:HVAC_Split-Package_AC | Annual | 1719 | 144.6 | 0.1596 | 0 | 144.6 | 0.1596 | 0 | NE-HVAC-airAC-SpltPkg-240to759kBtuh-11p5eer_MZDEER2017AnyECC1996CZ10cPVVG | 55108 | NE-HVAC-airAC-SpltPkg-240to759kBtuh-11p5eer_SZDEER2017AnyECC1996CZ10cDXGF | 55107 |  | 152 | 0.153 | 0 | 115 | 0.186 | 0 | 152 | 0.153 | 0 | 115 | 0.186 | 0 | 1170 | 285000 | 1080 | 300000
NE-HVAC-airAC-SpltPkg-240to759kBtuh-11p5eer | DEER2017 | D17 v2 |  | Any | ECC | 1996 | CZ11 | cWtd | Cap-Tons | 1041.6 | 288000 | None | 147 | 0.129 | 0 | 147 | 0.129 | 0 | 147 | 0.129 | 0 | 147 | 0.129 | 0 | DEER:HVAC_Split-Package_AC | Annual | 1719 | 146.8 | 0.1286 | 0 | 146.8 | 0.1286 | 0 | NE-HVAC-airAC-SpltPkg-240to759kBtuh-11p5eer_MZDEER2017AnyECC1996CZ11cPVVG | 55110 | NE-HVAC-airAC-SpltPkg-240to759kBtuh-11p5eer_SZDEER2017AnyECC1996CZ11cDXGF | 55109 |  | 150 | 0.123 | 0 | 134 | 0.151 | 0 | 150 | 0.123 | 0 | 134 | 0.151 | 0 | 1060 | 285000 | 968 | 300000
NE-HVAC-airAC-SpltPkg-240to759kBtuh-11p5eer | DEER2017 | D17 v2 |  | Any | ECC | 1996 | CZ12 | cWtd | Cap-Tons | 1051.8 | 288000 | None | 121 | 0.12 | 0 | 121 | 0.12 | 0 | 121 | 0.12 | 0 | 121 | 0.12 | 0 | DEER:HVAC_Split-Package_AC | Annual | 1719 | 121.48 | 0.12 | 0 | 121.48 | 0.12 | 0 | NE-HVAC-airAC-SpltPkg-240to759kBtuh-11p5eer_MZDEER2017AnyECC1996CZ12cPVVG | 55112 | NE-HVAC-airAC-SpltPkg-240to759kBtuh-11p5eer_SZDEER2017AnyECC1996CZ12cDXGF | 55111 |  | 127 | 0.115 | 0 | 99.4 | 0.14 | 0 | 127 | 0.115 | 0 | 99.4 | 0.14 | 0 | 1070 | 285000 | 979 | 300000
NE-HVAC-airAC-SpltPkg-240to759kBtuh-11p5eer | DEER2017 | D17 v2 |  | Any | ECC | 1996 | CZ13 | cWtd | Cap-Tons | 1102 | 288000 | None | 149 | 0.124 | 0 | 149 | 0.124 | 0 | 149 | 0.124 | 0 | 149 | 0.124 | 0 | DEER:HVAC_Split-Package_AC | Annual | 1719 | 148.8 | 0.1236 | 0 | 148.8 | 0.1236 | 0 | NE-HVAC-airAC-SpltPkg-240to759kBtuh-11p5eer_MZDEER2017AnyECC1996CZ13cPVVG | 55114 | NE-HVAC-airAC-SpltPkg-240to759kBtuh-11p5eer_SZDEER2017AnyECC1996CZ13cDXGF | 55113 |  | 152 | 0.118 | 0 | 136 | 0.146 | 0 | 152 | 0.118 | 0 | 136 | 0.146 | 0 | 1120 | 285000 | 1030 | 300000
NE-HVAC-airAC-SpltPkg-240to759kBtuh-11p5eer | DEER2017 | D17 v2 |  | Any | ECC | 1996 | CZ14 | cWtd | Cap-Tons | 1010.2 | 288000 | None | 153 | 0.154 | 0 | 153 | 0.154 | 0 | 153 | 0.154 | 0 | 153 | 0.154 | 0 | DEER:HVAC_Split-Package_AC | Annual | 1719 | 153.4 | 0.1544 | 0 | 153.4 | 0.1544 | 0 | NE-HVAC-airAC-SpltPkg-240to759kBtuh-11p5eer_MZDEER2017AnyECC1996CZ14cPVVG | 55116 | NE-HVAC-airAC-SpltPkg-240to759kBtuh-11p5eer_SZDEER2017AnyECC1996CZ14cDXGF | 55115 |  | 156 | 0.148 | 0 | 143 | 0.18 | 0 | 156 | 0.148 | 0 | 143 | 0.18 | 0 | 1030 | 285000 | 931 | 300000
NE-HVAC-airAC-SpltPkg-240to759kBtuh-11p5eer | DEER2017 | D17 v2 |  | Any | ECC | 1996 | CZ15 | cWtd | Cap-Tons | 1244 | 288000 | None | 243 | 0.156 | 0 | 243 | 0.156 | 0 | 243 | 0.156 | 0 | 243 | 0.156 | 0 | DEER:HVAC_Split-Package_AC | Annual | 1719 | 243.2 | 0.1564 | 0 | 243.2 | 0.1564 | 0 | NE-HVAC-airAC-SpltPkg-240to759kBtuh-11p5eer_MZDEER2017AnyECC1996CZ15cPVVG | 55118 | NE-HVAC-airAC-SpltPkg-240to759kBtuh-11p5eer_SZDEER2017AnyECC1996CZ15cDXGF | 55117 |  | 243 | 0.149 | 0 | 244 | 0.186 | 0 | 243 | 0.149 | 0 | 244 | 0.186 | 0 | 1260 | 285000 | 1180 | 300000
NE-HVAC-airAC-SpltPkg-240to759kBtuh-11p5eer | DEER2017 | D17 v2 |  | Any | ECC | 1996 | CZ16 | cWtd | Cap-Tons | 651.4 | 288000 | None | 79.4 | 0.0924 | 0 | 79.4 | 0.0924 | 0 | 79.4 | 0.0924 | 0 | 79.4 | 0.0924 | 0 | DEER:HVAC_Split-Package_AC | Annual | 1719 | 79.44 | 0.09244 | 0 | 79.44 | 0.09244 | 0 | NE-HVAC-airAC-SpltPkg-240to759kBtuh-11p5eer_MZDEER2017AnyECC1996CZ16cPVVG | 55120 | NE-HVAC-airAC-SpltPkg-240to759kBtuh-11p5eer_SZDEER2017AnyECC1996CZ16cDXGF | 55119 |  | 80.8 | 0.0883 | 0 | 74 | 0.109 | 0 | 80.8 | 0.0883 | 0 | 74 | 0.109 | 0 | 668 | 285000 | 585 | 300000
NE-HVAC-airAC-SpltPkg-240to759kBtuh-11p5eer | DEER2017 | D17 v2 |  | Any | ECC | 2003 | CZ01 | cWtd | Cap-Tons | 586.6 | 288000 | None | 39.1 | 0.0544 | 0 | 39.1 | 0.0544 | 0 | 39.1 | 0.0544 | 0 | 39.1 | 0.0544 | 0 | DEER:HVAC_Split-Package_AC | Annual | 1719 | 39.1 | 0.05436 | 0 | 39.1 | 0.05436 | 0 | NE-HVAC-airAC-SpltPkg-240to759kBtuh-11p5eer_MZDEER2017AnyECC2003CZ01cPVVG | 76450 | NE-HVAC-airAC-SpltPkg-240to759kBtuh-11p5eer_SZDEER2017AnyECC2003CZ01cDXGF | 76449 |  | 46.2 | 0.0544 | 0 | 10.7 | 0.0542 | 0 | 46.2 | 0.0544 | 0 | 10.7 | 0.0542 | 0 | 603 | 285000 | 521 | 300000
NE-HVAC-airAC-SpltPkg-240to759kBtuh-11p5eer | DEER2017 | D17 v2 |  | Any | ECC | 2003 | CZ02 | cWtd | Cap-Tons | 756 | 288000 | None | 101 | 0.126 | 0 | 101 | 0.126 | 0 | 101 | 0.126 | 0 | 101 | 0.126 | 0 | DEER:HVAC_Split-Package_AC | Annual | 1719 | 100.56 | 0.1258 | 0 | 100.56 | 0.1258 | 0 | NE-HVAC-airAC-SpltPkg-240to759kBtuh-11p5eer_MZDEER2017AnyECC2003CZ02cPVVG | 76452 | NE-HVAC-airAC-SpltPkg-240to759kBtuh-11p5eer_SZDEER2017AnyECC2003CZ02cDXGF | 76451 |  | 105 | 0.119 | 0 | 82.8 | 0.153 | 0 | 105 | 0.119 | 0 | 82.8 | 0.153 | 0 | 766 | 285000 | 716 | 300000
NE-HVAC-airAC-SpltPkg-240to759kBtuh-11p5eer | DEER2017 | D17 v2 |  | Any | ECC | 2003 | CZ03 | cWtd | Cap-Tons | 709.6 | 288000 | None | 79.1 | 0.0686 | 0 | 79.1 | 0.0686 | 0 | 79.1 | 0.0686 | 0 | 79.1 | 0.0686 | 0 | DEER:HVAC_Split-Package_AC | Annual | 1719 | 79.08 | 0.06856 | 0 | 79.08 | 0.06856 | 0 | NE-HVAC-airAC-SpltPkg-240to759kBtuh-11p5eer_MZDEER2017AnyECC2003CZ03cPVVG | 76454 | NE-HVAC-airAC-SpltPkg-240to759kBtuh-11p5eer_SZDEER2017AnyECC2003CZ03cDXGF | 76453 |  | 88 | 0.0667 | 0 | 43.4 | 0.076 | 0 | 88 | 0.0667 | 0 | 43.4 | 0.076 | 0 | 726 | 285000 | 644 | 300000
NE-HVAC-airAC-SpltPkg-240to759kBtuh-11p5eer | DEER2017 | D17 v2 |  | Any | ECC | 2003 | CZ04 | cWtd | Cap-Tons | 876 | 288000 | None | 103 | 0.125 | 0 | 103 | 0.125 | 0 | 103 | 0.125 | 0 | 103 | 0.125 | 0 | DEER:HVAC_Split-Package_AC | Annual | 1719 | 102.68 | 0.1252 | 0 | 102.68 | 0.1252 | 0 | NE-HVAC-airAC-SpltPkg-240to759kBtuh-11p5eer_MZDEER2017AnyECC2003CZ04cPVVG | 76456 | NE-HVAC-airAC-SpltPkg-240to759kBtuh-11p5eer_SZDEER2017AnyECC2003CZ04cDXGF | 76455 |  | 109 | 0.118 | 0 | 77.4 | 0.154 | 0 | 109 | 0.118 | 0 | 77.4 | 0.154 | 0 | 889 | 285000 | 824 | 300000
NE-HVAC-airAC-SpltPkg-240to759kBtuh-11p5eer | DEER2017 | D17 v2 |  | Any | ECC | 2003 | CZ05 | cWtd | Cap-Tons | 645.8 | 288000 | None | 83.1 | 0.0741 | 0 | 83.1 | 0.0741 | 0 | 83.1 | 0.0741 | 0 | 83.1 | 0.0741 | 0 | DEER:HVAC_Split-Package_AC | Annual | 1719 | 83.08 | 0.0741 | 0 | 83.08 | 0.0741 | 0 | NE-HVAC-airAC-SpltPkg-240to759kBtuh-11p5eer_MZDEER2017AnyECC2003CZ05cPVVG | 76458 | NE-HVAC-airAC-SpltPkg-240to759kBtuh-11p5eer_SZDEER2017AnyECC2003CZ05cDXGF | 76457 |  | 91.8 | 0.0713 | 0 | 48.2 | 0.0853 | 0 | 91.8 | 0.0713 | 0 | 48.2 | 0.0853 | 0 | 662 | 285000 | 581 | 300000
NE-HVAC-airAC-SpltPkg-240to759kBtuh-11p5eer | DEER2017 | D17 v2 |  | Any | ECC | 2003 | CZ06 | cWtd | Cap-Tons | 911 | 288000 | None | 114 | 0.0958 | 0 | 114 | 0.0958 | 0 | 114 | 0.0958 | 0 | 114 | 0.0958 | 0 | DEER:HVAC_Split-Package_AC | Annual | 1719 | 114.14 | 0.09584 | 0 | 114.14 | 0.09584 | 0 | NE-HVAC-airAC-SpltPkg-240to759kBtuh-11p5eer_MZDEER2017AnyECC2003CZ06cPVVG | 76460 | NE-HVAC-airAC-SpltPkg-240to759kBtuh-11p5eer_SZDEER2017AnyECC2003CZ06cDXGF | 76459 |  | 123 | 0.0908 | 0 | 78.7 | 0.116 | 0 | 123 | 0.0908 | 0 | 78.7 | 0.116 | 0 | 925 | 285000 | 855 | 300000
NE-HVAC-airAC-SpltPkg-240to759kBtuh-11p5eer | DEER2017 | D17 v2 |  | Any | ECC | 2003 | CZ07 | cWtd | Cap-Tons | 774 | 288000 | None | 125 | 0.102 | 0 | 125 | 0.102 | 0 | 125 | 0.102 | 0 | 125 | 0.102 | 0 | DEER:HVAC_Split-Package_AC | Annual | 1719 | 125.44 | 0.10176 | 0 | 125.44 | 0.10176 | 0 | NE-HVAC-airAC-SpltPkg-240to759kBtuh-11p5eer_MZDEER2017AnyECC2003CZ07cPVVG | 76462 | NE-HVAC-airAC-SpltPkg-240to759kBtuh-11p5eer_SZDEER2017AnyECC2003CZ07cDXGF | 76461 |  | 135 | 0.0947 | 0 | 87.2 | 0.13 | 0 | 135 | 0.0947 | 0 | 87.2 | 0.13 | 0 | 791 | 285000 | 706 | 300000
NE-HVAC-airAC-SpltPkg-240to759kBtuh-11p5eer | DEER2017 | D17 v2 |  | Any | ECC | 2003 | CZ08 | cWtd | Cap-Tons | 855.4 | 288000 | None | 138 | 0.123 | 0 | 138 | 0.123 | 0 | 138 | 0.123 | 0 | 138 | 0.123 | 0 | DEER:HVAC_Split-Package_AC | Annual | 1719 | 138.4 | 0.123 | 0 | 138.4 | 0.123 | 0 | NE-HVAC-airAC-SpltPkg-240to759kBtuh-11p5eer_MZDEER2017AnyECC2003CZ08cPVVG | 76464 | NE-HVAC-airAC-SpltPkg-240to759kBtuh-11p5eer_SZDEER2017AnyECC2003CZ08cDXGF | 76463 |  | 144 | 0.116 | 0 | 116 | 0.151 | 0 | 144 | 0.116 | 0 | 116 | 0.151 | 0 | 871 | 285000 | 793 | 300000
NE-HVAC-airAC-SpltPkg-240to759kBtuh-11p5eer | DEER2017 | D17 v2 |  | Any | ECC | 2003 | CZ09 | cWtd | Cap-Tons | 1048 | 288000 | None | 127 | 0.149 | 0 | 127 | 0.149 | 0 | 127 | 0.149 | 0 | 127 | 0.149 | 0 | DEER:HVAC_Split-Package_AC | Annual | 1719 | 127.2 | 0.1486 | 0 | 127.2 | 0.1486 | 0 | NE-HVAC-airAC-SpltPkg-240to759kBtuh-11p5eer_MZDEER2017AnyECC2003CZ09cPVVG | 76466 | NE-HVAC-airAC-SpltPkg-240to759kBtuh-11p5eer_SZDEER2017AnyECC2003CZ09cDXGF | 76465 |  | 134 | 0.142 | 0 | 100 | 0.175 | 0 | 134 | 0.142 | 0 | 100 | 0.175 | 0 | 1060 | 285000 | 1000 | 300000
NE-HVAC-airAC-SpltPkg-240to759kBtuh-11p5eer | DEER2017 | D17 v2 |  | Any | ECC | 2003 | CZ10 | cWtd | Cap-Tons | 1012.2 | 288000 | None | 136 | 0.156 | 0 | 136 | 0.156 | 0 | 136 | 0.156 | 0 | 136 | 0.156 | 0 | DEER:HVAC_Split-Package_AC | Annual | 1719 | 136 | 0.1564 | 0 | 136 | 0.1564 | 0 | NE-HVAC-airAC-SpltPkg-240to759kBtuh-11p5eer_MZDEER2017AnyECC2003CZ10cPVVG | 76468 | NE-HVAC-airAC-SpltPkg-240to759kBtuh-11p5eer_SZDEER2017AnyECC2003CZ10cDXGF | 76467 |  | 141 | 0.149 | 0 | 116 | 0.186 | 0 | 141 | 0.149 | 0 | 116 | 0.186 | 0 | 1020 | 285000 | 981 | 300000
NE-HVAC-airAC-SpltPkg-240to759kBtuh-11p5eer | DEER2017 | D17 v2 |  | Any | ECC | 2003 | CZ11 | cWtd | Cap-Tons | 783.8 | 288000 | None | 164 | 0.146 | 0 | 164 | 0.146 | 0 | 164 | 0.146 | 0 | 164 | 0.146 | 0 | DEER:HVAC_Split-Package_AC | Annual | 1719 | 163.8 | 0.1458 | 0 | 163.8 | 0.1458 | 0 | NE-HVAC-airAC-SpltPkg-240to759kBtuh-11p5eer_MZDEER2017AnyECC2003CZ11cPVVG | 76470 | NE-HVAC-airAC-SpltPkg-240to759kBtuh-11p5eer_SZDEER2017AnyECC2003CZ11cDXGF | 76469 |  | 163 | 0.138 | 0 | 167 | 0.177 | 0 | 163 | 0.138 | 0 | 167 | 0.177 | 0 | 793 | 285000 | 747 | 300000
NE-HVAC-airAC-SpltPkg-240to759kBtuh-11p5eer | DEER2017 | D17 v2 |  | Any | ECC | 2003 | CZ12 | cWtd | Cap-Tons | 955.8 | 288000 | None | 112 | 0.116 | 0 | 112 | 0.116 | 0 | 112 | 0.116 | 0 | 112 | 0.116 | 0 | DEER:HVAC_Split-Package_AC | Annual | 1719 | 112.2 | 0.116 | 0 | 112.2 | 0.116 | 0 | NE-HVAC-airAC-SpltPkg-240to759kBtuh-11p5eer_MZDEER2017AnyECC2003CZ12cPVVG | 76472 | NE-HVAC-airAC-SpltPkg-240to759kBtuh-11p5eer_SZDEER2017AnyECC2003CZ12cDXGF | 76471 |  | 115 | 0.11 | 0 | 101 | 0.14 | 0 | 115 | 0.11 | 0 | 101 | 0.14 | 0 | 967 | 285000 | 911 | 300000
NE-HVAC-airAC-SpltPkg-240to759kBtuh-11p5eer | DEER2017 | D17 v2 |  | Any | ECC | 2003 | CZ13 | cWtd | Cap-Tons | 1019 | 288000 | None | 137 | 0.118 | 0 | 137 | 0.118 | 0 | 137 | 0.118 | 0 | 137 | 0.118 | 0 | DEER:HVAC_Split-Package_AC | Annual | 1719 | 137.2 | 0.1176 | 0 | 137.2 | 0.1176 | 0 | NE-HVAC-airAC-SpltPkg-240to759kBtuh-11p5eer_MZDEER2017AnyECC2003CZ13cPVVG | 76474 | NE-HVAC-airAC-SpltPkg-240to759kBtuh-11p5eer_SZDEER2017AnyECC2003CZ13cDXGF | 76473 |  | 138 | 0.111 | 0 | 134 | 0.144 | 0 | 138 | 0.111 | 0 | 134 | 0.144 | 0 | 1030 | 285000 | 975 | 300000
NE-HVAC-airAC-SpltPkg-240to759kBtuh-11p5eer | DEER2017 | D17 v2 |  | Any | ECC | 2003 | CZ14 | cWtd | Cap-Tons | 782.6 | 288000 | None | 168 | 0.167 | 0 | 168 | 0.167 | 0 | 168 | 0.167 | 0 | 168 | 0.167 | 0 | DEER:HVAC_Split-Package_AC | Annual | 1719 | 168 | 0.1666 | 0 | 168 | 0.1666 | 0 | NE-HVAC-airAC-SpltPkg-240to759kBtuh-11p5eer_MZDEER2017AnyECC2003CZ14cPVVG | 76476 | NE-HVAC-airAC-SpltPkg-240to759kBtuh-11p5eer_SZDEER2017AnyECC2003CZ14cDXGF | 76475 |  | 168 | 0.161 | 0 | 168 | 0.189 | 0 | 168 | 0.161 | 0 | 168 | 0.189 | 0 | 792 | 285000 | 745 | 300000
NE-HVAC-airAC-SpltPkg-240to759kBtuh-11p5eer | DEER2017 | D17 v2 |  | Any | ECC | 2003 | CZ15 | cWtd | Cap-Tons | 1142 | 288000 | None | 234 | 0.153 | 0 | 234 | 0.153 | 0 | 234 | 0.153 | 0 | 234 | 0.153 | 0 | DEER:HVAC_Split-Package_AC | Annual | 1719 | 233.8 | 0.1526 | 0 | 233.8 | 0.1526 | 0 | NE-HVAC-airAC-SpltPkg-240to759kBtuh-11p5eer_MZDEER2017AnyECC2003CZ15cPVVG | 76478 | NE-HVAC-airAC-SpltPkg-240to759kBtuh-11p5eer_SZDEER2017AnyECC2003CZ15cDXGF | 76477 |  | 231 | 0.144 | 0 | 245 | 0.187 | 0 | 231 | 0.144 | 0 | 245 | 0.187 | 0 | 1150 | 285000 | 1110 | 300000
NE-HVAC-airAC-SpltPkg-240to759kBtuh-11p5eer | DEER2017 | D17 v2 |  | Any | ECC | 2003 | CZ16 | cWtd | Cap-Tons | 594.2 | 288000 | None | 80.6 | 0.0874 | 0 | 80.6 | 0.0874 | 0 | 80.6 | 0.0874 | 0 | 80.6 | 0.0874 | 0 | DEER:HVAC_Split-Package_AC | Annual | 1719 | 80.64 | 0.08736 | 0 | 80.64 | 0.08736 | 0 | NE-HVAC-airAC-SpltPkg-240to759kBtuh-11p5eer_MZDEER2017AnyECC2003CZ16cPVVG | 76480 | NE-HVAC-airAC-SpltPkg-240to759kBtuh-11p5eer_SZDEER2017AnyECC2003CZ16cDXGF | 76479 |  | 82.2 | 0.0822 | 0 | 74.4 | 0.108 | 0 | 82.2 | 0.0822 | 0 | 74.4 | 0.108 | 0 | 605 | 285000 | 551 | 300000
NE-HVAC-airAC-SpltPkg-240to759kBtuh-11p5eer | DEER2017 | D17 v2 |  | Any | ECC | 2007 | CZ01 | cWtd | Cap-Tons | 581.2 | 288000 | None | 38.9 | 0.054 | 0 | 38.9 | 0.054 | 0 | 38.9 | 0.054 | 0 | 38.9 | 0.054 | 0 | DEER:HVAC_Split-Package_AC | Annual | 1719 | 38.86 | 0.05398 | 0 | 38.86 | 0.05398 | 0 | NE-HVAC-airAC-SpltPkg-240to759kBtuh-11p5eer_MZDEER2017AnyECC2007CZ01cPVVG | 97810 | NE-HVAC-airAC-SpltPkg-240to759kBtuh-11p5eer_SZDEER2017AnyECC2007CZ01cDXGF | 97809 |  | 46 | 0.0542 | 0 | 10.3 | 0.0531 | 0 | 46 | 0.0542 | 0 | 10.3 | 0.0531 | 0 | 598 | 285000 | 514 | 300000
NE-HVAC-airAC-SpltPkg-240to759kBtuh-11p5eer | DEER2017 | D17 v2 |  | Any | ECC | 2007 | CZ02 | cWtd | Cap-Tons | 749 | 288000 | None | 100 | 0.126 | 0 | 100 | 0.126 | 0 | 100 | 0.126 | 0 | 100 | 0.126 | 0 | DEER:HVAC_Split-Package_AC | Annual | 1719 | 100.38 | 0.1258 | 0 | 100.38 | 0.1258 | 0 | NE-HVAC-airAC-SpltPkg-240to759kBtuh-11p5eer_MZDEER2017AnyECC2007CZ02cPVVG | 97812 | NE-HVAC-airAC-SpltPkg-240to759kBtuh-11p5eer_SZDEER2017AnyECC2007CZ02cDXGF | 97811 |  | 105 | 0.119 | 0 | 81.9 | 0.153 | 0 | 105 | 0.119 | 0 | 81.9 | 0.153 | 0 | 759 | 285000 | 709 | 300000
NE-HVAC-airAC-SpltPkg-240to759kBtuh-11p5eer | DEER2017 | D17 v2 |  | Any | ECC | 2007 | CZ03 | cWtd | Cap-Tons | 703.6 | 288000 | None | 78.7 | 0.0683 | 0 | 78.7 | 0.0683 | 0 | 78.7 | 0.0683 | 0 | 78.7 | 0.0683 | 0 | DEER:HVAC_Split-Package_AC | Annual | 1719 | 78.74 | 0.0683 | 0 | 78.74 | 0.0683 | 0 | NE-HVAC-airAC-SpltPkg-240to759kBtuh-11p5eer_MZDEER2017AnyECC2007CZ03cPVVG | 97814 | NE-HVAC-airAC-SpltPkg-240to759kBtuh-11p5eer_SZDEER2017AnyECC2007CZ03cDXGF | 97813 |  | 87.8 | 0.0665 | 0 | 42.5 | 0.0755 | 0 | 87.8 | 0.0665 | 0 | 42.5 | 0.0755 | 0 | 720 | 285000 | 638 | 300000
NE-HVAC-airAC-SpltPkg-240to759kBtuh-11p5eer | DEER2017 | D17 v2 |  | Any | ECC | 2007 | CZ04 | cWtd | Cap-Tons | 869.6 | 288000 | None | 103 | 0.125 | 0 | 103 | 0.125 | 0 | 103 | 0.125 | 0 | 103 | 0.125 | 0 | DEER:HVAC_Split-Package_AC | Annual | 1719 | 102.58 | 0.1252 | 0 | 102.58 | 0.1252 | 0 | NE-HVAC-airAC-SpltPkg-240to759kBtuh-11p5eer_MZDEER2017AnyECC2007CZ04cPVVG | 97816 | NE-HVAC-airAC-SpltPkg-240to759kBtuh-11p5eer_SZDEER2017AnyECC2007CZ04cDXGF | 97815 |  | 109 | 0.118 | 0 | 76.9 | 0.154 | 0 | 109 | 0.118 | 0 | 76.9 | 0.154 | 0 | 883 | 285000 | 816 | 300000
NE-HVAC-airAC-SpltPkg-240to759kBtuh-11p5eer | DEER2017 | D17 v2 |  | Any | ECC | 2007 | CZ05 | cWtd | Cap-Tons | 640.6 | 288000 | None | 82.6 | 0.0737 | 0 | 82.6 | 0.0737 | 0 | 82.6 | 0.0737 | 0 | 82.6 | 0.0737 | 0 | DEER:HVAC_Split-Package_AC | Annual | 1719 | 82.6 | 0.07372 | 0 | 82.6 | 0.07372 | 0 | NE-HVAC-airAC-SpltPkg-240to759kBtuh-11p5eer_MZDEER2017AnyECC2007CZ05cPVVG | 97818 | NE-HVAC-airAC-SpltPkg-240to759kBtuh-11p5eer_SZDEER2017AnyECC2007CZ05cDXGF | 97817 |  | 91.5 | 0.071 | 0 | 47 | 0.0846 | 0 | 91.5 | 0.071 | 0 | 47 | 0.0846 | 0 | 657 | 285000 | 575 | 300000
NE-HVAC-airAC-SpltPkg-240to759kBtuh-11p5eer | DEER2017 | D17 v2 |  | Any | ECC | 2007 | CZ06 | cWtd | Cap-Tons | 904.6 | 288000 | None | 113 | 0.0958 | 0 | 113 | 0.0958 | 0 | 113 | 0.0958 | 0 | 113 | 0.0958 | 0 | DEER:HVAC_Split-Package_AC | Annual | 1719 | 113.16 | 0.09576 | 0 | 113.16 | 0.09576 | 0 | NE-HVAC-airAC-SpltPkg-240to759kBtuh-11p5eer_MZDEER2017AnyECC2007CZ06cPVVG | 97820 | NE-HVAC-airAC-SpltPkg-240to759kBtuh-11p5eer_SZDEER2017AnyECC2007CZ06cDXGF | 97819 |  | 122 | 0.0907 | 0 | 77.8 | 0.116 | 0 | 122 | 0.0907 | 0 | 77.8 | 0.116 | 0 | 919 | 285000 | 847 | 300000
NE-HVAC-airAC-SpltPkg-240to759kBtuh-11p5eer | DEER2017 | D17 v2 |  | Any | ECC | 2007 | CZ07 | cWtd | Cap-Tons | 767.8 | 288000 | None | 125 | 0.101 | 0 | 125 | 0.101 | 0 | 125 | 0.101 | 0 | 125 | 0.101 | 0 | DEER:HVAC_Split-Package_AC | Annual | 1719 | 125.16 | 0.10148 | 0 | 125.16 | 0.10148 | 0 | NE-HVAC-airAC-SpltPkg-240to759kBtuh-11p5eer_MZDEER2017AnyECC2007CZ07cPVVG | 97822 | NE-HVAC-airAC-SpltPkg-240to759kBtuh-11p5eer_SZDEER2017AnyECC2007CZ07cDXGF | 97821 |  | 135 | 0.0946 | 0 | 85.8 | 0.129 | 0 | 135 | 0.0946 | 0 | 85.8 | 0.129 | 0 | 785 | 285000 | 699 | 300000
NE-HVAC-airAC-SpltPkg-240to759kBtuh-11p5eer | DEER2017 | D17 v2 |  | Any | ECC | 2007 | CZ08 | cWtd | Cap-Tons | 849 | 288000 | None | 138 | 0.123 | 0 | 138 | 0.123 | 0 | 138 | 0.123 | 0 | 138 | 0.123 | 0 | DEER:HVAC_Split-Package_AC | Annual | 1719 | 138.4 | 0.123 | 0 | 138.4 | 0.123 | 0 | NE-HVAC-airAC-SpltPkg-240to759kBtuh-11p5eer_MZDEER2017AnyECC2007CZ08cPVVG | 97824 | NE-HVAC-airAC-SpltPkg-240to759kBtuh-11p5eer_SZDEER2017AnyECC2007CZ08cDXGF | 97823 |  | 144 | 0.116 | 0 | 116 | 0.151 | 0 | 144 | 0.116 | 0 | 116 | 0.151 | 0 | 865 | 285000 | 785 | 300000
NE-HVAC-airAC-SpltPkg-240to759kBtuh-11p5eer | DEER2017 | D17 v2 |  | Any | ECC | 2007 | CZ09 | cWtd | Cap-Tons | 1039 | 288000 | None | 126 | 0.149 | 0 | 126 | 0.149 | 0 | 126 | 0.149 | 0 | 126 | 0.149 | 0 | DEER:HVAC_Split-Package_AC | Annual | 1719 | 126.4 | 0.1488 | 0 | 126.4 | 0.1488 | 0 | NE-HVAC-airAC-SpltPkg-240to759kBtuh-11p5eer_MZDEER2017AnyECC2007CZ09cPVVG | 97826 | NE-HVAC-airAC-SpltPkg-240to759kBtuh-11p5eer_SZDEER2017AnyECC2007CZ09cDXGF | 97825 |  | 133 | 0.142 | 0 | 100 | 0.176 | 0 | 133 | 0.142 | 0 | 100 | 0.176 | 0 | 1050 | 285000 | 995 | 300000
NE-HVAC-airAC-SpltPkg-240to759kBtuh-11p5eer | DEER2017 | D17 v2 |  | Any | ECC | 2007 | CZ10 | cWtd | Cap-Tons | 1010.4 | 288000 | None | 136 | 0.156 | 0 | 136 | 0.156 | 0 | 136 | 0.156 | 0 | 136 | 0.156 | 0 | DEER:HVAC_Split-Package_AC | Annual | 1719 | 135.8 | 0.1564 | 0 | 135.8 | 0.1564 | 0 | NE-HVAC-airAC-SpltPkg-240to759kBtuh-11p5eer_MZDEER2017AnyECC2007CZ10cPVVG | 97828 | NE-HVAC-airAC-SpltPkg-240to759kBtuh-11p5eer_SZDEER2017AnyECC2007CZ10cDXGF | 97827 |  | 141 | 0.149 | 0 | 115 | 0.186 | 0 | 141 | 0.149 | 0 | 115 | 0.186 | 0 | 1020 | 285000 | 972 | 300000
NE-HVAC-airAC-SpltPkg-240to759kBtuh-11p5eer | DEER2017 | D17 v2 |  | Any | ECC | 2007 | CZ11 | cWtd | Cap-Tons | 777.4 | 288000 | None | 163 | 0.146 | 0 | 163 | 0.146 | 0 | 163 | 0.146 | 0 | 163 | 0.146 | 0 | DEER:HVAC_Split-Package_AC | Annual | 1719 | 163 | 0.1458 | 0 | 163 | 0.1458 | 0 | NE-HVAC-airAC-SpltPkg-240to759kBtuh-11p5eer_MZDEER2017AnyECC2007CZ11cPVVG | 97830 | NE-HVAC-airAC-SpltPkg-240to759kBtuh-11p5eer_SZDEER2017AnyECC2007CZ11cDXGF | 97829 |  | 162 | 0.138 | 0 | 167 | 0.177 | 0 | 162 | 0.138 | 0 | 167 | 0.177 | 0 | 787 | 285000 | 739 | 300000
NE-HVAC-airAC-SpltPkg-240to759kBtuh-11p5eer | DEER2017 | D17 v2 |  | Any | ECC | 2007 | CZ12 | cWtd | Cap-Tons | 948.4 | 288000 | None | 112 | 0.116 | 0 | 112 | 0.116 | 0 | 112 | 0.116 | 0 | 112 | 0.116 | 0 | DEER:HVAC_Split-Package_AC | Annual | 1719 | 112.2 | 0.1162 | 0 | 112.2 | 0.1162 | 0 | NE-HVAC-airAC-SpltPkg-240to759kBtuh-11p5eer_MZDEER2017AnyECC2007CZ12cPVVG | 97832 | NE-HVAC-airAC-SpltPkg-240to759kBtuh-11p5eer_SZDEER2017AnyECC2007CZ12cDXGF | 97831 |  | 115 | 0.11 | 0 | 101 | 0.141 | 0 | 115 | 0.11 | 0 | 101 | 0.141 | 0 | 960 | 285000 | 902 | 300000
NE-HVAC-airAC-SpltPkg-240to759kBtuh-11p5eer | DEER2017 | D17 v2 |  | Any | ECC | 2007 | CZ13 | cWtd | Cap-Tons | 1009.2 | 288000 | None | 137 | 0.118 | 0 | 137 | 0.118 | 0 | 137 | 0.118 | 0 | 137 | 0.118 | 0 | DEER:HVAC_Split-Package_AC | Annual | 1719 | 137.2 | 0.1176 | 0 | 137.2 | 0.1176 | 0 | NE-HVAC-airAC-SpltPkg-240to759kBtuh-11p5eer_MZDEER2017AnyECC2007CZ13cPVVG | 97834 | NE-HVAC-airAC-SpltPkg-240to759kBtuh-11p5eer_SZDEER2017AnyECC2007CZ13cDXGF | 97833 |  | 138 | 0.111 | 0 | 134 | 0.144 | 0 | 138 | 0.111 | 0 | 134 | 0.144 | 0 | 1020 | 285000 | 966 | 300000
NE-HVAC-airAC-SpltPkg-240to759kBtuh-11p5eer | DEER2017 | D17 v2 |  | Any | ECC | 2007 | CZ14 | cWtd | Cap-Tons | 776.2 | 288000 | None | 167 | 0.167 | 0 | 167 | 0.167 | 0 | 167 | 0.167 | 0 | 167 | 0.167 | 0 | DEER:HVAC_Split-Package_AC | Annual | 1719 | 167 | 0.1666 | 0 | 167 | 0.1666 | 0 | NE-HVAC-airAC-SpltPkg-240to759kBtuh-11p5eer_MZDEER2017AnyECC2007CZ14cPVVG | 97836 | NE-HVAC-airAC-SpltPkg-240to759kBtuh-11p5eer_SZDEER2017AnyECC2007CZ14cDXGF | 97835 |  | 167 | 0.161 | 0 | 167 | 0.189 | 0 | 167 | 0.161 | 0 | 167 | 0.189 | 0 | 786 | 285000 | 737 | 300000
NE-HVAC-airAC-SpltPkg-240to759kBtuh-11p5eer | DEER2017 | D17 v2 |  | Any | ECC | 2007 | CZ15 | cWtd | Cap-Tons | 1132 | 288000 | None | 234 | 0.153 | 0 | 234 | 0.153 | 0 | 234 | 0.153 | 0 | 234 | 0.153 | 0 | DEER:HVAC_Split-Package_AC | Annual | 1719 | 233.8 | 0.1526 | 0 | 233.8 | 0.1526 | 0 | NE-HVAC-airAC-SpltPkg-240to759kBtuh-11p5eer_MZDEER2017AnyECC2007CZ15cPVVG | 97838 | NE-HVAC-airAC-SpltPkg-240to759kBtuh-11p5eer_SZDEER2017AnyECC2007CZ15cDXGF | 97837 |  | 231 | 0.144 | 0 | 245 | 0.187 | 0 | 231 | 0.144 | 0 | 245 | 0.187 | 0 | 1140 | 285000 | 1100 | 300000
NE-HVAC-airAC-SpltPkg-240to759kBtuh-11p5eer | DEER2017 | D17 v2 |  | Any | ECC | 2007 | CZ16 | cWtd | Cap-Tons | 588.2 | 288000 | None | 80.4 | 0.0874 | 0 | 80.4 | 0.0874 | 0 | 80.4 | 0.0874 | 0 | 80.4 | 0.0874 | 0 | DEER:HVAC_Split-Package_AC | Annual | 1719 | 80.38 | 0.08736 | 0 | 80.38 | 0.08736 | 0 | NE-HVAC-airAC-SpltPkg-240to759kBtuh-11p5eer_MZDEER2017AnyECC2007CZ16cPVVG | 97840 | NE-HVAC-airAC-SpltPkg-240to759kBtuh-11p5eer_SZDEER2017AnyECC2007CZ16cDXGF | 97839 |  | 82 | 0.0822 | 0 | 73.9 | 0.108 | 0 | 82 | 0.0822 | 0 | 73.9 | 0.108 | 0 | 599 | 285000 | 545 | 300000
NE-HVAC-airAC-SpltPkg-240to759kBtuh-11p5eer | DEER2017 | D17 v2 |  | Any | ECC | 2011 | CZ01 | cWtd | Cap-Tons | 572.6 | 288000 | None | 119 | 0.0653 | 3.58 | 39.2 | 0.0537 | 0 | 119 | 0.0653 | 3.58 | 39.2 | 0.0537 | 0 | DEER:HVAC_Split-Package_AC | Annual | 1719 | 118.72 | 0.06528 | 3.58 | 39.18 | 0.05366 | 0 | NE-HVAC-airAC-SpltPkg-240to759kBtuh-11p5eer_MZDEER2017AnyECC2011CZ01cPVVG | 119170 | NE-HVAC-airAC-SpltPkg-240to759kBtuh-11p5eer_SZDEER2017AnyECC2011CZ01cDXGF | 119169 |  | 46.4 | 0.0541 | 0 | 408 | 0.11 | 17.9 | 46.4 | 0.0541 | 0 | 10.3 | 0.0519 | 0 | 589 | 285000 | 507 | 300000
NE-HVAC-airAC-SpltPkg-240to759kBtuh-11p5eer | DEER2017 | D17 v2 |  | Any | ECC | 2011 | CZ02 | cWtd | Cap-Tons | 738 | 288000 | None | 184 | 0.148 | -1.5 | 100 | 0.125 | 0 | 184 | 0.148 | -1.5 | 100 | 0.125 | 0 | DEER:HVAC_Split-Package_AC | Annual | 1719 | 184.4 | 0.148 | -1.5 | 100.16 | 0.1254 | 0 | NE-HVAC-airAC-SpltPkg-240to759kBtuh-11p5eer_MZDEER2017AnyECC2011CZ02cPVVG | 119172 | NE-HVAC-airAC-SpltPkg-240to759kBtuh-11p5eer_SZDEER2017AnyECC2011CZ02cDXGF | 119171 |  | 105 | 0.119 | 0 | 502 | 0.264 | -7.5 | 105 | 0.119 | 0 | 80.8 | 0.151 | 0 | 747 | 285000 | 702 | 300000
NE-HVAC-airAC-SpltPkg-240to759kBtuh-11p5eer | DEER2017 | D17 v2 |  | Any | ECC | 2011 | CZ03 | cWtd | Cap-Tons | 692.4 | 288000 | None | 158 | 0.0971 | -0.618 | 78.8 | 0.0682 | 0 | 158 | 0.0971 | -0.618 | 78.8 | 0.0682 | 0 | DEER:HVAC_Split-Package_AC | Annual | 1719 | 158.2 | 0.09708 | -0.618 | 78.78 | 0.06824 | 0 | NE-HVAC-airAC-SpltPkg-240to759kBtuh-11p5eer_MZDEER2017AnyECC2011CZ03cPVVG | 119174 | NE-HVAC-airAC-SpltPkg-240to759kBtuh-11p5eer_SZDEER2017AnyECC2011CZ03cDXGF | 119173 |  | 88 | 0.0666 | 0 | 439 | 0.219 | -3.09 | 88 | 0.0666 | 0 | 41.9 | 0.0748 | 0 | 708 | 285000 | 630 | 300000
NE-HVAC-airAC-SpltPkg-240to759kBtuh-11p5eer | DEER2017 | D17 v2 |  | Any | ECC | 2011 | CZ04 | cWtd | Cap-Tons | 857.4 | 288000 | None | 190 | 0.147 | -1.15 | 102 | 0.126 | 0 | 190 | 0.147 | -1.15 | 102 | 0.126 | 0 | DEER:HVAC_Split-Package_AC | Annual | 1719 | 189.6 | 0.1468 | -1.152 | 102.48 | 0.1258 | 0 | NE-HVAC-airAC-SpltPkg-240to759kBtuh-11p5eer_MZDEER2017AnyECC2011CZ04cPVVG | 119176 | NE-HVAC-airAC-SpltPkg-240to759kBtuh-11p5eer_SZDEER2017AnyECC2011CZ04cDXGF | 119175 |  | 109 | 0.119 | 0 | 512 | 0.258 | -5.76 | 109 | 0.119 | 0 | 76.4 | 0.153 | 0 | 870 | 285000 | 807 | 300000
NE-HVAC-airAC-SpltPkg-240to759kBtuh-11p5eer | DEER2017 | D17 v2 |  | Any | ECC | 2011 | CZ05 | cWtd | Cap-Tons | 630.2 | 288000 | None | 158 | 0.102 | 1.38 | 82.5 | 0.0736 | 0 | 158 | 0.102 | 1.38 | 82.5 | 0.0736 | 0 | DEER:HVAC_Split-Package_AC | Annual | 1719 | 157.96 | 0.1022 | 1.38 | 82.54 | 0.07356 | 0 | NE-HVAC-airAC-SpltPkg-240to759kBtuh-11p5eer_MZDEER2017AnyECC2011CZ05cPVVG | 119178 | NE-HVAC-airAC-SpltPkg-240to759kBtuh-11p5eer_SZDEER2017AnyECC2011CZ05cDXGF | 119177 |  | 91.7 | 0.071 | 0 | 423 | 0.227 | 6.9 | 91.7 | 0.071 | 0 | 45.9 | 0.0838 | 0 | 646 | 285000 | 567 | 300000
NE-HVAC-airAC-SpltPkg-240to759kBtuh-11p5eer | DEER2017 | D17 v2 |  | Any | ECC | 2011 | CZ06 | cWtd | Cap-Tons | 893.4 | 288000 | None | 189 | 0.115 | -0.59 | 113 | 0.0956 | 0 | 189 | 0.115 | -0.59 | 113 | 0.0956 | 0 | DEER:HVAC_Split-Package_AC | Annual | 1719 | 188.6 | 0.11484 | -0.59 | 112.96 | 0.09564 | 0 | NE-HVAC-airAC-SpltPkg-240to759kBtuh-11p5eer_MZDEER2017AnyECC2011CZ06cPVVG | 119180 | NE-HVAC-airAC-SpltPkg-240to759kBtuh-11p5eer_SZDEER2017AnyECC2011CZ06cDXGF | 119179 |  | 122 | 0.0908 | 0 | 455 | 0.211 | -2.95 | 122 | 0.0908 | 0 | 76.8 | 0.115 | 0 | 907 | 285000 | 839 | 300000
NE-HVAC-airAC-SpltPkg-240to759kBtuh-11p5eer | DEER2017 | D17 v2 |  | Any | ECC | 2011 | CZ07 | cWtd | Cap-Tons | 756.8 | 288000 | None | 185 | 0.116 | -0.29 | 125 | 0.101 | 0 | 185 | 0.116 | -0.29 | 125 | 0.101 | 0 | DEER:HVAC_Split-Package_AC | Annual | 1719 | 185.2 | 0.11576 | -0.29 | 124.84 | 0.10096 | 0 | NE-HVAC-airAC-SpltPkg-240to759kBtuh-11p5eer_MZDEER2017AnyECC2011CZ07cPVVG | 119182 | NE-HVAC-airAC-SpltPkg-240to759kBtuh-11p5eer_SZDEER2017AnyECC2011CZ07cDXGF | 119181 |  | 135 | 0.0947 | 0 | 386 | 0.2 | -1.45 | 135 | 0.0947 | 0 | 84.2 | 0.126 | 0 | 773 | 285000 | 692 | 300000
NE-HVAC-airAC-SpltPkg-240to759kBtuh-11p5eer | DEER2017 | D17 v2 |  | Any | ECC | 2011 | CZ08 | cWtd | Cap-Tons | 837 | 288000 | None | 212 | 0.14 | -0.456 | 138 | 0.123 | 0 | 212 | 0.14 | -0.456 | 138 | 0.123 | 0 | DEER:HVAC_Split-Package_AC | Annual | 1719 | 211.8 | 0.1396 | -0.456 | 138.2 | 0.1228 | 0 | NE-HVAC-airAC-SpltPkg-240to759kBtuh-11p5eer_MZDEER2017AnyECC2011CZ08cPVVG | 119184 | NE-HVAC-airAC-SpltPkg-240to759kBtuh-11p5eer_SZDEER2017AnyECC2011CZ08cDXGF | 119183 |  | 144 | 0.116 | 0 | 483 | 0.234 | -2.28 | 144 | 0.116 | 0 | 115 | 0.15 | 0 | 852 | 285000 | 777 | 300000
NE-HVAC-airAC-SpltPkg-240to759kBtuh-11p5eer | DEER2017 | D17 v2 |  | Any | ECC | 2011 | CZ09 | cWtd | Cap-Tons | 1029.2 | 288000 | None | 213 | 0.168 | -0.576 | 126 | 0.149 | 0 | 213 | 0.168 | -0.576 | 126 | 0.149 | 0 | DEER:HVAC_Split-Package_AC | Annual | 1719 | 213 | 0.1684 | -0.576 | 126.2 | 0.1486 | 0 | NE-HVAC-airAC-SpltPkg-240to759kBtuh-11p5eer_MZDEER2017AnyECC2011CZ09cPVVG | 119186 | NE-HVAC-airAC-SpltPkg-240to759kBtuh-11p5eer_SZDEER2017AnyECC2011CZ09cDXGF | 119185 |  | 133 | 0.142 | 0 | 533 | 0.274 | -2.88 | 133 | 0.142 | 0 | 99 | 0.175 | 0 | 1040 | 285000 | 986 | 300000
NE-HVAC-airAC-SpltPkg-240to759kBtuh-11p5eer | DEER2017 | D17 v2 |  | Any | ECC | 2011 | CZ10 | cWtd | Cap-Tons | 992.6 | 288000 | None | 225 | 0.177 | -0.536 | 136 | 0.156 | 0 | 225 | 0.177 | -0.536 | 136 | 0.156 | 0 | DEER:HVAC_Split-Package_AC | Annual | 1719 | 224.6 | 0.1766 | -0.536 | 135.8 | 0.1564 | 0 | NE-HVAC-airAC-SpltPkg-240to759kBtuh-11p5eer_MZDEER2017AnyECC2011CZ10cPVVG | 119188 | NE-HVAC-airAC-SpltPkg-240to759kBtuh-11p5eer_SZDEER2017AnyECC2011CZ10cDXGF | 119187 |  | 141 | 0.149 | 0 | 559 | 0.287 | -2.68 | 141 | 0.149 | 0 | 115 | 0.186 | 0 | 1000 | 285000 | 963 | 300000
NE-HVAC-airAC-SpltPkg-240to759kBtuh-11p5eer | DEER2017 | D17 v2 |  | Any | ECC | 2011 | CZ11 | cWtd | Cap-Tons | 759.2 | 288000 | None | 252 | 0.162 | -1.5 | 163 | 0.145 | 0 | 252 | 0.162 | -1.5 | 163 | 0.145 | 0 | DEER:HVAC_Split-Package_AC | Annual | 1719 | 252 | 0.162 | -1.5 | 162.6 | 0.145 | 0 | NE-HVAC-airAC-SpltPkg-240to759kBtuh-11p5eer_MZDEER2017AnyECC2011CZ11cPVVG | 119190 | NE-HVAC-airAC-SpltPkg-240to759kBtuh-11p5eer_SZDEER2017AnyECC2011CZ11cDXGF | 119189 |  | 162 | 0.137 | 0 | 612 | 0.262 | -7.5 | 162 | 0.137 | 0 | 165 | 0.177 | 0 | 768 | 285000 | 724 | 300000
NE-HVAC-airAC-SpltPkg-240to759kBtuh-11p5eer | DEER2017 | D17 v2 |  | Any | ECC | 2011 | CZ12 | cWtd | Cap-Tons | 934.4 | 288000 | None | 207 | 0.141 | -1.47 | 112 | 0.116 | 0 | 207 | 0.141 | -1.47 | 112 | 0.116 | 0 | DEER:HVAC_Split-Package_AC | Annual | 1719 | 207 | 0.1408 | -1.468 | 112 | 0.1162 | 0 | NE-HVAC-airAC-SpltPkg-240to759kBtuh-11p5eer_MZDEER2017AnyECC2011CZ12cPVVG | 119192 | NE-HVAC-airAC-SpltPkg-240to759kBtuh-11p5eer_SZDEER2017AnyECC2011CZ12cDXGF | 119191 |  | 115 | 0.11 | 0 | 575 | 0.264 | -7.34 | 115 | 0.11 | 0 | 100 | 0.141 | 0 | 945 | 285000 | 892 | 300000
NE-HVAC-airAC-SpltPkg-240to759kBtuh-11p5eer | DEER2017 | D17 v2 |  | Any | ECC | 2011 | CZ13 | cWtd | Cap-Tons | 988.6 | 288000 | None | 230 | 0.141 | -1.24 | 136 | 0.117 | 0 | 230 | 0.141 | -1.24 | 136 | 0.117 | 0 | DEER:HVAC_Split-Package_AC | Annual | 1719 | 230.2 | 0.1408 | -1.24 | 136.2 | 0.1174 | 0 | NE-HVAC-airAC-SpltPkg-240to759kBtuh-11p5eer_MZDEER2017AnyECC2011CZ13cPVVG | 119194 | NE-HVAC-airAC-SpltPkg-240to759kBtuh-11p5eer_SZDEER2017AnyECC2011CZ13cDXGF | 119193 |  | 137 | 0.111 | 0 | 603 | 0.26 | -6.2 | 137 | 0.111 | 0 | 133 | 0.143 | 0 | 998 | 285000 | 951 | 300000
NE-HVAC-airAC-SpltPkg-240to759kBtuh-11p5eer | DEER2017 | D17 v2 |  | Any | ECC | 2011 | CZ14 | cWtd | Cap-Tons | 758 | 288000 | None | 257 | 0.169 | -1.31 | 167 | 0.167 | 0 | 257 | 0.169 | -1.31 | 167 | 0.167 | 0 | DEER:HVAC_Split-Package_AC | Annual | 1719 | 257.4 | 0.1694 | -1.314 | 166.8 | 0.1666 | 0 | NE-HVAC-airAC-SpltPkg-240to759kBtuh-11p5eer_MZDEER2017AnyECC2011CZ14cPVVG | 119196 | NE-HVAC-airAC-SpltPkg-240to759kBtuh-11p5eer_SZDEER2017AnyECC2011CZ14cDXGF | 119195 |  | 167 | 0.161 | 0 | 619 | 0.203 | -6.57 | 167 | 0.161 | 0 | 166 | 0.189 | 0 | 767 | 285000 | 722 | 300000
NE-HVAC-airAC-SpltPkg-240to759kBtuh-11p5eer | DEER2017 | D17 v2 |  | Any | ECC | 2011 | CZ15 | cWtd | Cap-Tons | 1030 | 288000 | None | 344 | 0.177 | -0.153 | 245 | 0.161 | 0 | 344 | 0.177 | -0.153 | 245 | 0.161 | 0 | DEER:HVAC_Split-Package_AC | Annual | 1719 | 344 | 0.1766 | -0.1534 | 245.2 | 0.1614 | 0 | NE-HVAC-airAC-SpltPkg-240to759kBtuh-11p5eer_MZDEER2017AnyECC2011CZ15cPVVG | 119198 | NE-HVAC-airAC-SpltPkg-240to759kBtuh-11p5eer_SZDEER2017AnyECC2011CZ15cDXGF | 119197 |  | 241 | 0.153 | 0 | 756 | 0.271 | -0.767 | 241 | 0.153 | 0 | 262 | 0.195 | 0 | 1040 | 285000 | 990 | 300000
NE-HVAC-airAC-SpltPkg-240to759kBtuh-11p5eer | DEER2017 | D17 v2 |  | Any | ECC | 2011 | CZ16 | cWtd | Cap-Tons | 574.2 | 288000 | None | 162 | 0.117 | 1.44 | 79.5 | 0.085 | 0 | 162 | 0.117 | 1.44 | 79.5 | 0.085 | 0 | DEER:HVAC_Split-Package_AC | Annual | 1719 | 161.84 | 0.11704 | 1.442 | 79.5 | 0.08504 | 0 | NE-HVAC-airAC-SpltPkg-240to759kBtuh-11p5eer_MZDEER2017AnyECC2011CZ16cPVVG | 119200 | NE-HVAC-airAC-SpltPkg-240to759kBtuh-11p5eer_SZDEER2017AnyECC2011CZ16cDXGF | 119199 |  | 81.3 | 0.0808 | 0 | 484 | 0.262 | 7.21 | 81.3 | 0.0808 | 0 | 72.3 | 0.102 | 0 | 584 | 285000 | 535 | 300000
NE-HVAC-airAC-SpltPkg-240to759kBtuh-11p5eer | DEER2017 | D17 v2 |  | Any | ECC | 2014 | CZ01 | cWtd | Cap-Tons | 536.2 | 288000 | None | 38.3 | 0.0521 | 0 | 38.3 | 0.0521 | 0 | 38.3 | 0.0521 | 0 | 38.3 | 0.0521 | 0 | DEER:HVAC_Split-Package_AC | Annual | 1719 | 38.28 | 0.05206 | 0 | 38.28 | 0.05206 | 0 | NE-HVAC-airAC-SpltPkg-240to759kBtuh-11p5eer_MZDEER2017AnyECC2014CZ01cPVVG | 140530 | NE-HVAC-airAC-SpltPkg-240to759kBtuh-11p5eer_SZDEER2017AnyECC2014CZ01cDXGF | 140529 |  | 45.3 | 0.053 | 0 | 10.2 | 0.0483 | 0 | 45.3 | 0.053 | 0 | 10.2 | 0.0483 | 0 | 552 | 285000 | 473 | 300000
NE-HVAC-airAC-SpltPkg-240to759kBtuh-11p5eer | DEER2017 | D17 v2 |  | Any | ECC | 2014 | CZ02 | cWtd | Cap-Tons | 710.8 | 288000 | None | 97.8 | 0.123 | 0 | 97.8 | 0.123 | 0 | 97.8 | 0.123 | 0 | 97.8 | 0.123 | 0 | DEER:HVAC_Split-Package_AC | Annual | 1719 | 97.82 | 0.1226 | 0 | 97.82 | 0.1226 | 0 | NE-HVAC-airAC-SpltPkg-240to759kBtuh-11p5eer_MZDEER2017AnyECC2014CZ02cPVVG | 140532 | NE-HVAC-airAC-SpltPkg-240to759kBtuh-11p5eer_SZDEER2017AnyECC2014CZ02cDXGF | 140531 |  | 103 | 0.116 | 0 | 77.1 | 0.149 | 0 | 103 | 0.116 | 0 | 77.1 | 0.149 | 0 | 719 | 285000 | 678 | 300000
NE-HVAC-airAC-SpltPkg-240to759kBtuh-11p5eer | DEER2017 | D17 v2 |  | Any | ECC | 2014 | CZ03 | cWtd | Cap-Tons | 614.2 | 288000 | None | 83.2 | 0.069 | 0 | 83.2 | 0.069 | 0 | 83.2 | 0.069 | 0 | 83.2 | 0.069 | 0 | DEER:HVAC_Split-Package_AC | Annual | 1719 | 83.16 | 0.06904 | 0 | 83.16 | 0.06904 | 0 | NE-HVAC-airAC-SpltPkg-240to759kBtuh-11p5eer_MZDEER2017AnyECC2014CZ03cPVVG | 140534 | NE-HVAC-airAC-SpltPkg-240to759kBtuh-11p5eer_SZDEER2017AnyECC2014CZ03cDXGF | 140533 |  | 92.2 | 0.067 | 0 | 47 | 0.0772 | 0 | 92.2 | 0.067 | 0 | 47 | 0.0772 | 0 | 630 | 285000 | 551 | 300000
NE-HVAC-airAC-SpltPkg-240to759kBtuh-11p5eer | DEER2017 | D17 v2 |  | Any | ECC | 2014 | CZ04 | cWtd | Cap-Tons | 814 | 288000 | None | 100 | 0.125 | 0 | 100 | 0.125 | 0 | 100 | 0.125 | 0 | 100 | 0.125 | 0 | DEER:HVAC_Split-Package_AC | Annual | 1719 | 100.42 | 0.1248 | 0 | 100.42 | 0.1248 | 0 | NE-HVAC-airAC-SpltPkg-240to759kBtuh-11p5eer_MZDEER2017AnyECC2014CZ04cPVVG | 140536 | NE-HVAC-airAC-SpltPkg-240to759kBtuh-11p5eer_SZDEER2017AnyECC2014CZ04cDXGF | 140535 |  | 107 | 0.118 | 0 | 74.1 | 0.152 | 0 | 107 | 0.118 | 0 | 74.1 | 0.152 | 0 | 826 | 285000 | 766 | 300000
NE-HVAC-airAC-SpltPkg-240to759kBtuh-11p5eer | DEER2017 | D17 v2 |  | Any | ECC | 2014 | CZ05 | cWtd | Cap-Tons | 616.6 | 288000 | None | 80.1 | 0.0692 | 0 | 80.1 | 0.0692 | 0 | 80.1 | 0.0692 | 0 | 80.1 | 0.0692 | 0 | DEER:HVAC_Split-Package_AC | Annual | 1719 | 80.06 | 0.06916 | 0 | 80.06 | 0.06916 | 0 | NE-HVAC-airAC-SpltPkg-240to759kBtuh-11p5eer_MZDEER2017AnyECC2014CZ05cPVVG | 140538 | NE-HVAC-airAC-SpltPkg-240to759kBtuh-11p5eer_SZDEER2017AnyECC2014CZ05cDXGF | 140537 |  | 89.9 | 0.0671 | 0 | 40.7 | 0.0774 | 0 | 89.9 | 0.0671 | 0 | 40.7 | 0.0774 | 0 | 631 | 285000 | 559 | 300000
NE-HVAC-airAC-SpltPkg-240to759kBtuh-11p5eer | DEER2017 | D17 v2 |  | Any | ECC | 2014 | CZ06 | cWtd | Cap-Tons | 853 | 288000 | None | 113 | 0.0943 | 0 | 113 | 0.0943 | 0 | 113 | 0.0943 | 0 | 113 | 0.0943 | 0 | DEER:HVAC_Split-Package_AC | Annual | 1719 | 112.7 | 0.09428 | 0 | 112.7 | 0.09428 | 0 | NE-HVAC-airAC-SpltPkg-240to759kBtuh-11p5eer_MZDEER2017AnyECC2014CZ06cPVVG | 140540 | NE-HVAC-airAC-SpltPkg-240to759kBtuh-11p5eer_SZDEER2017AnyECC2014CZ06cDXGF | 140539 |  | 122 | 0.0901 | 0 | 75.5 | 0.111 | 0 | 122 | 0.0901 | 0 | 75.5 | 0.111 | 0 | 866 | 285000 | 801 | 300000
NE-HVAC-airAC-SpltPkg-240to759kBtuh-11p5eer | DEER2017 | D17 v2 |  | Any | ECC | 2014 | CZ07 | cWtd | Cap-Tons | 723.4 | 288000 | None | 124 | 0.0996 | 0 | 124 | 0.0996 | 0 | 124 | 0.0996 | 0 | 124 | 0.0996 | 0 | DEER:HVAC_Split-Package_AC | Annual | 1719 | 124.2 | 0.09956 | 0 | 124.2 | 0.09956 | 0 | NE-HVAC-airAC-SpltPkg-240to759kBtuh-11p5eer_MZDEER2017AnyECC2014CZ07cPVVG | 140542 | NE-HVAC-airAC-SpltPkg-240to759kBtuh-11p5eer_SZDEER2017AnyECC2014CZ07cDXGF | 140541 |  | 134 | 0.0937 | 0 | 85 | 0.123 | 0 | 134 | 0.0937 | 0 | 85 | 0.123 | 0 | 739 | 285000 | 661 | 300000
NE-HVAC-airAC-SpltPkg-240to759kBtuh-11p5eer | DEER2017 | D17 v2 |  | Any | ECC | 2014 | CZ08 | cWtd | Cap-Tons | 799.6 | 288000 | None | 136 | 0.122 | 0 | 136 | 0.122 | 0 | 136 | 0.122 | 0 | 136 | 0.122 | 0 | DEER:HVAC_Split-Package_AC | Annual | 1719 | 136.4 | 0.1222 | 0 | 136.4 | 0.1222 | 0 | NE-HVAC-airAC-SpltPkg-240to759kBtuh-11p5eer_MZDEER2017AnyECC2014CZ08cPVVG | 140544 | NE-HVAC-airAC-SpltPkg-240to759kBtuh-11p5eer_SZDEER2017AnyECC2014CZ08cDXGF | 140543 |  | 142 | 0.116 | 0 | 114 | 0.147 | 0 | 142 | 0.116 | 0 | 114 | 0.147 | 0 | 814 | 285000 | 742 | 300000
NE-HVAC-airAC-SpltPkg-240to759kBtuh-11p5eer | DEER2017 | D17 v2 |  | Any | ECC | 2014 | CZ09 | cWtd | Cap-Tons | 949.2 | 288000 | None | 128 | 0.152 | 0 | 128 | 0.152 | 0 | 128 | 0.152 | 0 | 128 | 0.152 | 0 | DEER:HVAC_Split-Package_AC | Annual | 1719 | 127.6 | 0.1516 | 0 | 127.6 | 0.1516 | 0 | NE-HVAC-airAC-SpltPkg-240to759kBtuh-11p5eer_MZDEER2017AnyECC2014CZ09cPVVG | 140546 | NE-HVAC-airAC-SpltPkg-240to759kBtuh-11p5eer_SZDEER2017AnyECC2014CZ09cDXGF | 140545 |  | 134 | 0.145 | 0 | 102 | 0.178 | 0 | 134 | 0.145 | 0 | 102 | 0.178 | 0 | 960 | 285000 | 906 | 300000
NE-HVAC-airAC-SpltPkg-240to759kBtuh-11p5eer | DEER2017 | D17 v2 |  | Any | ECC | 2014 | CZ10 | cWtd | Cap-Tons | 966.8 | 288000 | None | 132 | 0.156 | 0 | 132 | 0.156 | 0 | 132 | 0.156 | 0 | 132 | 0.156 | 0 | DEER:HVAC_Split-Package_AC | Annual | 1719 | 131.8 | 0.1562 | 0 | 131.8 | 0.1562 | 0 | NE-HVAC-airAC-SpltPkg-240to759kBtuh-11p5eer_MZDEER2017AnyECC2014CZ10cPVVG | 140548 | NE-HVAC-airAC-SpltPkg-240to759kBtuh-11p5eer_SZDEER2017AnyECC2014CZ10cDXGF | 140547 |  | 137 | 0.149 | 0 | 111 | 0.185 | 0 | 137 | 0.149 | 0 | 111 | 0.185 | 0 | 975 | 285000 | 934 | 300000
NE-HVAC-airAC-SpltPkg-240to759kBtuh-11p5eer | DEER2017 | D17 v2 |  | Any | ECC | 2014 | CZ11 | cWtd | Cap-Tons | 729.6 | 288000 | None | 158 | 0.143 | 0 | 158 | 0.143 | 0 | 158 | 0.143 | 0 | 158 | 0.143 | 0 | DEER:HVAC_Split-Package_AC | Annual | 1719 | 158 | 0.1434 | 0 | 158 | 0.1434 | 0 | NE-HVAC-airAC-SpltPkg-240to759kBtuh-11p5eer_MZDEER2017AnyECC2014CZ11cPVVG | 140550 | NE-HVAC-airAC-SpltPkg-240to759kBtuh-11p5eer_SZDEER2017AnyECC2014CZ11cDXGF | 140549 |  | 157 | 0.135 | 0 | 162 | 0.177 | 0 | 157 | 0.135 | 0 | 162 | 0.177 | 0 | 738 | 285000 | 696 | 300000
NE-HVAC-airAC-SpltPkg-240to759kBtuh-11p5eer | DEER2017 | D17 v2 |  | Any | ECC | 2014 | CZ12 | cWtd | Cap-Tons | 904.8 | 288000 | None | 109 | 0.113 | 0 | 109 | 0.113 | 0 | 109 | 0.113 | 0 | 109 | 0.113 | 0 | DEER:HVAC_Split-Package_AC | Annual | 1719 | 108.96 | 0.1134 | 0 | 108.96 | 0.1134 | 0 | NE-HVAC-airAC-SpltPkg-240to759kBtuh-11p5eer_MZDEER2017AnyECC2014CZ12cPVVG | 140552 | NE-HVAC-airAC-SpltPkg-240to759kBtuh-11p5eer_SZDEER2017AnyECC2014CZ12cDXGF | 140551 |  | 112 | 0.107 | 0 | 96.8 | 0.139 | 0 | 112 | 0.107 | 0 | 96.8 | 0.139 | 0 | 915 | 285000 | 864 | 300000
NE-HVAC-airAC-SpltPkg-240to759kBtuh-11p5eer | DEER2017 | D17 v2 |  | Any | ECC | 2014 | CZ13 | cWtd | Cap-Tons | 814.2 | 288000 | None | 152 | 0.133 | 0 | 152 | 0.133 | 0 | 152 | 0.133 | 0 | 152 | 0.133 | 0 | DEER:HVAC_Split-Package_AC | Annual | 1719 | 152.4 | 0.1334 | 0 | 152.4 | 0.1334 | 0 | NE-HVAC-airAC-SpltPkg-240to759kBtuh-11p5eer_MZDEER2017AnyECC2014CZ13cPVVG | 140554 | NE-HVAC-airAC-SpltPkg-240to759kBtuh-11p5eer_SZDEER2017AnyECC2014CZ13cDXGF | 140553 |  | 150 | 0.125 | 0 | 162 | 0.167 | 0 | 150 | 0.125 | 0 | 162 | 0.167 | 0 | 829 | 285000 | 755 | 300000
NE-HVAC-airAC-SpltPkg-240to759kBtuh-11p5eer | DEER2017 | D17 v2 |  | Any | ECC | 2014 | CZ14 | cWtd | Cap-Tons | 728.2 | 288000 | None | 162 | 0.167 | 0 | 162 | 0.167 | 0 | 162 | 0.167 | 0 | 162 | 0.167 | 0 | DEER:HVAC_Split-Package_AC | Annual | 1719 | 162.2 | 0.1666 | 0 | 162.2 | 0.1666 | 0 | NE-HVAC-airAC-SpltPkg-240to759kBtuh-11p5eer_MZDEER2017AnyECC2014CZ14cPVVG | 140556 | NE-HVAC-airAC-SpltPkg-240to759kBtuh-11p5eer_SZDEER2017AnyECC2014CZ14cDXGF | 140555 |  | 162 | 0.161 | 0 | 163 | 0.189 | 0 | 162 | 0.161 | 0 | 163 | 0.189 | 0 | 737 | 285000 | 693 | 300000
NE-HVAC-airAC-SpltPkg-240to759kBtuh-11p5eer | DEER2017 | D17 v2 |  | Any | ECC | 2014 | CZ15 | cWtd | Cap-Tons | 926.2 | 288000 | None | 255 | 0.17 | 0 | 255 | 0.17 | 0 | 255 | 0.17 | 0 | 255 | 0.17 | 0 | DEER:HVAC_Split-Package_AC | Annual | 1719 | 255.2 | 0.17 | 0 | 255.2 | 0.17 | 0 | NE-HVAC-airAC-SpltPkg-240to759kBtuh-11p5eer_MZDEER2017AnyECC2014CZ15cPVVG | 140558 | NE-HVAC-airAC-SpltPkg-240to759kBtuh-11p5eer_SZDEER2017AnyECC2014CZ15cDXGF | 140557 |  | 249 | 0.162 | 0 | 280 | 0.202 | 0 | 249 | 0.162 | 0 | 280 | 0.202 | 0 | 938 | 285000 | 879 | 300000
NE-HVAC-airAC-SpltPkg-240to759kBtuh-11p5eer | DEER2017 | D17 v2 |  | Any | ECC | 2014 | CZ16 | cWtd | Cap-Tons | 532 | 288000 | None | 75.7 | 0.0811 | 0 | 75.7 | 0.0811 | 0 | 75.7 | 0.0811 | 0 | 75.7 | 0.0811 | 0 | DEER:HVAC_Split-Package_AC | Annual | 1719 | 75.72 | 0.08112 | 0 | 75.72 | 0.08112 | 0 | NE-HVAC-airAC-SpltPkg-240to759kBtuh-11p5eer_MZDEER2017AnyECC2014CZ16cPVVG | 140560 | NE-HVAC-airAC-SpltPkg-240to759kBtuh-11p5eer_SZDEER2017AnyECC2014CZ16cDXGF | 140559 |  | 77.9 | 0.0772 | 0 | 67 | 0.0968 | 0 | 77.9 | 0.0772 | 0 | 67 | 0.0968 | 0 | 541 | 285000 | 496 | 300000
NE-HVAC-airAC-SpltPkg-240to759kBtuh-11p5eer | DEER2017 | D17 v2 |  | Any | ECC | New | CZ01 | cWtd | Cap-Tons | 536.2 | 288000 | None | 38.3 | 0.0521 | 0 | 38.3 | 0.0521 | 0 | 38.3 | 0.0521 | 0 | 38.3 | 0.0521 | 0 | DEER:HVAC_Split-Package_AC | Annual | 1719 | 38.28 | 0.05206 | 0 | 38.28 | 0.05206 | 0 | NE-HVAC-airAC-SpltPkg-240to759kBtuh-11p5eer_MZDEER2017AnyECCNewCZ01cPVVG | 165130 | NE-HVAC-airAC-SpltPkg-240to759kBtuh-11p5eer_SZDEER2017AnyECCNewCZ01cDXGF | 165129 |  | 45.3 | 0.053 | 0 | 10.2 | 0.0483 | 0 | 45.3 | 0.053 | 0 | 10.2 | 0.0483 | 0 | 552 | 285000 | 473 | 300000
NE-HVAC-airAC-SpltPkg-240to759kBtuh-11p5eer | DEER2017 | D17 v2 |  | Any | ECC | New | CZ02 | cWtd | Cap-Tons | 710.8 | 288000 | None | 97.8 | 0.123 | 0 | 97.8 | 0.123 | 0 | 97.8 | 0.123 | 0 | 97.8 | 0.123 | 0 | DEER:HVAC_Split-Package_AC | Annual | 1719 | 97.82 | 0.1226 | 0 | 97.82 | 0.1226 | 0 | NE-HVAC-airAC-SpltPkg-240to759kBtuh-11p5eer_MZDEER2017AnyECCNewCZ02cPVVG | 165132 | NE-HVAC-airAC-SpltPkg-240to759kBtuh-11p5eer_SZDEER2017AnyECCNewCZ02cDXGF | 165131 |  | 103 | 0.116 | 0 | 77.1 | 0.149 | 0 | 103 | 0.116 | 0 | 77.1 | 0.149 | 0 | 719 | 285000 | 678 | 300000
NE-HVAC-airAC-SpltPkg-240to759kBtuh-11p5eer | DEER2017 | D17 v2 |  | Any | ECC | New | CZ03 | cWtd | Cap-Tons | 614.2 | 288000 | None | 83.2 | 0.069 | 0 | 83.2 | 0.069 | 0 | 83.2 | 0.069 | 0 | 83.2 | 0.069 | 0 | DEER:HVAC_Split-Package_AC | Annual | 1719 | 83.16 | 0.06904 | 0 | 83.16 | 0.06904 | 0 | NE-HVAC-airAC-SpltPkg-240to759kBtuh-11p5eer_MZDEER2017AnyECCNewCZ03cPVVG | 165134 | NE-HVAC-airAC-SpltPkg-240to759kBtuh-11p5eer_SZDEER2017AnyECCNewCZ03cDXGF | 165133 |  | 92.2 | 0.067 | 0 | 47 | 0.0772 | 0 | 92.2 | 0.067 | 0 | 47 | 0.0772 | 0 | 630 | 285000 | 551 | 300000
NE-HVAC-airAC-SpltPkg-240to759kBtuh-11p5eer | DEER2017 | D17 v2 |  | Any | ECC | New | CZ04 | cWtd | Cap-Tons | 814 | 288000 | None | 100 | 0.125 | 0 | 100 | 0.125 | 0 | 100 | 0.125 | 0 | 100 | 0.125 | 0 | DEER:HVAC_Split-Package_AC | Annual | 1719 | 100.42 | 0.1248 | 0 | 100.42 | 0.1248 | 0 | NE-HVAC-airAC-SpltPkg-240to759kBtuh-11p5eer_MZDEER2017AnyECCNewCZ04cPVVG | 165136 | NE-HVAC-airAC-SpltPkg-240to759kBtuh-11p5eer_SZDEER2017AnyECCNewCZ04cDXGF | 165135 |  | 107 | 0.118 | 0 | 74.1 | 0.152 | 0 | 107 | 0.118 | 0 | 74.1 | 0.152 | 0 | 826 | 285000 | 766 | 300000
NE-HVAC-airAC-SpltPkg-240to759kBtuh-11p5eer | DEER2017 | D17 v2 |  | Any | ECC | New | CZ05 | cWtd | Cap-Tons | 616.6 | 288000 | None | 80.1 | 0.0692 | 0 | 80.1 | 0.0692 | 0 | 80.1 | 0.0692 | 0 | 80.1 | 0.0692 | 0 | DEER:HVAC_Split-Package_AC | Annual | 1719 | 80.06 | 0.06916 | 0 | 80.06 | 0.06916 | 0 | NE-HVAC-airAC-SpltPkg-240to759kBtuh-11p5eer_MZDEER2017AnyECCNewCZ05cPVVG | 165138 | NE-HVAC-airAC-SpltPkg-240to759kBtuh-11p5eer_SZDEER2017AnyECCNewCZ05cDXGF | 165137 |  | 89.9 | 0.0671 | 0 | 40.7 | 0.0774 | 0 | 89.9 | 0.0671 | 0 | 40.7 | 0.0774 | 0 | 631 | 285000 | 559 | 300000
NE-HVAC-airAC-SpltPkg-240to759kBtuh-11p5eer | DEER2017 | D17 v2 |  | Any | ECC | New | CZ06 | cWtd | Cap-Tons | 853 | 288000 | None | 113 | 0.0943 | 0 | 113 | 0.0943 | 0 | 113 | 0.0943 | 0 | 113 | 0.0943 | 0 | DEER:HVAC_Split-Package_AC | Annual | 1719 | 112.7 | 0.09428 | 0 | 112.7 | 0.09428 | 0 | NE-HVAC-airAC-SpltPkg-240to759kBtuh-11p5eer_MZDEER2017AnyECCNewCZ06cPVVG | 165140 | NE-HVAC-airAC-SpltPkg-240to759kBtuh-11p5eer_SZDEER2017AnyECCNewCZ06cDXGF | 165139 |  | 122 | 0.0901 | 0 | 75.5 | 0.111 | 0 | 122 | 0.0901 | 0 | 75.5 | 0.111 | 0 | 866 | 285000 | 801 | 300000
NE-HVAC-airAC-SpltPkg-240to759kBtuh-11p5eer | DEER2017 | D17 v2 |  | Any | ECC | New | CZ07 | cWtd | Cap-Tons | 723.4 | 288000 | None | 124 | 0.0996 | 0 | 124 | 0.0996 | 0 | 124 | 0.0996 | 0 | 124 | 0.0996 | 0 | DEER:HVAC_Split-Package_AC | Annual | 1719 | 124.2 | 0.09956 | 0 | 124.2 | 0.09956 | 0 | NE-HVAC-airAC-SpltPkg-240to759kBtuh-11p5eer_MZDEER2017AnyECCNewCZ07cPVVG | 165142 | NE-HVAC-airAC-SpltPkg-240to759kBtuh-11p5eer_SZDEER2017AnyECCNewCZ07cDXGF | 165141 |  | 134 | 0.0937 | 0 | 85 | 0.123 | 0 | 134 | 0.0937 | 0 | 85 | 0.123 | 0 | 739 | 285000 | 661 | 300000
NE-HVAC-airAC-SpltPkg-240to759kBtuh-11p5eer | DEER2017 | D17 v2 |  | Any | ECC | New | CZ08 | cWtd | Cap-Tons | 799.6 | 288000 | None | 136 | 0.122 | 0 | 136 | 0.122 | 0 | 136 | 0.122 | 0 | 136 | 0.122 | 0 | DEER:HVAC_Split-Package_AC | Annual | 1719 | 136.4 | 0.1222 | 0 | 136.4 | 0.1222 | 0 | NE-HVAC-airAC-SpltPkg-240to759kBtuh-11p5eer_MZDEER2017AnyECCNewCZ08cPVVG | 165144 | NE-HVAC-airAC-SpltPkg-240to759kBtuh-11p5eer_SZDEER2017AnyECCNewCZ08cDXGF | 165143 |  | 142 | 0.116 | 0 | 114 | 0.147 | 0 | 142 | 0.116 | 0 | 114 | 0.147 | 0 | 814 | 285000 | 742 | 300000
NE-HVAC-airAC-SpltPkg-240to759kBtuh-11p5eer | DEER2017 | D17 v2 |  | Any | ECC | New | CZ09 | cWtd | Cap-Tons | 949.2 | 288000 | None | 128 | 0.152 | 0 | 128 | 0.152 | 0 | 128 | 0.152 | 0 | 128 | 0.152 | 0 | DEER:HVAC_Split-Package_AC | Annual | 1719 | 127.6 | 0.1516 | 0 | 127.6 | 0.1516 | 0 | NE-HVAC-airAC-SpltPkg-240to759kBtuh-11p5eer_MZDEER2017AnyECCNewCZ09cPVVG | 165146 | NE-HVAC-airAC-SpltPkg-240to759kBtuh-11p5eer_SZDEER2017AnyECCNewCZ09cDXGF | 165145 |  | 134 | 0.145 | 0 | 102 | 0.178 | 0 | 134 | 0.145 | 0 | 102 | 0.178 | 0 | 960 | 285000 | 906 | 300000
NE-HVAC-airAC-SpltPkg-240to759kBtuh-11p5eer | DEER2017 | D17 v2 |  | Any | ECC | New | CZ10 | cWtd | Cap-Tons | 966.8 | 288000 | None | 132 | 0.156 | 0 | 132 | 0.156 | 0 | 132 | 0.156 | 0 | 132 | 0.156 | 0 | DEER:HVAC_Split-Package_AC | Annual | 1719 | 131.8 | 0.1562 | 0 | 131.8 | 0.1562 | 0 | NE-HVAC-airAC-SpltPkg-240to759kBtuh-11p5eer_MZDEER2017AnyECCNewCZ10cPVVG | 165148 | NE-HVAC-airAC-SpltPkg-240to759kBtuh-11p5eer_SZDEER2017AnyECCNewCZ10cDXGF | 165147 |  | 137 | 0.149 | 0 | 111 | 0.185 | 0 | 137 | 0.149 | 0 | 111 | 0.185 | 0 | 975 | 285000 | 934 | 300000
NE-HVAC-airAC-SpltPkg-240to759kBtuh-11p5eer | DEER2017 | D17 v2 |  | Any | ECC | New | CZ11 | cWtd | Cap-Tons | 729.6 | 288000 | None | 158 | 0.143 | 0 | 158 | 0.143 | 0 | 158 | 0.143 | 0 | 158 | 0.143 | 0 | DEER:HVAC_Split-Package_AC | Annual | 1719 | 158 | 0.1434 | 0 | 158 | 0.1434 | 0 | NE-HVAC-airAC-SpltPkg-240to759kBtuh-11p5eer_MZDEER2017AnyECCNewCZ11cPVVG | 165150 | NE-HVAC-airAC-SpltPkg-240to759kBtuh-11p5eer_SZDEER2017AnyECCNewCZ11cDXGF | 165149 |  | 157 | 0.135 | 0 | 162 | 0.177 | 0 | 157 | 0.135 | 0 | 162 | 0.177 | 0 | 738 | 285000 | 696 | 300000
NE-HVAC-airAC-SpltPkg-240to759kBtuh-11p5eer | DEER2017 | D17 v2 |  | Any | ECC | New | CZ12 | cWtd | Cap-Tons | 904.8 | 288000 | None | 109 | 0.113 | 0 | 109 | 0.113 | 0 | 109 | 0.113 | 0 | 109 | 0.113 | 0 | DEER:HVAC_Split-Package_AC | Annual | 1719 | 108.96 | 0.1134 | 0 | 108.96 | 0.1134 | 0 | NE-HVAC-airAC-SpltPkg-240to759kBtuh-11p5eer_MZDEER2017AnyECCNewCZ12cPVVG | 165152 | NE-HVAC-airAC-SpltPkg-240to759kBtuh-11p5eer_SZDEER2017AnyECCNewCZ12cDXGF | 165151 |  | 112 | 0.107 | 0 | 96.8 | 0.139 | 0 | 112 | 0.107 | 0 | 96.8 | 0.139 | 0 | 915 | 285000 | 864 | 300000
NE-HVAC-airAC-SpltPkg-240to759kBtuh-11p5eer | DEER2017 | D17 v2 |  | Any | ECC | New | CZ13 | cWtd | Cap-Tons | 814.2 | 288000 | None | 152 | 0.133 | 0 | 152 | 0.133 | 0 | 152 | 0.133 | 0 | 152 | 0.133 | 0 | DEER:HVAC_Split-Package_AC | Annual | 1719 | 152.4 | 0.1334 | 0 | 152.4 | 0.1334 | 0 | NE-HVAC-airAC-SpltPkg-240to759kBtuh-11p5eer_MZDEER2017AnyECCNewCZ13cPVVG | 165154 | NE-HVAC-airAC-SpltPkg-240to759kBtuh-11p5eer_SZDEER2017AnyECCNewCZ13cDXGF | 165153 |  | 150 | 0.125 | 0 | 162 | 0.167 | 0 | 150 | 0.125 | 0 | 162 | 0.167 | 0 | 829 | 285000 | 755 | 300000
NE-HVAC-airAC-SpltPkg-240to759kBtuh-11p5eer | DEER2017 | D17 v2 |  | Any | ECC | New | CZ14 | cWtd | Cap-Tons | 728.2 | 288000 | None | 162 | 0.167 | 0 | 162 | 0.167 | 0 | 162 | 0.167 | 0 | 162 | 0.167 | 0 | DEER:HVAC_Split-Package_AC | Annual | 1719 | 162.2 | 0.1666 | 0 | 162.2 | 0.1666 | 0 | NE-HVAC-airAC-SpltPkg-240to759kBtuh-11p5eer_MZDEER2017AnyECCNewCZ14cPVVG | 165156 | NE-HVAC-airAC-SpltPkg-240to759kBtuh-11p5eer_SZDEER2017AnyECCNewCZ14cDXGF | 165155 |  | 162 | 0.161 | 0 | 163 | 0.189 | 0 | 162 | 0.161 | 0 | 163 | 0.189 | 0 | 737 | 285000 | 693 | 300000
NE-HVAC-airAC-SpltPkg-240to759kBtuh-11p5eer | DEER2017 | D17 v2 |  | Any | ECC | New | CZ15 | cWtd | Cap-Tons | 926.2 | 288000 | None | 255 | 0.17 | 0 | 255 | 0.17 | 0 | 255 | 0.17 | 0 | 255 | 0.17 | 0 | DEER:HVAC_Split-Package_AC | Annual | 1719 | 255.2 | 0.17 | 0 | 255.2 | 0.17 | 0 | NE-HVAC-airAC-SpltPkg-240to759kBtuh-11p5eer_MZDEER2017AnyECCNewCZ15cPVVG | 165158 | NE-HVAC-airAC-SpltPkg-240to759kBtuh-11p5eer_SZDEER2017AnyECCNewCZ15cDXGF | 165157 |  | 249 | 0.162 | 0 | 280 | 0.202 | 0 | 249 | 0.162 | 0 | 280 | 0.202 | 0 | 938 | 285000 | 879 | 300000
NE-HVAC-airAC-SpltPkg-240to759kBtuh-11p5eer | DEER2017 | D17 v2 |  | Any | ECC | New | CZ16 | cWtd | Cap-Tons | 532 | 288000 | None | 75.7 | 0.0811 | 0 | 75.7 | 0.0811 | 0 | 75.7 | 0.0811 | 0 | 75.7 | 0.0811 | 0 | DEER:HVAC_Split-Package_AC | Annual | 1719 | 75.72 | 0.08112 | 0 | 75.72 | 0.08112 | 0 | NE-HVAC-airAC-SpltPkg-240to759kBtuh-11p5eer_MZDEER2017AnyECCNewCZ16cPVVG | 165160 | NE-HVAC-airAC-SpltPkg-240to759kBtuh-11p5eer_SZDEER2017AnyECCNewCZ16cDXGF | 165159 |  | 77.9 | 0.0772 | 0 | 67 | 0.0968 | 0 | 77.9 | 0.0772 | 0 | 67 | 0.0968 | 0 | 541 | 285000 | 496 | 300000
NE-HVAC-airAC-SpltPkg-240to759kBtuh-11p5eer | DEER2017 | D17 v2 |  | Any | EPr | 1975 | CZ01 | cDXGF | Cap-Tons | 113 | 50000 | None | 6.45 | 0.0408 | 0 | 6.45 | 0.0408 | 0 | 6.45 | 0.0408 | 0 | 6.45 | 0.0408 | 0 | DEER:HVAC_Split-Package_AC | Annual | 1719 | 6.45 | 0.0408 | 0 | 6.45 | 0.0408 | 0 | NE-HVAC-airAC-SpltPkg-240to759kBtuh-11p5eer_MZDEER2017AnyEPr1975CZ01cPVVG | #N/A | NE-HVAC-airAC-SpltPkg-240to759kBtuh-11p5eer_SZDEER2017AnyEPr1975CZ01cDXGF | 12401 |  | #N/A | #N/A | #N/A | 6.45 | 0.0408 | 0 | #N/A | #N/A | #N/A | 6.45 | 0.0408 | 0 | #N/A | #N/A | 113 | 50000
NE-HVAC-airAC-SpltPkg-240to759kBtuh-11p5eer | DEER2017 | D17 v2 |  | Any | EPr | 1975 | CZ02 | cDXGF | Cap-Tons | 189 | 50000 | None | 44.4 | 0.0258 | 0 | 44.4 | 0.0258 | 0 | 44.4 | 0.0258 | 0 | 44.4 | 0.0258 | 0 | DEER:HVAC_Split-Package_AC | Annual | 1719 | 44.4 | 0.0258 | 0 | 44.4 | 0.0258 | 0 | NE-HVAC-airAC-SpltPkg-240to759kBtuh-11p5eer_MZDEER2017AnyEPr1975CZ02cPVVG | #N/A | NE-HVAC-airAC-SpltPkg-240to759kBtuh-11p5eer_SZDEER2017AnyEPr1975CZ02cDXGF | 12402 |  | #N/A | #N/A | #N/A | 44.4 | 0.0258 | 0 | #N/A | #N/A | #N/A | 44.4 | 0.0258 | 0 | #N/A | #N/A | 189 | 50000
NE-HVAC-airAC-SpltPkg-240to759kBtuh-11p5eer | DEER2017 | D17 v2 |  | Any | EPr | 1975 | CZ03 | cDXGF | Cap-Tons | 152 | 50000 | None | 27.1 | 0.00481 | 0 | 27.1 | 0.00481 | 0 | 27.1 | 0.00481 | 0 | 27.1 | 0.00481 | 0 | DEER:HVAC_Split-Package_AC | Annual | 1719 | 27.1 | 0.00481 | 0 | 27.1 | 0.00481 | 0 | NE-HVAC-airAC-SpltPkg-240to759kBtuh-11p5eer_MZDEER2017AnyEPr1975CZ03cPVVG | #N/A | NE-HVAC-airAC-SpltPkg-240to759kBtuh-11p5eer_SZDEER2017AnyEPr1975CZ03cDXGF | 12403 |  | #N/A | #N/A | #N/A | 27.1 | 0.00481 | 0 | #N/A | #N/A | #N/A | 27.1 | 0.00481 | 0 | #N/A | #N/A | 152 | 50000
NE-HVAC-airAC-SpltPkg-240to759kBtuh-11p5eer | DEER2017 | D17 v2 |  | Any | EPr | 1975 | CZ04 | cDXGF | Cap-Tons | 180 | 50000 | None | 52.7 | 0.14 | 0 | 52.7 | 0.14 | 0 | 52.7 | 0.14 | 0 | 52.7 | 0.14 | 0 | DEER:HVAC_Split-Package_AC | Annual | 1719 | 52.7 | 0.14 | 0 | 52.7 | 0.14 | 0 | NE-HVAC-airAC-SpltPkg-240to759kBtuh-11p5eer_MZDEER2017AnyEPr1975CZ04cPVVG | #N/A | NE-HVAC-airAC-SpltPkg-240to759kBtuh-11p5eer_SZDEER2017AnyEPr1975CZ04cDXGF | 12404 |  | #N/A | #N/A | #N/A | 52.7 | 0.14 | 0 | #N/A | #N/A | #N/A | 52.7 | 0.14 | 0 | #N/A | #N/A | 180 | 50000
NE-HVAC-airAC-SpltPkg-240to759kBtuh-11p5eer | DEER2017 | D17 v2 |  | Any | EPr | 1975 | CZ05 | cDXGF | Cap-Tons | 136 | 50000 | None | 37.4 | 0.0748 | 0 | 37.4 | 0.0748 | 0 | 37.4 | 0.0748 | 0 | 37.4 | 0.0748 | 0 | DEER:HVAC_Split-Package_AC | Annual | 1719 | 37.4 | 0.0748 | 0 | 37.4 | 0.0748 | 0 | NE-HVAC-airAC-SpltPkg-240to759kBtuh-11p5eer_MZDEER2017AnyEPr1975CZ05cPVVG | #N/A | NE-HVAC-airAC-SpltPkg-240to759kBtuh-11p5eer_SZDEER2017AnyEPr1975CZ05cDXGF | 12405 |  | #N/A | #N/A | #N/A | 37.4 | 0.0748 | 0 | #N/A | #N/A | #N/A | 37.4 | 0.0748 | 0 | #N/A | #N/A | 136 | 50000
NE-HVAC-airAC-SpltPkg-240to759kBtuh-11p5eer | DEER2017 | D17 v2 |  | Any | EPr | 1975 | CZ06 | cDXGF | Cap-Tons | 155 | 50000 | None | 70.8 | 0.124 | 0 | 70.8 | 0.124 | 0 | 70.8 | 0.124 | 0 | 70.8 | 0.124 | 0 | DEER:HVAC_Split-Package_AC | Annual | 1719 | 70.8 | 0.124 | 0 | 70.8 | 0.124 | 0 | NE-HVAC-airAC-SpltPkg-240to759kBtuh-11p5eer_MZDEER2017AnyEPr1975CZ06cPVVG | #N/A | NE-HVAC-airAC-SpltPkg-240to759kBtuh-11p5eer_SZDEER2017AnyEPr1975CZ06cDXGF | 12406 |  | #N/A | #N/A | #N/A | 70.8 | 0.124 | 0 | #N/A | #N/A | #N/A | 70.8 | 0.124 | 0 | #N/A | #N/A | 155 | 50000
NE-HVAC-airAC-SpltPkg-240to759kBtuh-11p5eer | DEER2017 | D17 v2 |  | Any | EPr | 1975 | CZ07 | cDXGF | Cap-Tons | 152 | 50000 | None | 58.1 | 0.11 | 0 | 58.1 | 0.11 | 0 | 58.1 | 0.11 | 0 | 58.1 | 0.11 | 0 | DEER:HVAC_Split-Package_AC | Annual | 1719 | 58.1 | 0.11 | 0 | 58.1 | 0.11 | 0 | NE-HVAC-airAC-SpltPkg-240to759kBtuh-11p5eer_MZDEER2017AnyEPr1975CZ07cPVVG | #N/A | NE-HVAC-airAC-SpltPkg-240to759kBtuh-11p5eer_SZDEER2017AnyEPr1975CZ07cDXGF | 12407 |  | #N/A | #N/A | #N/A | 58.1 | 0.11 | 0 | #N/A | #N/A | #N/A | 58.1 | 0.11 | 0 | #N/A | #N/A | 152 | 50000
NE-HVAC-airAC-SpltPkg-240to759kBtuh-11p5eer | DEER2017 | D17 v2 |  | Any | EPr | 1975 | CZ08 | cDXGF | Cap-Tons | 213 | 50000 | None | 60.4 | 0.112 | 0 | 60.4 | 0.112 | 0 | 60.4 | 0.112 | 0 | 60.4 | 0.112 | 0 | DEER:HVAC_Split-Package_AC | Annual | 1719 | 60.4 | 0.112 | 0 | 60.4 | 0.112 | 0 | NE-HVAC-airAC-SpltPkg-240to759kBtuh-11p5eer_MZDEER2017AnyEPr1975CZ08cPVVG | #N/A | NE-HVAC-airAC-SpltPkg-240to759kBtuh-11p5eer_SZDEER2017AnyEPr1975CZ08cDXGF | 12408 |  | #N/A | #N/A | #N/A | 60.4 | 0.112 | 0 | #N/A | #N/A | #N/A | 60.4 | 0.112 | 0 | #N/A | #N/A | 213 | 50000
NE-HVAC-airAC-SpltPkg-240to759kBtuh-11p5eer | DEER2017 | D17 v2 |  | Any | EPr | 1975 | CZ09 | cDXGF | Cap-Tons | 225 | 50000 | None | 65.5 | 0.165 | 0 | 65.5 | 0.165 | 0 | 65.5 | 0.165 | 0 | 65.5 | 0.165 | 0 | DEER:HVAC_Split-Package_AC | Annual | 1719 | 65.5 | 0.165 | 0 | 65.5 | 0.165 | 0 | NE-HVAC-airAC-SpltPkg-240to759kBtuh-11p5eer_MZDEER2017AnyEPr1975CZ09cPVVG | #N/A | NE-HVAC-airAC-SpltPkg-240to759kBtuh-11p5eer_SZDEER2017AnyEPr1975CZ09cDXGF | 12409 |  | #N/A | #N/A | #N/A | 65.5 | 0.165 | 0 | #N/A | #N/A | #N/A | 65.5 | 0.165 | 0 | #N/A | #N/A | 225 | 50000
NE-HVAC-airAC-SpltPkg-240to759kBtuh-11p5eer | DEER2017 | D17 v2 |  | Any | EPr | 1975 | CZ10 | cDXGF | Cap-Tons | 227 | 50000 | None | 75.5 | 0.176 | 0 | 75.5 | 0.176 | 0 | 75.5 | 0.176 | 0 | 75.5 | 0.176 | 0 | DEER:HVAC_Split-Package_AC | Annual | 1719 | 75.5 | 0.176 | 0 | 75.5 | 0.176 | 0 | NE-HVAC-airAC-SpltPkg-240to759kBtuh-11p5eer_MZDEER2017AnyEPr1975CZ10cPVVG | #N/A | NE-HVAC-airAC-SpltPkg-240to759kBtuh-11p5eer_SZDEER2017AnyEPr1975CZ10cDXGF | 12410 |  | #N/A | #N/A | #N/A | 75.5 | 0.176 | 0 | #N/A | #N/A | #N/A | 75.5 | 0.176 | 0 | #N/A | #N/A | 227 | 50000
NE-HVAC-airAC-SpltPkg-240to759kBtuh-11p5eer | DEER2017 | D17 v2 |  | Any | EPr | 1975 | CZ11 | cDXGF | Cap-Tons | 194 | 50000 | None | 83.6 | 0.0406 | 0 | 83.6 | 0.0406 | 0 | 83.6 | 0.0406 | 0 | 83.6 | 0.0406 | 0 | DEER:HVAC_Split-Package_AC | Annual | 1719 | 83.6 | 0.0406 | 0 | 83.6 | 0.0406 | 0 | NE-HVAC-airAC-SpltPkg-240to759kBtuh-11p5eer_MZDEER2017AnyEPr1975CZ11cPVVG | #N/A | NE-HVAC-airAC-SpltPkg-240to759kBtuh-11p5eer_SZDEER2017AnyEPr1975CZ11cDXGF | 12411 |  | #N/A | #N/A | #N/A | 83.6 | 0.0406 | 0 | #N/A | #N/A | #N/A | 83.6 | 0.0406 | 0 | #N/A | #N/A | 194 | 50000
NE-HVAC-airAC-SpltPkg-240to759kBtuh-11p5eer | DEER2017 | D17 v2 |  | Any | EPr | 1975 | CZ12 | cDXGF | Cap-Tons | 179 | 50000 | None | 71.9 | 0.0329 | 0 | 71.9 | 0.0329 | 0 | 71.9 | 0.0329 | 0 | 71.9 | 0.0329 | 0 | DEER:HVAC_Split-Package_AC | Annual | 1719 | 71.9 | 0.0329 | 0 | 71.9 | 0.0329 | 0 | NE-HVAC-airAC-SpltPkg-240to759kBtuh-11p5eer_MZDEER2017AnyEPr1975CZ12cPVVG | #N/A | NE-HVAC-airAC-SpltPkg-240to759kBtuh-11p5eer_SZDEER2017AnyEPr1975CZ12cDXGF | 12412 |  | #N/A | #N/A | #N/A | 71.9 | 0.0329 | 0 | #N/A | #N/A | #N/A | 71.9 | 0.0329 | 0 | #N/A | #N/A | 179 | 50000
NE-HVAC-airAC-SpltPkg-240to759kBtuh-11p5eer | DEER2017 | D17 v2 |  | Any | EPr | 1975 | CZ13 | cDXGF | Cap-Tons | 210 | 50000 | None | 87.5 | 0.0357 | 0 | 87.5 | 0.0357 | 0 | 87.5 | 0.0357 | 0 | 87.5 | 0.0357 | 0 | DEER:HVAC_Split-Package_AC | Annual | 1719 | 87.5 | 0.0357 | 0 | 87.5 | 0.0357 | 0 | NE-HVAC-airAC-SpltPkg-240to759kBtuh-11p5eer_MZDEER2017AnyEPr1975CZ13cPVVG | #N/A | NE-HVAC-airAC-SpltPkg-240to759kBtuh-11p5eer_SZDEER2017AnyEPr1975CZ13cDXGF | 12413 |  | #N/A | #N/A | #N/A | 87.5 | 0.0357 | 0 | #N/A | #N/A | #N/A | 87.5 | 0.0357 | 0 | #N/A | #N/A | 210 | 50000
NE-HVAC-airAC-SpltPkg-240to759kBtuh-11p5eer | DEER2017 | D17 v2 |  | Any | EPr | 1975 | CZ14 | cDXGF | Cap-Tons | 207 | 50000 | None | 88.5 | 0.169 | 0 | 88.5 | 0.169 | 0 | 88.5 | 0.169 | 0 | 88.5 | 0.169 | 0 | DEER:HVAC_Split-Package_AC | Annual | 1719 | 88.5 | 0.169 | 0 | 88.5 | 0.169 | 0 | NE-HVAC-airAC-SpltPkg-240to759kBtuh-11p5eer_MZDEER2017AnyEPr1975CZ14cPVVG | #N/A | NE-HVAC-airAC-SpltPkg-240to759kBtuh-11p5eer_SZDEER2017AnyEPr1975CZ14cDXGF | 12414 |  | #N/A | #N/A | #N/A | 88.5 | 0.169 | 0 | #N/A | #N/A | #N/A | 88.5 | 0.169 | 0 | #N/A | #N/A | 207 | 50000
NE-HVAC-airAC-SpltPkg-240to759kBtuh-11p5eer | DEER2017 | D17 v2 |  | Any | EPr | 1975 | CZ15 | cDXGF | Cap-Tons | 265 | 50000 | None | 152 | 0.169 | 0 | 152 | 0.169 | 0 | 152 | 0.169 | 0 | 152 | 0.169 | 0 | DEER:HVAC_Split-Package_AC | Annual | 1719 | 152 | 0.169 | 0 | 152 | 0.169 | 0 | NE-HVAC-airAC-SpltPkg-240to759kBtuh-11p5eer_MZDEER2017AnyEPr1975CZ15cPVVG | #N/A | NE-HVAC-airAC-SpltPkg-240to759kBtuh-11p5eer_SZDEER2017AnyEPr1975CZ15cDXGF | 12415 |  | #N/A | #N/A | #N/A | 152 | 0.169 | 0 | #N/A | #N/A | #N/A | 152 | 0.169 | 0 | #N/A | #N/A | 265 | 50000
NE-HVAC-airAC-SpltPkg-240to759kBtuh-11p5eer | DEER2017 | D17 v2 |  | Any | EPr | 1975 | CZ16 | cDXGF | Cap-Tons | 132 | 50000 | None | 33.2 | 0.0196 | 0 | 33.2 | 0.0196 | 0 | 33.2 | 0.0196 | 0 | 33.2 | 0.0196 | 0 | DEER:HVAC_Split-Package_AC | Annual | 1719 | 33.2 | 0.0196 | 0 | 33.2 | 0.0196 | 0 | NE-HVAC-airAC-SpltPkg-240to759kBtuh-11p5eer_MZDEER2017AnyEPr1975CZ16cPVVG | #N/A | NE-HVAC-airAC-SpltPkg-240to759kBtuh-11p5eer_SZDEER2017AnyEPr1975CZ16cDXGF | 12416 |  | #N/A | #N/A | #N/A | 33.2 | 0.0196 | 0 | #N/A | #N/A | #N/A | 33.2 | 0.0196 | 0 | #N/A | #N/A | 132 | 50000
NE-HVAC-airAC-SpltPkg-240to759kBtuh-11p5eer | DEER2017 | D17 v2 |  | Any | EPr | 1985 | CZ01 | cDXGF | Cap-Tons | 108 | 50000 | None | 8.8 | 0.0453 | 0 | 8.8 | 0.0453 | 0 | 8.8 | 0.0453 | 0 | 8.8 | 0.0453 | 0 | DEER:HVAC_Split-Package_AC | Annual | 1719 | 8.8 | 0.0453 | 0 | 8.8 | 0.0453 | 0 | NE-HVAC-airAC-SpltPkg-240to759kBtuh-11p5eer_MZDEER2017AnyEPr1985CZ01cPVVG | #N/A | NE-HVAC-airAC-SpltPkg-240to759kBtuh-11p5eer_SZDEER2017AnyEPr1985CZ01cDXGF | 33761 |  | #N/A | #N/A | #N/A | 8.8 | 0.0453 | 0 | #N/A | #N/A | #N/A | 8.8 | 0.0453 | 0 | #N/A | #N/A | 108 | 50000
NE-HVAC-airAC-SpltPkg-240to759kBtuh-11p5eer | DEER2017 | D17 v2 |  | Any | EPr | 1985 | CZ02 | cDXGF | Cap-Tons | 182 | 50000 | None | 45.5 | 0.0245 | 0 | 45.5 | 0.0245 | 0 | 45.5 | 0.0245 | 0 | 45.5 | 0.0245 | 0 | DEER:HVAC_Split-Package_AC | Annual | 1719 | 45.5 | 0.0245 | 0 | 45.5 | 0.0245 | 0 | NE-HVAC-airAC-SpltPkg-240to759kBtuh-11p5eer_MZDEER2017AnyEPr1985CZ02cPVVG | #N/A | NE-HVAC-airAC-SpltPkg-240to759kBtuh-11p5eer_SZDEER2017AnyEPr1985CZ02cDXGF | 33762 |  | #N/A | #N/A | #N/A | 45.5 | 0.0245 | 0 | #N/A | #N/A | #N/A | 45.5 | 0.0245 | 0 | #N/A | #N/A | 182 | 50000
NE-HVAC-airAC-SpltPkg-240to759kBtuh-11p5eer | DEER2017 | D17 v2 |  | Any | EPr | 1985 | CZ03 | cDXGF | Cap-Tons | 145 | 50000 | None | 28.9 | 0.00478 | 0 | 28.9 | 0.00478 | 0 | 28.9 | 0.00478 | 0 | 28.9 | 0.00478 | 0 | DEER:HVAC_Split-Package_AC | Annual | 1719 | 28.9 | 0.00478 | 0 | 28.9 | 0.00478 | 0 | NE-HVAC-airAC-SpltPkg-240to759kBtuh-11p5eer_MZDEER2017AnyEPr1985CZ03cPVVG | #N/A | NE-HVAC-airAC-SpltPkg-240to759kBtuh-11p5eer_SZDEER2017AnyEPr1985CZ03cDXGF | 33763 |  | #N/A | #N/A | #N/A | 28.9 | 0.00478 | 0 | #N/A | #N/A | #N/A | 28.9 | 0.00478 | 0 | #N/A | #N/A | 145 | 50000
NE-HVAC-airAC-SpltPkg-240to759kBtuh-11p5eer | DEER2017 | D17 v2 |  | Any | EPr | 1985 | CZ04 | cDXGF | Cap-Tons | 173 | 50000 | None | 54.3 | 0.142 | 0 | 54.3 | 0.142 | 0 | 54.3 | 0.142 | 0 | 54.3 | 0.142 | 0 | DEER:HVAC_Split-Package_AC | Annual | 1719 | 54.3 | 0.142 | 0 | 54.3 | 0.142 | 0 | NE-HVAC-airAC-SpltPkg-240to759kBtuh-11p5eer_MZDEER2017AnyEPr1985CZ04cPVVG | #N/A | NE-HVAC-airAC-SpltPkg-240to759kBtuh-11p5eer_SZDEER2017AnyEPr1985CZ04cDXGF | 33764 |  | #N/A | #N/A | #N/A | 54.3 | 0.142 | 0 | #N/A | #N/A | #N/A | 54.3 | 0.142 | 0 | #N/A | #N/A | 173 | 50000
NE-HVAC-airAC-SpltPkg-240to759kBtuh-11p5eer | DEER2017 | D17 v2 |  | Any | EPr | 1985 | CZ05 | cDXGF | Cap-Tons | 130 | 50000 | None | 40 | 0.077 | 0 | 40 | 0.077 | 0 | 40 | 0.077 | 0 | 40 | 0.077 | 0 | DEER:HVAC_Split-Package_AC | Annual | 1719 | 40 | 0.077 | 0 | 40 | 0.077 | 0 | NE-HVAC-airAC-SpltPkg-240to759kBtuh-11p5eer_MZDEER2017AnyEPr1985CZ05cPVVG | #N/A | NE-HVAC-airAC-SpltPkg-240to759kBtuh-11p5eer_SZDEER2017AnyEPr1985CZ05cDXGF | 33765 |  | #N/A | #N/A | #N/A | 40 | 0.077 | 0 | #N/A | #N/A | #N/A | 40 | 0.077 | 0 | #N/A | #N/A | 130 | 50000
NE-HVAC-airAC-SpltPkg-240to759kBtuh-11p5eer | DEER2017 | D17 v2 |  | Any | EPr | 1985 | CZ06 | cDXGF | Cap-Tons | 147 | 50000 | None | 74.3 | 0.126 | 0 | 74.3 | 0.126 | 0 | 74.3 | 0.126 | 0 | 74.3 | 0.126 | 0 | DEER:HVAC_Split-Package_AC | Annual | 1719 | 74.3 | 0.126 | 0 | 74.3 | 0.126 | 0 | NE-HVAC-airAC-SpltPkg-240to759kBtuh-11p5eer_MZDEER2017AnyEPr1985CZ06cPVVG | #N/A | NE-HVAC-airAC-SpltPkg-240to759kBtuh-11p5eer_SZDEER2017AnyEPr1985CZ06cDXGF | 33766 |  | #N/A | #N/A | #N/A | 74.3 | 0.126 | 0 | #N/A | #N/A | #N/A | 74.3 | 0.126 | 0 | #N/A | #N/A | 147 | 50000
NE-HVAC-airAC-SpltPkg-240to759kBtuh-11p5eer | DEER2017 | D17 v2 |  | Any | EPr | 1985 | CZ07 | cDXGF | Cap-Tons | 145 | 50000 | None | 61.5 | 0.113 | 0 | 61.5 | 0.113 | 0 | 61.5 | 0.113 | 0 | 61.5 | 0.113 | 0 | DEER:HVAC_Split-Package_AC | Annual | 1719 | 61.5 | 0.113 | 0 | 61.5 | 0.113 | 0 | NE-HVAC-airAC-SpltPkg-240to759kBtuh-11p5eer_MZDEER2017AnyEPr1985CZ07cPVVG | #N/A | NE-HVAC-airAC-SpltPkg-240to759kBtuh-11p5eer_SZDEER2017AnyEPr1985CZ07cDXGF | 33767 |  | #N/A | #N/A | #N/A | 61.5 | 0.113 | 0 | #N/A | #N/A | #N/A | 61.5 | 0.113 | 0 | #N/A | #N/A | 145 | 50000
NE-HVAC-airAC-SpltPkg-240to759kBtuh-11p5eer | DEER2017 | D17 v2 |  | Any | EPr | 1985 | CZ08 | cDXGF | Cap-Tons | 205 | 50000 | None | 61.9 | 0.113 | 0 | 61.9 | 0.113 | 0 | 61.9 | 0.113 | 0 | 61.9 | 0.113 | 0 | DEER:HVAC_Split-Package_AC | Annual | 1719 | 61.9 | 0.113 | 0 | 61.9 | 0.113 | 0 | NE-HVAC-airAC-SpltPkg-240to759kBtuh-11p5eer_MZDEER2017AnyEPr1985CZ08cPVVG | #N/A | NE-HVAC-airAC-SpltPkg-240to759kBtuh-11p5eer_SZDEER2017AnyEPr1985CZ08cDXGF | 33768 |  | #N/A | #N/A | #N/A | 61.9 | 0.113 | 0 | #N/A | #N/A | #N/A | 61.9 | 0.113 | 0 | #N/A | #N/A | 205 | 50000
NE-HVAC-airAC-SpltPkg-240to759kBtuh-11p5eer | DEER2017 | D17 v2 |  | Any | EPr | 1985 | CZ09 | cDXGF | Cap-Tons | 217 | 50000 | None | 66.8 | 0.166 | 0 | 66.8 | 0.166 | 0 | 66.8 | 0.166 | 0 | 66.8 | 0.166 | 0 | DEER:HVAC_Split-Package_AC | Annual | 1719 | 66.8 | 0.166 | 0 | 66.8 | 0.166 | 0 | NE-HVAC-airAC-SpltPkg-240to759kBtuh-11p5eer_MZDEER2017AnyEPr1985CZ09cPVVG | #N/A | NE-HVAC-airAC-SpltPkg-240to759kBtuh-11p5eer_SZDEER2017AnyEPr1985CZ09cDXGF | 33769 |  | #N/A | #N/A | #N/A | 66.8 | 0.166 | 0 | #N/A | #N/A | #N/A | 66.8 | 0.166 | 0 | #N/A | #N/A | 217 | 50000
NE-HVAC-airAC-SpltPkg-240to759kBtuh-11p5eer | DEER2017 | D17 v2 |  | Any | EPr | 1985 | CZ10 | cDXGF | Cap-Tons | 218 | 50000 | None | 76.9 | 0.178 | 0 | 76.9 | 0.178 | 0 | 76.9 | 0.178 | 0 | 76.9 | 0.178 | 0 | DEER:HVAC_Split-Package_AC | Annual | 1719 | 76.9 | 0.178 | 0 | 76.9 | 0.178 | 0 | NE-HVAC-airAC-SpltPkg-240to759kBtuh-11p5eer_MZDEER2017AnyEPr1985CZ10cPVVG | #N/A | NE-HVAC-airAC-SpltPkg-240to759kBtuh-11p5eer_SZDEER2017AnyEPr1985CZ10cDXGF | 33770 |  | #N/A | #N/A | #N/A | 76.9 | 0.178 | 0 | #N/A | #N/A | #N/A | 76.9 | 0.178 | 0 | #N/A | #N/A | 218 | 50000
NE-HVAC-airAC-SpltPkg-240to759kBtuh-11p5eer | DEER2017 | D17 v2 |  | Any | EPr | 1985 | CZ11 | cDXGF | Cap-Tons | 202 | 50000 | None | 78.2 | 0.0373 | 0 | 78.2 | 0.0373 | 0 | 78.2 | 0.0373 | 0 | 78.2 | 0.0373 | 0 | DEER:HVAC_Split-Package_AC | Annual | 1719 | 78.2 | 0.0373 | 0 | 78.2 | 0.0373 | 0 | NE-HVAC-airAC-SpltPkg-240to759kBtuh-11p5eer_MZDEER2017AnyEPr1985CZ11cPVVG | #N/A | NE-HVAC-airAC-SpltPkg-240to759kBtuh-11p5eer_SZDEER2017AnyEPr1985CZ11cDXGF | 33771 |  | #N/A | #N/A | #N/A | 78.2 | 0.0373 | 0 | #N/A | #N/A | #N/A | 78.2 | 0.0373 | 0 | #N/A | #N/A | 202 | 50000
NE-HVAC-airAC-SpltPkg-240to759kBtuh-11p5eer | DEER2017 | D17 v2 |  | Any | EPr | 1985 | CZ12 | cDXGF | Cap-Tons | 171 | 50000 | None | 73.9 | 0.0321 | 0 | 73.9 | 0.0321 | 0 | 73.9 | 0.0321 | 0 | 73.9 | 0.0321 | 0 | DEER:HVAC_Split-Package_AC | Annual | 1719 | 73.9 | 0.0321 | 0 | 73.9 | 0.0321 | 0 | NE-HVAC-airAC-SpltPkg-240to759kBtuh-11p5eer_MZDEER2017AnyEPr1985CZ12cPVVG | #N/A | NE-HVAC-airAC-SpltPkg-240to759kBtuh-11p5eer_SZDEER2017AnyEPr1985CZ12cDXGF | 33772 |  | #N/A | #N/A | #N/A | 73.9 | 0.0321 | 0 | #N/A | #N/A | #N/A | 73.9 | 0.0321 | 0 | #N/A | #N/A | 171 | 50000
NE-HVAC-airAC-SpltPkg-240to759kBtuh-11p5eer | DEER2017 | D17 v2 |  | Any | EPr | 1985 | CZ13 | cDXGF | Cap-Tons | 202 | 50000 | None | 88.6 | 0.0357 | 0 | 88.6 | 0.0357 | 0 | 88.6 | 0.0357 | 0 | 88.6 | 0.0357 | 0 | DEER:HVAC_Split-Package_AC | Annual | 1719 | 88.6 | 0.0357 | 0 | 88.6 | 0.0357 | 0 | NE-HVAC-airAC-SpltPkg-240to759kBtuh-11p5eer_MZDEER2017AnyEPr1985CZ13cPVVG | #N/A | NE-HVAC-airAC-SpltPkg-240to759kBtuh-11p5eer_SZDEER2017AnyEPr1985CZ13cDXGF | 33773 |  | #N/A | #N/A | #N/A | 88.6 | 0.0357 | 0 | #N/A | #N/A | #N/A | 88.6 | 0.0357 | 0 | #N/A | #N/A | 202 | 50000
NE-HVAC-airAC-SpltPkg-240to759kBtuh-11p5eer | DEER2017 | D17 v2 |  | Any | EPr | 1985 | CZ14 | cDXGF | Cap-Tons | 194 | 50000 | None | 91 | 0.171 | 0 | 91 | 0.171 | 0 | 91 | 0.171 | 0 | 91 | 0.171 | 0 | DEER:HVAC_Split-Package_AC | Annual | 1719 | 91 | 0.171 | 0 | 91 | 0.171 | 0 | NE-HVAC-airAC-SpltPkg-240to759kBtuh-11p5eer_MZDEER2017AnyEPr1985CZ14cPVVG | #N/A | NE-HVAC-airAC-SpltPkg-240to759kBtuh-11p5eer_SZDEER2017AnyEPr1985CZ14cDXGF | 33774 |  | #N/A | #N/A | #N/A | 91 | 0.171 | 0 | #N/A | #N/A | #N/A | 91 | 0.171 | 0 | #N/A | #N/A | 194 | 50000
NE-HVAC-airAC-SpltPkg-240to759kBtuh-11p5eer | DEER2017 | D17 v2 |  | Any | EPr | 1985 | CZ15 | cDXGF | Cap-Tons | 250 | 50000 | None | 154 | 0.171 | 0 | 154 | 0.171 | 0 | 154 | 0.171 | 0 | 154 | 0.171 | 0 | DEER:HVAC_Split-Package_AC | Annual | 1719 | 154 | 0.171 | 0 | 154 | 0.171 | 0 | NE-HVAC-airAC-SpltPkg-240to759kBtuh-11p5eer_MZDEER2017AnyEPr1985CZ15cPVVG | #N/A | NE-HVAC-airAC-SpltPkg-240to759kBtuh-11p5eer_SZDEER2017AnyEPr1985CZ15cDXGF | 33775 |  | #N/A | #N/A | #N/A | 154 | 0.171 | 0 | #N/A | #N/A | #N/A | 154 | 0.171 | 0 | #N/A | #N/A | 250 | 50000
NE-HVAC-airAC-SpltPkg-240to759kBtuh-11p5eer | DEER2017 | D17 v2 |  | Any | EPr | 1985 | CZ16 | cDXGF | Cap-Tons | 124 | 50000 | None | 35.7 | 0.0201 | 0 | 35.7 | 0.0201 | 0 | 35.7 | 0.0201 | 0 | 35.7 | 0.0201 | 0 | DEER:HVAC_Split-Package_AC | Annual | 1719 | 35.7 | 0.0201 | 0 | 35.7 | 0.0201 | 0 | NE-HVAC-airAC-SpltPkg-240to759kBtuh-11p5eer_MZDEER2017AnyEPr1985CZ16cPVVG | #N/A | NE-HVAC-airAC-SpltPkg-240to759kBtuh-11p5eer_SZDEER2017AnyEPr1985CZ16cDXGF | 33776 |  | #N/A | #N/A | #N/A | 35.7 | 0.0201 | 0 | #N/A | #N/A | #N/A | 35.7 | 0.0201 | 0 | #N/A | #N/A | 124 | 50000
NE-HVAC-airAC-SpltPkg-240to759kBtuh-11p5eer | DEER2017 | D17 v2 |  | Any | EPr | 1996 | CZ01 | cDXGF | Cap-Tons | 96.7 | 50000 | None | 10.9 | 0.0465 | 0 | 10.9 | 0.0465 | 0 | 10.9 | 0.0465 | 0 | 10.9 | 0.0465 | 0 | DEER:HVAC_Split-Package_AC | Annual | 1719 | 10.9 | 0.0465 | 0 | 10.9 | 0.0465 | 0 | NE-HVAC-airAC-SpltPkg-240to759kBtuh-11p5eer_MZDEER2017AnyEPr1996CZ01cPVVG | #N/A | NE-HVAC-airAC-SpltPkg-240to759kBtuh-11p5eer_SZDEER2017AnyEPr1996CZ01cDXGF | 55121 |  | #N/A | #N/A | #N/A | 10.9 | 0.0465 | 0 | #N/A | #N/A | #N/A | 10.9 | 0.0465 | 0 | #N/A | #N/A | 96.7 | 50000
NE-HVAC-airAC-SpltPkg-240to759kBtuh-11p5eer | DEER2017 | D17 v2 |  | Any | EPr | 1996 | CZ02 | cDXGF | Cap-Tons | 170 | 50000 | None | 43.7 | 0.0174 | 0 | 43.7 | 0.0174 | 0 | 43.7 | 0.0174 | 0 | 43.7 | 0.0174 | 0 | DEER:HVAC_Split-Package_AC | Annual | 1719 | 43.7 | 0.0174 | 0 | 43.7 | 0.0174 | 0 | NE-HVAC-airAC-SpltPkg-240to759kBtuh-11p5eer_MZDEER2017AnyEPr1996CZ02cPVVG | #N/A | NE-HVAC-airAC-SpltPkg-240to759kBtuh-11p5eer_SZDEER2017AnyEPr1996CZ02cDXGF | 55122 |  | #N/A | #N/A | #N/A | 43.7 | 0.0174 | 0 | #N/A | #N/A | #N/A | 43.7 | 0.0174 | 0 | #N/A | #N/A | 170 | 50000
NE-HVAC-airAC-SpltPkg-240to759kBtuh-11p5eer | DEER2017 | D17 v2 |  | Any | EPr | 1996 | CZ03 | cDXGF | Cap-Tons | 133 | 50000 | None | 28.1 | 0.00116 | 0 | 28.1 | 0.00116 | 0 | 28.1 | 0.00116 | 0 | 28.1 | 0.00116 | 0 | DEER:HVAC_Split-Package_AC | Annual | 1719 | 28.1 | 0.00116 | 0 | 28.1 | 0.00116 | 0 | NE-HVAC-airAC-SpltPkg-240to759kBtuh-11p5eer_MZDEER2017AnyEPr1996CZ03cPVVG | #N/A | NE-HVAC-airAC-SpltPkg-240to759kBtuh-11p5eer_SZDEER2017AnyEPr1996CZ03cDXGF | 55123 |  | #N/A | #N/A | #N/A | 28.1 | 0.00116 | 0 | #N/A | #N/A | #N/A | 28.1 | 0.00116 | 0 | #N/A | #N/A | 133 | 50000
NE-HVAC-airAC-SpltPkg-240to759kBtuh-11p5eer | DEER2017 | D17 v2 |  | Any | EPr | 1996 | CZ04 | cDXGF | Cap-Tons | 160 | 50000 | None | 52.7 | 0.142 | 0 | 52.7 | 0.142 | 0 | 52.7 | 0.142 | 0 | 52.7 | 0.142 | 0 | DEER:HVAC_Split-Package_AC | Annual | 1719 | 52.7 | 0.142 | 0 | 52.7 | 0.142 | 0 | NE-HVAC-airAC-SpltPkg-240to759kBtuh-11p5eer_MZDEER2017AnyEPr1996CZ04cPVVG | #N/A | NE-HVAC-airAC-SpltPkg-240to759kBtuh-11p5eer_SZDEER2017AnyEPr1996CZ04cDXGF | 55124 |  | #N/A | #N/A | #N/A | 52.7 | 0.142 | 0 | #N/A | #N/A | #N/A | 52.7 | 0.142 | 0 | #N/A | #N/A | 160 | 50000
NE-HVAC-airAC-SpltPkg-240to759kBtuh-11p5eer | DEER2017 | D17 v2 |  | Any | EPr | 1996 | CZ05 | cDXGF | Cap-Tons | 118 | 50000 | None | 40 | 0.0765 | 0 | 40 | 0.0765 | 0 | 40 | 0.0765 | 0 | 40 | 0.0765 | 0 | DEER:HVAC_Split-Package_AC | Annual | 1719 | 40 | 0.0765 | 0 | 40 | 0.0765 | 0 | NE-HVAC-airAC-SpltPkg-240to759kBtuh-11p5eer_MZDEER2017AnyEPr1996CZ05cPVVG | #N/A | NE-HVAC-airAC-SpltPkg-240to759kBtuh-11p5eer_SZDEER2017AnyEPr1996CZ05cDXGF | 55125 |  | #N/A | #N/A | #N/A | 40 | 0.0765 | 0 | #N/A | #N/A | #N/A | 40 | 0.0765 | 0 | #N/A | #N/A | 118 | 50000
NE-HVAC-airAC-SpltPkg-240to759kBtuh-11p5eer | DEER2017 | D17 v2 |  | Any | EPr | 1996 | CZ06 | cDXGF | Cap-Tons | 181 | 50000 | None | 49 | 0.0993 | 0 | 49 | 0.0993 | 0 | 49 | 0.0993 | 0 | 49 | 0.0993 | 0 | DEER:HVAC_Split-Package_AC | Annual | 1719 | 49 | 0.0993 | 0 | 49 | 0.0993 | 0 | NE-HVAC-airAC-SpltPkg-240to759kBtuh-11p5eer_MZDEER2017AnyEPr1996CZ06cPVVG | #N/A | NE-HVAC-airAC-SpltPkg-240to759kBtuh-11p5eer_SZDEER2017AnyEPr1996CZ06cDXGF | 55126 |  | #N/A | #N/A | #N/A | 49 | 0.0993 | 0 | #N/A | #N/A | #N/A | 49 | 0.0993 | 0 | #N/A | #N/A | 181 | 50000
NE-HVAC-airAC-SpltPkg-240to759kBtuh-11p5eer | DEER2017 | D17 v2 |  | Any | EPr | 1996 | CZ07 | cDXGF | Cap-Tons | 134 | 50000 | None | 61.4 | 0.117 | 0 | 61.4 | 0.117 | 0 | 61.4 | 0.117 | 0 | 61.4 | 0.117 | 0 | DEER:HVAC_Split-Package_AC | Annual | 1719 | 61.4 | 0.117 | 0 | 61.4 | 0.117 | 0 | NE-HVAC-airAC-SpltPkg-240to759kBtuh-11p5eer_MZDEER2017AnyEPr1996CZ07cPVVG | #N/A | NE-HVAC-airAC-SpltPkg-240to759kBtuh-11p5eer_SZDEER2017AnyEPr1996CZ07cDXGF | 55127 |  | #N/A | #N/A | #N/A | 61.4 | 0.117 | 0 | #N/A | #N/A | #N/A | 61.4 | 0.117 | 0 | #N/A | #N/A | 134 | 50000
NE-HVAC-airAC-SpltPkg-240to759kBtuh-11p5eer | DEER2017 | D17 v2 |  | Any | EPr | 1996 | CZ08 | cDXGF | Cap-Tons | 194 | 50000 | None | 61 | 0.117 | 0 | 61 | 0.117 | 0 | 61 | 0.117 | 0 | 61 | 0.117 | 0 | DEER:HVAC_Split-Package_AC | Annual | 1719 | 61 | 0.117 | 0 | 61 | 0.117 | 0 | NE-HVAC-airAC-SpltPkg-240to759kBtuh-11p5eer_MZDEER2017AnyEPr1996CZ08cPVVG | #N/A | NE-HVAC-airAC-SpltPkg-240to759kBtuh-11p5eer_SZDEER2017AnyEPr1996CZ08cDXGF | 55128 |  | #N/A | #N/A | #N/A | 61 | 0.117 | 0 | #N/A | #N/A | #N/A | 61 | 0.117 | 0 | #N/A | #N/A | 194 | 50000
NE-HVAC-airAC-SpltPkg-240to759kBtuh-11p5eer | DEER2017 | D17 v2 |  | Any | EPr | 1996 | CZ09 | cDXGF | Cap-Tons | 206 | 50000 | None | 66.2 | 0.17 | 0 | 66.2 | 0.17 | 0 | 66.2 | 0.17 | 0 | 66.2 | 0.17 | 0 | DEER:HVAC_Split-Package_AC | Annual | 1719 | 66.2 | 0.17 | 0 | 66.2 | 0.17 | 0 | NE-HVAC-airAC-SpltPkg-240to759kBtuh-11p5eer_MZDEER2017AnyEPr1996CZ09cPVVG | #N/A | NE-HVAC-airAC-SpltPkg-240to759kBtuh-11p5eer_SZDEER2017AnyEPr1996CZ09cDXGF | 55129 |  | #N/A | #N/A | #N/A | 66.2 | 0.17 | 0 | #N/A | #N/A | #N/A | 66.2 | 0.17 | 0 | #N/A | #N/A | 206 | 50000
NE-HVAC-airAC-SpltPkg-240to759kBtuh-11p5eer | DEER2017 | D17 v2 |  | Any | EPr | 1996 | CZ10 | cDXGF | Cap-Tons | 205 | 50000 | None | 75.1 | 0.18 | 0 | 75.1 | 0.18 | 0 | 75.1 | 0.18 | 0 | 75.1 | 0.18 | 0 | DEER:HVAC_Split-Package_AC | Annual | 1719 | 75.1 | 0.18 | 0 | 75.1 | 0.18 | 0 | NE-HVAC-airAC-SpltPkg-240to759kBtuh-11p5eer_MZDEER2017AnyEPr1996CZ10cPVVG | #N/A | NE-HVAC-airAC-SpltPkg-240to759kBtuh-11p5eer_SZDEER2017AnyEPr1996CZ10cDXGF | 55130 |  | #N/A | #N/A | #N/A | 75.1 | 0.18 | 0 | #N/A | #N/A | #N/A | 75.1 | 0.18 | 0 | #N/A | #N/A | 205 | 50000
NE-HVAC-airAC-SpltPkg-240to759kBtuh-11p5eer | DEER2017 | D17 v2 |  | Any | EPr | 1996 | CZ11 | cDXGF | Cap-Tons | 184 | 50000 | None | 73.3 | 0.033 | 0 | 73.3 | 0.033 | 0 | 73.3 | 0.033 | 0 | 73.3 | 0.033 | 0 | DEER:HVAC_Split-Package_AC | Annual | 1719 | 73.3 | 0.033 | 0 | 73.3 | 0.033 | 0 | NE-HVAC-airAC-SpltPkg-240to759kBtuh-11p5eer_MZDEER2017AnyEPr1996CZ11cPVVG | #N/A | NE-HVAC-airAC-SpltPkg-240to759kBtuh-11p5eer_SZDEER2017AnyEPr1996CZ11cDXGF | 55131 |  | #N/A | #N/A | #N/A | 73.3 | 0.033 | 0 | #N/A | #N/A | #N/A | 73.3 | 0.033 | 0 | #N/A | #N/A | 184 | 50000
NE-HVAC-airAC-SpltPkg-240to759kBtuh-11p5eer | DEER2017 | D17 v2 |  | Any | EPr | 1996 | CZ12 | cDXGF | Cap-Tons | 161 | 50000 | None | 65.8 | 0.0229 | 0 | 65.8 | 0.0229 | 0 | 65.8 | 0.0229 | 0 | 65.8 | 0.0229 | 0 | DEER:HVAC_Split-Package_AC | Annual | 1719 | 65.8 | 0.0229 | 0 | 65.8 | 0.0229 | 0 | NE-HVAC-airAC-SpltPkg-240to759kBtuh-11p5eer_MZDEER2017AnyEPr1996CZ12cPVVG | #N/A | NE-HVAC-airAC-SpltPkg-240to759kBtuh-11p5eer_SZDEER2017AnyEPr1996CZ12cDXGF | 55132 |  | #N/A | #N/A | #N/A | 65.8 | 0.0229 | 0 | #N/A | #N/A | #N/A | 65.8 | 0.0229 | 0 | #N/A | #N/A | 161 | 50000
NE-HVAC-airAC-SpltPkg-240to759kBtuh-11p5eer | DEER2017 | D17 v2 |  | Any | EPr | 1996 | CZ13 | cDXGF | Cap-Tons | 184 | 50000 | None | 83.9 | 0.0311 | 0 | 83.9 | 0.0311 | 0 | 83.9 | 0.0311 | 0 | 83.9 | 0.0311 | 0 | DEER:HVAC_Split-Package_AC | Annual | 1719 | 83.9 | 0.0311 | 0 | 83.9 | 0.0311 | 0 | NE-HVAC-airAC-SpltPkg-240to759kBtuh-11p5eer_MZDEER2017AnyEPr1996CZ13cPVVG | #N/A | NE-HVAC-airAC-SpltPkg-240to759kBtuh-11p5eer_SZDEER2017AnyEPr1996CZ13cDXGF | 55133 |  | #N/A | #N/A | #N/A | 83.9 | 0.0311 | 0 | #N/A | #N/A | #N/A | 83.9 | 0.0311 | 0 | #N/A | #N/A | 184 | 50000
NE-HVAC-airAC-SpltPkg-240to759kBtuh-11p5eer | DEER2017 | D17 v2 |  | Any | EPr | 1996 | CZ14 | cDXGF | Cap-Tons | 176 | 50000 | None | 86.3 | 0.172 | 0 | 86.3 | 0.172 | 0 | 86.3 | 0.172 | 0 | 86.3 | 0.172 | 0 | DEER:HVAC_Split-Package_AC | Annual | 1719 | 86.3 | 0.172 | 0 | 86.3 | 0.172 | 0 | NE-HVAC-airAC-SpltPkg-240to759kBtuh-11p5eer_MZDEER2017AnyEPr1996CZ14cPVVG | #N/A | NE-HVAC-airAC-SpltPkg-240to759kBtuh-11p5eer_SZDEER2017AnyEPr1996CZ14cDXGF | 55134 |  | #N/A | #N/A | #N/A | 86.3 | 0.172 | 0 | #N/A | #N/A | #N/A | 86.3 | 0.172 | 0 | #N/A | #N/A | 176 | 50000
NE-HVAC-airAC-SpltPkg-240to759kBtuh-11p5eer | DEER2017 | D17 v2 |  | Any | EPr | 1996 | CZ15 | cDXGF | Cap-Tons | 229 | 50000 | None | 151 | 0.175 | 0 | 151 | 0.175 | 0 | 151 | 0.175 | 0 | 151 | 0.175 | 0 | DEER:HVAC_Split-Package_AC | Annual | 1719 | 151 | 0.175 | 0 | 151 | 0.175 | 0 | NE-HVAC-airAC-SpltPkg-240to759kBtuh-11p5eer_MZDEER2017AnyEPr1996CZ15cPVVG | #N/A | NE-HVAC-airAC-SpltPkg-240to759kBtuh-11p5eer_SZDEER2017AnyEPr1996CZ15cDXGF | 55135 |  | #N/A | #N/A | #N/A | 151 | 0.175 | 0 | #N/A | #N/A | #N/A | 151 | 0.175 | 0 | #N/A | #N/A | 229 | 50000
NE-HVAC-airAC-SpltPkg-240to759kBtuh-11p5eer | DEER2017 | D17 v2 |  | Any | EPr | 1996 | CZ16 | cDXGF | Cap-Tons | 113 | 50000 | None | 31.9 | 0.00867 | 0 | 31.9 | 0.00867 | 0 | 31.9 | 0.00867 | 0 | 31.9 | 0.00867 | 0 | DEER:HVAC_Split-Package_AC | Annual | 1719 | 31.9 | 0.00867 | 0 | 31.9 | 0.00867 | 0 | NE-HVAC-airAC-SpltPkg-240to759kBtuh-11p5eer_MZDEER2017AnyEPr1996CZ16cPVVG | #N/A | NE-HVAC-airAC-SpltPkg-240to759kBtuh-11p5eer_SZDEER2017AnyEPr1996CZ16cDXGF | 55136 |  | #N/A | #N/A | #N/A | 31.9 | 0.00867 | 0 | #N/A | #N/A | #N/A | 31.9 | 0.00867 | 0 | #N/A | #N/A | 113 | 50000
NE-HVAC-airAC-SpltPkg-240to759kBtuh-11p5eer | DEER2017 | D17 v2 |  | Any | EPr | 2003 | CZ01 | cDXGF | Cap-Tons | 90.7 | 50000 | None | 11.8 | 0.046 | 0 | 11.8 | 0.046 | 0 | 11.8 | 0.046 | 0 | 11.8 | 0.046 | 0 | DEER:HVAC_Split-Package_AC | Annual | 1719 | 11.8 | 0.046 | 0 | 11.8 | 0.046 | 0 | NE-HVAC-airAC-SpltPkg-240to759kBtuh-11p5eer_MZDEER2017AnyEPr2003CZ01cPVVG | #N/A | NE-HVAC-airAC-SpltPkg-240to759kBtuh-11p5eer_SZDEER2017AnyEPr2003CZ01cDXGF | 76481 |  | #N/A | #N/A | #N/A | 11.8 | 0.046 | 0 | #N/A | #N/A | #N/A | 11.8 | 0.046 | 0 | #N/A | #N/A | 90.7 | 50000
NE-HVAC-airAC-SpltPkg-240to759kBtuh-11p5eer | DEER2017 | D17 v2 |  | Any | EPr | 2003 | CZ02 | cDXGF | Cap-Tons | 155 | 50000 | None | 41.4 | 0.00586 | 0 | 41.4 | 0.00586 | 0 | 41.4 | 0.00586 | 0 | 41.4 | 0.00586 | 0 | DEER:HVAC_Split-Package_AC | Annual | 1719 | 41.4 | 0.00586 | 0 | 41.4 | 0.00586 | 0 | NE-HVAC-airAC-SpltPkg-240to759kBtuh-11p5eer_MZDEER2017AnyEPr2003CZ02cPVVG | #N/A | NE-HVAC-airAC-SpltPkg-240to759kBtuh-11p5eer_SZDEER2017AnyEPr2003CZ02cDXGF | 76482 |  | #N/A | #N/A | #N/A | 41.4 | 0.00586 | 0 | #N/A | #N/A | #N/A | 41.4 | 0.00586 | 0 | #N/A | #N/A | 155 | 50000
NE-HVAC-airAC-SpltPkg-240to759kBtuh-11p5eer | DEER2017 | D17 v2 |  | Any | EPr | 2003 | CZ03 | cDXGF | Cap-Tons | 126 | 50000 | None | 27.5 | 0.000694 | 0 | 27.5 | 0.000694 | 0 | 27.5 | 0.000694 | 0 | 27.5 | 0.000694 | 0 | DEER:HVAC_Split-Package_AC | Annual | 1719 | 27.5 | 0.000694 | 0 | 27.5 | 0.000694 | 0 | NE-HVAC-airAC-SpltPkg-240to759kBtuh-11p5eer_MZDEER2017AnyEPr2003CZ03cPVVG | #N/A | NE-HVAC-airAC-SpltPkg-240to759kBtuh-11p5eer_SZDEER2017AnyEPr2003CZ03cDXGF | 76483 |  | #N/A | #N/A | #N/A | 27.5 | 0.000694 | 0 | #N/A | #N/A | #N/A | 27.5 | 0.000694 | 0 | #N/A | #N/A | 126 | 50000
NE-HVAC-airAC-SpltPkg-240to759kBtuh-11p5eer | DEER2017 | D17 v2 |  | Any | EPr | 2003 | CZ04 | cDXGF | Cap-Tons | 151 | 50000 | None | 51.4 | 0.141 | 0 | 51.4 | 0.141 | 0 | 51.4 | 0.141 | 0 | 51.4 | 0.141 | 0 | DEER:HVAC_Split-Package_AC | Annual | 1719 | 51.4 | 0.141 | 0 | 51.4 | 0.141 | 0 | NE-HVAC-airAC-SpltPkg-240to759kBtuh-11p5eer_MZDEER2017AnyEPr2003CZ04cPVVG | #N/A | NE-HVAC-airAC-SpltPkg-240to759kBtuh-11p5eer_SZDEER2017AnyEPr2003CZ04cDXGF | 76484 |  | #N/A | #N/A | #N/A | 51.4 | 0.141 | 0 | #N/A | #N/A | #N/A | 51.4 | 0.141 | 0 | #N/A | #N/A | 151 | 50000
NE-HVAC-airAC-SpltPkg-240to759kBtuh-11p5eer | DEER2017 | D17 v2 |  | Any | EPr | 2003 | CZ05 | cDXGF | Cap-Tons | 111 | 50000 | None | 39.7 | 0.0752 | 0 | 39.7 | 0.0752 | 0 | 39.7 | 0.0752 | 0 | 39.7 | 0.0752 | 0 | DEER:HVAC_Split-Package_AC | Annual | 1719 | 39.7 | 0.0752 | 0 | 39.7 | 0.0752 | 0 | NE-HVAC-airAC-SpltPkg-240to759kBtuh-11p5eer_MZDEER2017AnyEPr2003CZ05cPVVG | #N/A | NE-HVAC-airAC-SpltPkg-240to759kBtuh-11p5eer_SZDEER2017AnyEPr2003CZ05cDXGF | 76485 |  | #N/A | #N/A | #N/A | 39.7 | 0.0752 | 0 | #N/A | #N/A | #N/A | 39.7 | 0.0752 | 0 | #N/A | #N/A | 111 | 50000
NE-HVAC-airAC-SpltPkg-240to759kBtuh-11p5eer | DEER2017 | D17 v2 |  | Any | EPr | 2003 | CZ06 | cDXGF | Cap-Tons | 174 | 50000 | None | 48.1 | 0.0988 | 0 | 48.1 | 0.0988 | 0 | 48.1 | 0.0988 | 0 | 48.1 | 0.0988 | 0 | DEER:HVAC_Split-Package_AC | Annual | 1719 | 48.1 | 0.0988 | 0 | 48.1 | 0.0988 | 0 | NE-HVAC-airAC-SpltPkg-240to759kBtuh-11p5eer_MZDEER2017AnyEPr2003CZ06cPVVG | #N/A | NE-HVAC-airAC-SpltPkg-240to759kBtuh-11p5eer_SZDEER2017AnyEPr2003CZ06cDXGF | 76486 |  | #N/A | #N/A | #N/A | 48.1 | 0.0988 | 0 | #N/A | #N/A | #N/A | 48.1 | 0.0988 | 0 | #N/A | #N/A | 174 | 50000
NE-HVAC-airAC-SpltPkg-240to759kBtuh-11p5eer | DEER2017 | D17 v2 |  | Any | EPr | 2003 | CZ07 | cDXGF | Cap-Tons | 128 | 50000 | None | 60.5 | 0.117 | 0 | 60.5 | 0.117 | 0 | 60.5 | 0.117 | 0 | 60.5 | 0.117 | 0 | DEER:HVAC_Split-Package_AC | Annual | 1719 | 60.5 | 0.117 | 0 | 60.5 | 0.117 | 0 | NE-HVAC-airAC-SpltPkg-240to759kBtuh-11p5eer_MZDEER2017AnyEPr2003CZ07cPVVG | #N/A | NE-HVAC-airAC-SpltPkg-240to759kBtuh-11p5eer_SZDEER2017AnyEPr2003CZ07cDXGF | 76487 |  | #N/A | #N/A | #N/A | 60.5 | 0.117 | 0 | #N/A | #N/A | #N/A | 60.5 | 0.117 | 0 | #N/A | #N/A | 128 | 50000
NE-HVAC-airAC-SpltPkg-240to759kBtuh-11p5eer | DEER2017 | D17 v2 |  | Any | EPr | 2003 | CZ08 | cDXGF | Cap-Tons | 187 | 50000 | None | 60.6 | 0.116 | 0 | 60.6 | 0.116 | 0 | 60.6 | 0.116 | 0 | 60.6 | 0.116 | 0 | DEER:HVAC_Split-Package_AC | Annual | 1719 | 60.6 | 0.116 | 0 | 60.6 | 0.116 | 0 | NE-HVAC-airAC-SpltPkg-240to759kBtuh-11p5eer_MZDEER2017AnyEPr2003CZ08cPVVG | #N/A | NE-HVAC-airAC-SpltPkg-240to759kBtuh-11p5eer_SZDEER2017AnyEPr2003CZ08cDXGF | 76488 |  | #N/A | #N/A | #N/A | 60.6 | 0.116 | 0 | #N/A | #N/A | #N/A | 60.6 | 0.116 | 0 | #N/A | #N/A | 187 | 50000
NE-HVAC-airAC-SpltPkg-240to759kBtuh-11p5eer | DEER2017 | D17 v2 |  | Any | EPr | 2003 | CZ09 | cDXGF | Cap-Tons | 195 | 50000 | None | 65 | 0.169 | 0 | 65 | 0.169 | 0 | 65 | 0.169 | 0 | 65 | 0.169 | 0 | DEER:HVAC_Split-Package_AC | Annual | 1719 | 65 | 0.169 | 0 | 65 | 0.169 | 0 | NE-HVAC-airAC-SpltPkg-240to759kBtuh-11p5eer_MZDEER2017AnyEPr2003CZ09cPVVG | #N/A | NE-HVAC-airAC-SpltPkg-240to759kBtuh-11p5eer_SZDEER2017AnyEPr2003CZ09cDXGF | 76489 |  | #N/A | #N/A | #N/A | 65 | 0.169 | 0 | #N/A | #N/A | #N/A | 65 | 0.169 | 0 | #N/A | #N/A | 195 | 50000
NE-HVAC-airAC-SpltPkg-240to759kBtuh-11p5eer | DEER2017 | D17 v2 |  | Any | EPr | 2003 | CZ10 | cDXGF | Cap-Tons | 186 | 50000 | None | 70.8 | 0.179 | 0 | 70.8 | 0.179 | 0 | 70.8 | 0.179 | 0 | 70.8 | 0.179 | 0 | DEER:HVAC_Split-Package_AC | Annual | 1719 | 70.8 | 0.179 | 0 | 70.8 | 0.179 | 0 | NE-HVAC-airAC-SpltPkg-240to759kBtuh-11p5eer_MZDEER2017AnyEPr2003CZ10cPVVG | #N/A | NE-HVAC-airAC-SpltPkg-240to759kBtuh-11p5eer_SZDEER2017AnyEPr2003CZ10cDXGF | 76490 |  | #N/A | #N/A | #N/A | 70.8 | 0.179 | 0 | #N/A | #N/A | #N/A | 70.8 | 0.179 | 0 | #N/A | #N/A | 186 | 50000
NE-HVAC-airAC-SpltPkg-240to759kBtuh-11p5eer | DEER2017 | D17 v2 |  | Any | EPr | 2003 | CZ11 | cDXGF | Cap-Tons | 154 | 50000 | None | 79.1 | 0.0325 | 0 | 79.1 | 0.0325 | 0 | 79.1 | 0.0325 | 0 | 79.1 | 0.0325 | 0 | DEER:HVAC_Split-Package_AC | Annual | 1719 | 79.1 | 0.0325 | 0 | 79.1 | 0.0325 | 0 | NE-HVAC-airAC-SpltPkg-240to759kBtuh-11p5eer_MZDEER2017AnyEPr2003CZ11cPVVG | #N/A | NE-HVAC-airAC-SpltPkg-240to759kBtuh-11p5eer_SZDEER2017AnyEPr2003CZ11cDXGF | 76491 |  | #N/A | #N/A | #N/A | 79.1 | 0.0325 | 0 | #N/A | #N/A | #N/A | 79.1 | 0.0325 | 0 | #N/A | #N/A | 154 | 50000
NE-HVAC-airAC-SpltPkg-240to759kBtuh-11p5eer | DEER2017 | D17 v2 |  | Any | EPr | 2003 | CZ12 | cDXGF | Cap-Tons | 143 | 50000 | None | 67.1 | 0.0199 | 0 | 67.1 | 0.0199 | 0 | 67.1 | 0.0199 | 0 | 67.1 | 0.0199 | 0 | DEER:HVAC_Split-Package_AC | Annual | 1719 | 67.1 | 0.0199 | 0 | 67.1 | 0.0199 | 0 | NE-HVAC-airAC-SpltPkg-240to759kBtuh-11p5eer_MZDEER2017AnyEPr2003CZ12cPVVG | #N/A | NE-HVAC-airAC-SpltPkg-240to759kBtuh-11p5eer_SZDEER2017AnyEPr2003CZ12cDXGF | 76492 |  | #N/A | #N/A | #N/A | 67.1 | 0.0199 | 0 | #N/A | #N/A | #N/A | 67.1 | 0.0199 | 0 | #N/A | #N/A | 143 | 50000
NE-HVAC-airAC-SpltPkg-240to759kBtuh-11p5eer | DEER2017 | D17 v2 |  | Any | EPr | 2003 | CZ13 | cDXGF | Cap-Tons | 172 | 50000 | None | 81.7 | 0.029 | 0 | 81.7 | 0.029 | 0 | 81.7 | 0.029 | 0 | 81.7 | 0.029 | 0 | DEER:HVAC_Split-Package_AC | Annual | 1719 | 81.7 | 0.029 | 0 | 81.7 | 0.029 | 0 | NE-HVAC-airAC-SpltPkg-240to759kBtuh-11p5eer_MZDEER2017AnyEPr2003CZ13cPVVG | #N/A | NE-HVAC-airAC-SpltPkg-240to759kBtuh-11p5eer_SZDEER2017AnyEPr2003CZ13cDXGF | 76493 |  | #N/A | #N/A | #N/A | 81.7 | 0.029 | 0 | #N/A | #N/A | #N/A | 81.7 | 0.029 | 0 | #N/A | #N/A | 172 | 50000
NE-HVAC-airAC-SpltPkg-240to759kBtuh-11p5eer | DEER2017 | D17 v2 |  | Any | EPr | 2003 | CZ14 | cDXGF | Cap-Tons | 165 | 50000 | None | 84.3 | 0.173 | 0 | 84.3 | 0.173 | 0 | 84.3 | 0.173 | 0 | 84.3 | 0.173 | 0 | DEER:HVAC_Split-Package_AC | Annual | 1719 | 84.3 | 0.173 | 0 | 84.3 | 0.173 | 0 | NE-HVAC-airAC-SpltPkg-240to759kBtuh-11p5eer_MZDEER2017AnyEPr2003CZ14cPVVG | #N/A | NE-HVAC-airAC-SpltPkg-240to759kBtuh-11p5eer_SZDEER2017AnyEPr2003CZ14cDXGF | 76494 |  | #N/A | #N/A | #N/A | 84.3 | 0.173 | 0 | #N/A | #N/A | #N/A | 84.3 | 0.173 | 0 | #N/A | #N/A | 165 | 50000
NE-HVAC-airAC-SpltPkg-240to759kBtuh-11p5eer | DEER2017 | D17 v2 |  | Any | EPr | 2003 | CZ15 | cDXGF | Cap-Tons | 216 | 50000 | None | 149 | 0.175 | 0 | 149 | 0.175 | 0 | 149 | 0.175 | 0 | 149 | 0.175 | 0 | DEER:HVAC_Split-Package_AC | Annual | 1719 | 149 | 0.175 | 0 | 149 | 0.175 | 0 | NE-HVAC-airAC-SpltPkg-240to759kBtuh-11p5eer_MZDEER2017AnyEPr2003CZ15cPVVG | #N/A | NE-HVAC-airAC-SpltPkg-240to759kBtuh-11p5eer_SZDEER2017AnyEPr2003CZ15cDXGF | 76495 |  | #N/A | #N/A | #N/A | 149 | 0.175 | 0 | #N/A | #N/A | #N/A | 149 | 0.175 | 0 | #N/A | #N/A | 216 | 50000
NE-HVAC-airAC-SpltPkg-240to759kBtuh-11p5eer | DEER2017 | D17 v2 |  | Any | EPr | 2003 | CZ16 | cDXGF | Cap-Tons | 103 | 50000 | None | 32.2 | 0.00647 | 0 | 32.2 | 0.00647 | 0 | 32.2 | 0.00647 | 0 | 32.2 | 0.00647 | 0 | DEER:HVAC_Split-Package_AC | Annual | 1719 | 32.2 | 0.00647 | 0 | 32.2 | 0.00647 | 0 | NE-HVAC-airAC-SpltPkg-240to759kBtuh-11p5eer_MZDEER2017AnyEPr2003CZ16cPVVG | #N/A | NE-HVAC-airAC-SpltPkg-240to759kBtuh-11p5eer_SZDEER2017AnyEPr2003CZ16cDXGF | 76496 |  | #N/A | #N/A | #N/A | 32.2 | 0.00647 | 0 | #N/A | #N/A | #N/A | 32.2 | 0.00647 | 0 | #N/A | #N/A | 103 | 50000
NE-HVAC-airAC-SpltPkg-240to759kBtuh-11p5eer | DEER2017 | D17 v2 |  | Any | EPr | 2007 | CZ01 | cDXGF | Cap-Tons | 90 | 50000 | None | 11.7 | 0.0457 | 0 | 11.7 | 0.0457 | 0 | 11.7 | 0.0457 | 0 | 11.7 | 0.0457 | 0 | DEER:HVAC_Split-Package_AC | Annual | 1719 | 11.7 | 0.0457 | 0 | 11.7 | 0.0457 | 0 | NE-HVAC-airAC-SpltPkg-240to759kBtuh-11p5eer_MZDEER2017AnyEPr2007CZ01cPVVG | #N/A | NE-HVAC-airAC-SpltPkg-240to759kBtuh-11p5eer_SZDEER2017AnyEPr2007CZ01cDXGF | 97841 |  | #N/A | #N/A | #N/A | 11.7 | 0.0457 | 0 | #N/A | #N/A | #N/A | 11.7 | 0.0457 | 0 | #N/A | #N/A | 90 | 50000
NE-HVAC-airAC-SpltPkg-240to759kBtuh-11p5eer | DEER2017 | D17 v2 |  | Any | EPr | 2007 | CZ02 | cDXGF | Cap-Tons | 154 | 50000 | None | 41.2 | 0.00588 | 0 | 41.2 | 0.00588 | 0 | 41.2 | 0.00588 | 0 | 41.2 | 0.00588 | 0 | DEER:HVAC_Split-Package_AC | Annual | 1719 | 41.2 | 0.00588 | 0 | 41.2 | 0.00588 | 0 | NE-HVAC-airAC-SpltPkg-240to759kBtuh-11p5eer_MZDEER2017AnyEPr2007CZ02cPVVG | #N/A | NE-HVAC-airAC-SpltPkg-240to759kBtuh-11p5eer_SZDEER2017AnyEPr2007CZ02cDXGF | 97842 |  | #N/A | #N/A | #N/A | 41.2 | 0.00588 | 0 | #N/A | #N/A | #N/A | 41.2 | 0.00588 | 0 | #N/A | #N/A | 154 | 50000
NE-HVAC-airAC-SpltPkg-240to759kBtuh-11p5eer | DEER2017 | D17 v2 |  | Any | EPr | 2007 | CZ03 | cDXGF | Cap-Tons | 125 | 50000 | None | 27.3 | 0.000697 | 0 | 27.3 | 0.000697 | 0 | 27.3 | 0.000697 | 0 | 27.3 | 0.000697 | 0 | DEER:HVAC_Split-Package_AC | Annual | 1719 | 27.3 | 0.000697 | 0 | 27.3 | 0.000697 | 0 | NE-HVAC-airAC-SpltPkg-240to759kBtuh-11p5eer_MZDEER2017AnyEPr2007CZ03cPVVG | #N/A | NE-HVAC-airAC-SpltPkg-240to759kBtuh-11p5eer_SZDEER2017AnyEPr2007CZ03cDXGF | 97843 |  | #N/A | #N/A | #N/A | 27.3 | 0.000697 | 0 | #N/A | #N/A | #N/A | 27.3 | 0.000697 | 0 | #N/A | #N/A | 125 | 50000
NE-HVAC-airAC-SpltPkg-240to759kBtuh-11p5eer | DEER2017 | D17 v2 |  | Any | EPr | 2007 | CZ04 | cDXGF | Cap-Tons | 150 | 50000 | None | 51.2 | 0.141 | 0 | 51.2 | 0.141 | 0 | 51.2 | 0.141 | 0 | 51.2 | 0.141 | 0 | DEER:HVAC_Split-Package_AC | Annual | 1719 | 51.2 | 0.141 | 0 | 51.2 | 0.141 | 0 | NE-HVAC-airAC-SpltPkg-240to759kBtuh-11p5eer_MZDEER2017AnyEPr2007CZ04cPVVG | #N/A | NE-HVAC-airAC-SpltPkg-240to759kBtuh-11p5eer_SZDEER2017AnyEPr2007CZ04cDXGF | 97844 |  | #N/A | #N/A | #N/A | 51.2 | 0.141 | 0 | #N/A | #N/A | #N/A | 51.2 | 0.141 | 0 | #N/A | #N/A | 150 | 50000
NE-HVAC-airAC-SpltPkg-240to759kBtuh-11p5eer | DEER2017 | D17 v2 |  | Any | EPr | 2007 | CZ05 | cDXGF | Cap-Tons | 110 | 50000 | None | 39.4 | 0.075 | 0 | 39.4 | 0.075 | 0 | 39.4 | 0.075 | 0 | 39.4 | 0.075 | 0 | DEER:HVAC_Split-Package_AC | Annual | 1719 | 39.4 | 0.075 | 0 | 39.4 | 0.075 | 0 | NE-HVAC-airAC-SpltPkg-240to759kBtuh-11p5eer_MZDEER2017AnyEPr2007CZ05cPVVG | #N/A | NE-HVAC-airAC-SpltPkg-240to759kBtuh-11p5eer_SZDEER2017AnyEPr2007CZ05cDXGF | 97845 |  | #N/A | #N/A | #N/A | 39.4 | 0.075 | 0 | #N/A | #N/A | #N/A | 39.4 | 0.075 | 0 | #N/A | #N/A | 110 | 50000
NE-HVAC-airAC-SpltPkg-240to759kBtuh-11p5eer | DEER2017 | D17 v2 |  | Any | EPr | 2007 | CZ06 | cDXGF | Cap-Tons | 173 | 50000 | None | 47.8 | 0.0988 | 0 | 47.8 | 0.0988 | 0 | 47.8 | 0.0988 | 0 | 47.8 | 0.0988 | 0 | DEER:HVAC_Split-Package_AC | Annual | 1719 | 47.8 | 0.0988 | 0 | 47.8 | 0.0988 | 0 | NE-HVAC-airAC-SpltPkg-240to759kBtuh-11p5eer_MZDEER2017AnyEPr2007CZ06cPVVG | #N/A | NE-HVAC-airAC-SpltPkg-240to759kBtuh-11p5eer_SZDEER2017AnyEPr2007CZ06cDXGF | 97846 |  | #N/A | #N/A | #N/A | 47.8 | 0.0988 | 0 | #N/A | #N/A | #N/A | 47.8 | 0.0988 | 0 | #N/A | #N/A | 173 | 50000
NE-HVAC-airAC-SpltPkg-240to759kBtuh-11p5eer | DEER2017 | D17 v2 |  | Any | EPr | 2007 | CZ07 | cDXGF | Cap-Tons | 128 | 50000 | None | 60.1 | 0.117 | 0 | 60.1 | 0.117 | 0 | 60.1 | 0.117 | 0 | 60.1 | 0.117 | 0 | DEER:HVAC_Split-Package_AC | Annual | 1719 | 60.1 | 0.117 | 0 | 60.1 | 0.117 | 0 | NE-HVAC-airAC-SpltPkg-240to759kBtuh-11p5eer_MZDEER2017AnyEPr2007CZ07cPVVG | #N/A | NE-HVAC-airAC-SpltPkg-240to759kBtuh-11p5eer_SZDEER2017AnyEPr2007CZ07cDXGF | 97847 |  | #N/A | #N/A | #N/A | 60.1 | 0.117 | 0 | #N/A | #N/A | #N/A | 60.1 | 0.117 | 0 | #N/A | #N/A | 128 | 50000
NE-HVAC-airAC-SpltPkg-240to759kBtuh-11p5eer | DEER2017 | D17 v2 |  | Any | EPr | 2007 | CZ08 | cDXGF | Cap-Tons | 186 | 50000 | None | 60.3 | 0.116 | 0 | 60.3 | 0.116 | 0 | 60.3 | 0.116 | 0 | 60.3 | 0.116 | 0 | DEER:HVAC_Split-Package_AC | Annual | 1719 | 60.3 | 0.116 | 0 | 60.3 | 0.116 | 0 | NE-HVAC-airAC-SpltPkg-240to759kBtuh-11p5eer_MZDEER2017AnyEPr2007CZ08cPVVG | #N/A | NE-HVAC-airAC-SpltPkg-240to759kBtuh-11p5eer_SZDEER2017AnyEPr2007CZ08cDXGF | 97848 |  | #N/A | #N/A | #N/A | 60.3 | 0.116 | 0 | #N/A | #N/A | #N/A | 60.3 | 0.116 | 0 | #N/A | #N/A | 186 | 50000
NE-HVAC-airAC-SpltPkg-240to759kBtuh-11p5eer | DEER2017 | D17 v2 |  | Any | EPr | 2007 | CZ09 | cDXGF | Cap-Tons | 193 | 50000 | None | 64.8 | 0.169 | 0 | 64.8 | 0.169 | 0 | 64.8 | 0.169 | 0 | 64.8 | 0.169 | 0 | DEER:HVAC_Split-Package_AC | Annual | 1719 | 64.8 | 0.169 | 0 | 64.8 | 0.169 | 0 | NE-HVAC-airAC-SpltPkg-240to759kBtuh-11p5eer_MZDEER2017AnyEPr2007CZ09cPVVG | #N/A | NE-HVAC-airAC-SpltPkg-240to759kBtuh-11p5eer_SZDEER2017AnyEPr2007CZ09cDXGF | 97849 |  | #N/A | #N/A | #N/A | 64.8 | 0.169 | 0 | #N/A | #N/A | #N/A | 64.8 | 0.169 | 0 | #N/A | #N/A | 193 | 50000
NE-HVAC-airAC-SpltPkg-240to759kBtuh-11p5eer | DEER2017 | D17 v2 |  | Any | EPr | 2007 | CZ10 | cDXGF | Cap-Tons | 185 | 50000 | None | 70.7 | 0.179 | 0 | 70.7 | 0.179 | 0 | 70.7 | 0.179 | 0 | 70.7 | 0.179 | 0 | DEER:HVAC_Split-Package_AC | Annual | 1719 | 70.7 | 0.179 | 0 | 70.7 | 0.179 | 0 | NE-HVAC-airAC-SpltPkg-240to759kBtuh-11p5eer_MZDEER2017AnyEPr2007CZ10cPVVG | #N/A | NE-HVAC-airAC-SpltPkg-240to759kBtuh-11p5eer_SZDEER2017AnyEPr2007CZ10cDXGF | 97850 |  | #N/A | #N/A | #N/A | 70.7 | 0.179 | 0 | #N/A | #N/A | #N/A | 70.7 | 0.179 | 0 | #N/A | #N/A | 185 | 50000
NE-HVAC-airAC-SpltPkg-240to759kBtuh-11p5eer | DEER2017 | D17 v2 |  | Any | EPr | 2007 | CZ11 | cDXGF | Cap-Tons | 153 | 50000 | None | 78.9 | 0.0326 | 0 | 78.9 | 0.0326 | 0 | 78.9 | 0.0326 | 0 | 78.9 | 0.0326 | 0 | DEER:HVAC_Split-Package_AC | Annual | 1719 | 78.9 | 0.0326 | 0 | 78.9 | 0.0326 | 0 | NE-HVAC-airAC-SpltPkg-240to759kBtuh-11p5eer_MZDEER2017AnyEPr2007CZ11cPVVG | #N/A | NE-HVAC-airAC-SpltPkg-240to759kBtuh-11p5eer_SZDEER2017AnyEPr2007CZ11cDXGF | 97851 |  | #N/A | #N/A | #N/A | 78.9 | 0.0326 | 0 | #N/A | #N/A | #N/A | 78.9 | 0.0326 | 0 | #N/A | #N/A | 153 | 50000
NE-HVAC-airAC-SpltPkg-240to759kBtuh-11p5eer | DEER2017 | D17 v2 |  | Any | EPr | 2007 | CZ12 | cDXGF | Cap-Tons | 143 | 50000 | None | 66.9 | 0.0199 | 0 | 66.9 | 0.0199 | 0 | 66.9 | 0.0199 | 0 | 66.9 | 0.0199 | 0 | DEER:HVAC_Split-Package_AC | Annual | 1719 | 66.9 | 0.0199 | 0 | 66.9 | 0.0199 | 0 | NE-HVAC-airAC-SpltPkg-240to759kBtuh-11p5eer_MZDEER2017AnyEPr2007CZ12cPVVG | #N/A | NE-HVAC-airAC-SpltPkg-240to759kBtuh-11p5eer_SZDEER2017AnyEPr2007CZ12cDXGF | 97852 |  | #N/A | #N/A | #N/A | 66.9 | 0.0199 | 0 | #N/A | #N/A | #N/A | 66.9 | 0.0199 | 0 | #N/A | #N/A | 143 | 50000
NE-HVAC-airAC-SpltPkg-240to759kBtuh-11p5eer | DEER2017 | D17 v2 |  | Any | EPr | 2007 | CZ13 | cDXGF | Cap-Tons | 171 | 50000 | None | 81.7 | 0.0291 | 0 | 81.7 | 0.0291 | 0 | 81.7 | 0.0291 | 0 | 81.7 | 0.0291 | 0 | DEER:HVAC_Split-Package_AC | Annual | 1719 | 81.7 | 0.0291 | 0 | 81.7 | 0.0291 | 0 | NE-HVAC-airAC-SpltPkg-240to759kBtuh-11p5eer_MZDEER2017AnyEPr2007CZ13cPVVG | #N/A | NE-HVAC-airAC-SpltPkg-240to759kBtuh-11p5eer_SZDEER2017AnyEPr2007CZ13cDXGF | 97853 |  | #N/A | #N/A | #N/A | 81.7 | 0.0291 | 0 | #N/A | #N/A | #N/A | 81.7 | 0.0291 | 0 | #N/A | #N/A | 171 | 50000
NE-HVAC-airAC-SpltPkg-240to759kBtuh-11p5eer | DEER2017 | D17 v2 |  | Any | EPr | 2007 | CZ14 | cDXGF | Cap-Tons | 164 | 50000 | None | 84.2 | 0.173 | 0 | 84.2 | 0.173 | 0 | 84.2 | 0.173 | 0 | 84.2 | 0.173 | 0 | DEER:HVAC_Split-Package_AC | Annual | 1719 | 84.2 | 0.173 | 0 | 84.2 | 0.173 | 0 | NE-HVAC-airAC-SpltPkg-240to759kBtuh-11p5eer_MZDEER2017AnyEPr2007CZ14cPVVG | #N/A | NE-HVAC-airAC-SpltPkg-240to759kBtuh-11p5eer_SZDEER2017AnyEPr2007CZ14cDXGF | 97854 |  | #N/A | #N/A | #N/A | 84.2 | 0.173 | 0 | #N/A | #N/A | #N/A | 84.2 | 0.173 | 0 | #N/A | #N/A | 164 | 50000
NE-HVAC-airAC-SpltPkg-240to759kBtuh-11p5eer | DEER2017 | D17 v2 |  | Any | EPr | 2007 | CZ15 | cDXGF | Cap-Tons | 215 | 50000 | None | 149 | 0.176 | 0 | 149 | 0.176 | 0 | 149 | 0.176 | 0 | 149 | 0.176 | 0 | DEER:HVAC_Split-Package_AC | Annual | 1719 | 149 | 0.176 | 0 | 149 | 0.176 | 0 | NE-HVAC-airAC-SpltPkg-240to759kBtuh-11p5eer_MZDEER2017AnyEPr2007CZ15cPVVG | #N/A | NE-HVAC-airAC-SpltPkg-240to759kBtuh-11p5eer_SZDEER2017AnyEPr2007CZ15cDXGF | 97855 |  | #N/A | #N/A | #N/A | 149 | 0.176 | 0 | #N/A | #N/A | #N/A | 149 | 0.176 | 0 | #N/A | #N/A | 215 | 50000
NE-HVAC-airAC-SpltPkg-240to759kBtuh-11p5eer | DEER2017 | D17 v2 |  | Any | EPr | 2007 | CZ16 | cDXGF | Cap-Tons | 102 | 50000 | None | 32.1 | 0.0065 | 0 | 32.1 | 0.0065 | 0 | 32.1 | 0.0065 | 0 | 32.1 | 0.0065 | 0 | DEER:HVAC_Split-Package_AC | Annual | 1719 | 32.1 | 0.0065 | 0 | 32.1 | 0.0065 | 0 | NE-HVAC-airAC-SpltPkg-240to759kBtuh-11p5eer_MZDEER2017AnyEPr2007CZ16cPVVG | #N/A | NE-HVAC-airAC-SpltPkg-240to759kBtuh-11p5eer_SZDEER2017AnyEPr2007CZ16cDXGF | 97856 |  | #N/A | #N/A | #N/A | 32.1 | 0.0065 | 0 | #N/A | #N/A | #N/A | 32.1 | 0.0065 | 0 | #N/A | #N/A | 102 | 50000
NE-HVAC-airAC-SpltPkg-240to759kBtuh-11p5eer | DEER2017 | D17 v2 |  | Any | EPr | 2011 | CZ01 | cDXGF | Cap-Tons | 89.7 | 50000 | None | 238 | 0.106 | 12.6 | 11.8 | 0.0459 | 0 | 238 | 0.106 | 12.6 | 11.8 | 0.0459 | 0 | DEER:HVAC_Split-Package_AC | Annual | 1719 | 238 | 0.106 | 12.6 | 11.8 | 0.0459 | 0 | NE-HVAC-airAC-SpltPkg-240to759kBtuh-11p5eer_MZDEER2017AnyEPr2011CZ01cPVVG | #N/A | NE-HVAC-airAC-SpltPkg-240to759kBtuh-11p5eer_SZDEER2017AnyEPr2011CZ01cDXGF | 119201 |  | #N/A | #N/A | #N/A | 238 | 0.106 | 12.6 | #N/A | #N/A | #N/A | 11.8 | 0.0459 | 0 | #N/A | #N/A | 89.7 | 50000
NE-HVAC-airAC-SpltPkg-240to759kBtuh-11p5eer | DEER2017 | D17 v2 |  | Any | EPr | 2011 | CZ02 | cDXGF | Cap-Tons | 153 | 50000 | None | 303 | 0.0335 | -2.4 | 40.9 | 0.00501 | 0 | 303 | 0.0335 | -2.4 | 40.9 | 0.00501 | 0 | DEER:HVAC_Split-Package_AC | Annual | 1719 | 303 | 0.0335 | -2.4 | 40.9 | 0.00501 | 0 | NE-HVAC-airAC-SpltPkg-240to759kBtuh-11p5eer_MZDEER2017AnyEPr2011CZ02cPVVG | #N/A | NE-HVAC-airAC-SpltPkg-240to759kBtuh-11p5eer_SZDEER2017AnyEPr2011CZ02cDXGF | 119202 |  | #N/A | #N/A | #N/A | 303 | 0.0335 | -2.4 | #N/A | #N/A | #N/A | 40.9 | 0.00501 | 0 | #N/A | #N/A | 153 | 50000
NE-HVAC-airAC-SpltPkg-240to759kBtuh-11p5eer | DEER2017 | D17 v2 |  | Any | EPr | 2011 | CZ03 | cDXGF | Cap-Tons | 124 | 50000 | None | 262 | 0.00281 | 1.9 | 27.5 | 0.000386 | 0 | 262 | 0.00281 | 1.9 | 27.5 | 0.000386 | 0 | DEER:HVAC_Split-Package_AC | Annual | 1719 | 262 | 0.00281 | 1.9 | 27.5 | 0.000386 | 0 | NE-HVAC-airAC-SpltPkg-240to759kBtuh-11p5eer_MZDEER2017AnyEPr2011CZ03cPVVG | #N/A | NE-HVAC-airAC-SpltPkg-240to759kBtuh-11p5eer_SZDEER2017AnyEPr2011CZ03cDXGF | 119203 |  | #N/A | #N/A | #N/A | 262 | 0.00281 | 1.9 | #N/A | #N/A | #N/A | 27.5 | 0.000386 | 0 | #N/A | #N/A | 124 | 50000
NE-HVAC-airAC-SpltPkg-240to759kBtuh-11p5eer | DEER2017 | D17 v2 |  | Any | EPr | 2011 | CZ04 | cDXGF | Cap-Tons | 149 | 50000 | None | 320 | 0.279 | -0.544 | 51.3 | 0.14 | 0 | 320 | 0.279 | -0.544 | 51.3 | 0.14 | 0 | DEER:HVAC_Split-Package_AC | Annual | 1719 | 320 | 0.279 | -0.544 | 51.3 | 0.14 | 0 | NE-HVAC-airAC-SpltPkg-240to759kBtuh-11p5eer_MZDEER2017AnyEPr2011CZ04cPVVG | #N/A | NE-HVAC-airAC-SpltPkg-240to759kBtuh-11p5eer_SZDEER2017AnyEPr2011CZ04cDXGF | 119204 |  | #N/A | #N/A | #N/A | 320 | 0.279 | -0.544 | #N/A | #N/A | #N/A | 51.3 | 0.14 | 0 | #N/A | #N/A | 149 | 50000
NE-HVAC-airAC-SpltPkg-240to759kBtuh-11p5eer | DEER2017 | D17 v2 |  | Any | EPr | 2011 | CZ05 | cDXGF | Cap-Tons | 109 | 50000 | None | 256 | 0.215 | 2.95 | 39.7 | 0.0751 | 0 | 256 | 0.215 | 2.95 | 39.7 | 0.0751 | 0 | DEER:HVAC_Split-Package_AC | Annual | 1719 | 256 | 0.215 | 2.95 | 39.7 | 0.0751 | 0 | NE-HVAC-airAC-SpltPkg-240to759kBtuh-11p5eer_MZDEER2017AnyEPr2011CZ05cPVVG | #N/A | NE-HVAC-airAC-SpltPkg-240to759kBtuh-11p5eer_SZDEER2017AnyEPr2011CZ05cDXGF | 119205 |  | #N/A | #N/A | #N/A | 256 | 0.215 | 2.95 | #N/A | #N/A | #N/A | 39.7 | 0.0751 | 0 | #N/A | #N/A | 109 | 50000
NE-HVAC-airAC-SpltPkg-240to759kBtuh-11p5eer | DEER2017 | D17 v2 |  | Any | EPr | 2011 | CZ06 | cDXGF | Cap-Tons | 173 | 50000 | None | 288 | 0.212 | -2.38 | 47.9 | 0.0987 | 0 | 288 | 0.212 | -2.38 | 47.9 | 0.0987 | 0 | DEER:HVAC_Split-Package_AC | Annual | 1719 | 288 | 0.212 | -2.38 | 47.9 | 0.0987 | 0 | NE-HVAC-airAC-SpltPkg-240to759kBtuh-11p5eer_MZDEER2017AnyEPr2011CZ06cPVVG | #N/A | NE-HVAC-airAC-SpltPkg-240to759kBtuh-11p5eer_SZDEER2017AnyEPr2011CZ06cDXGF | 119206 |  | #N/A | #N/A | #N/A | 288 | 0.212 | -2.38 | #N/A | #N/A | #N/A | 47.9 | 0.0987 | 0 | #N/A | #N/A | 173 | 50000
NE-HVAC-airAC-SpltPkg-240to759kBtuh-11p5eer | DEER2017 | D17 v2 |  | Any | EPr | 2011 | CZ07 | cDXGF | Cap-Tons | 126 | 50000 | None | 245 | 0.199 | 2.05 | 60.4 | 0.115 | 0 | 245 | 0.199 | 2.05 | 60.4 | 0.115 | 0 | DEER:HVAC_Split-Package_AC | Annual | 1719 | 245 | 0.199 | 2.05 | 60.4 | 0.115 | 0 | NE-HVAC-airAC-SpltPkg-240to759kBtuh-11p5eer_MZDEER2017AnyEPr2011CZ07cPVVG | #N/A | NE-HVAC-airAC-SpltPkg-240to759kBtuh-11p5eer_SZDEER2017AnyEPr2011CZ07cDXGF | 119207 |  | #N/A | #N/A | #N/A | 245 | 0.199 | 2.05 | #N/A | #N/A | #N/A | 60.4 | 0.115 | 0 | #N/A | #N/A | 126 | 50000
NE-HVAC-airAC-SpltPkg-240to759kBtuh-11p5eer | DEER2017 | D17 v2 |  | Any | EPr | 2011 | CZ08 | cDXGF | Cap-Tons | 184 | 50000 | None | 321 | 0.235 | -2.3 | 59.9 | 0.115 | 0 | 321 | 0.235 | -2.3 | 59.9 | 0.115 | 0 | DEER:HVAC_Split-Package_AC | Annual | 1719 | 321 | 0.235 | -2.3 | 59.9 | 0.115 | 0 | NE-HVAC-airAC-SpltPkg-240to759kBtuh-11p5eer_MZDEER2017AnyEPr2011CZ08cPVVG | #N/A | NE-HVAC-airAC-SpltPkg-240to759kBtuh-11p5eer_SZDEER2017AnyEPr2011CZ08cDXGF | 119208 |  | #N/A | #N/A | #N/A | 321 | 0.235 | -2.3 | #N/A | #N/A | #N/A | 59.9 | 0.115 | 0 | #N/A | #N/A | 184 | 50000
NE-HVAC-airAC-SpltPkg-240to759kBtuh-11p5eer | DEER2017 | D17 v2 |  | Any | EPr | 2011 | CZ09 | cDXGF | Cap-Tons | 174 | 50000 | None | 346 | 0.267 | -1.81 | 70.5 | 0.175 | 0 | 346 | 0.267 | -1.81 | 70.5 | 0.175 | 0 | DEER:HVAC_Split-Package_AC | Annual | 1719 | 346 | 0.267 | -1.81 | 70.5 | 0.175 | 0 | NE-HVAC-airAC-SpltPkg-240to759kBtuh-11p5eer_MZDEER2017AnyEPr2011CZ09cPVVG | #N/A | NE-HVAC-airAC-SpltPkg-240to759kBtuh-11p5eer_SZDEER2017AnyEPr2011CZ09cDXGF | 119209 |  | #N/A | #N/A | #N/A | 346 | 0.267 | -1.81 | #N/A | #N/A | #N/A | 70.5 | 0.175 | 0 | #N/A | #N/A | 174 | 50000
NE-HVAC-airAC-SpltPkg-240to759kBtuh-11p5eer | DEER2017 | D17 v2 |  | Any | EPr | 2011 | CZ10 | cDXGF | Cap-Tons | 182 | 50000 | None | 352 | 0.29 | -2.44 | 70.2 | 0.177 | 0 | 352 | 0.29 | -2.44 | 70.2 | 0.177 | 0 | DEER:HVAC_Split-Package_AC | Annual | 1719 | 352 | 0.29 | -2.44 | 70.2 | 0.177 | 0 | NE-HVAC-airAC-SpltPkg-240to759kBtuh-11p5eer_MZDEER2017AnyEPr2011CZ10cPVVG | #N/A | NE-HVAC-airAC-SpltPkg-240to759kBtuh-11p5eer_SZDEER2017AnyEPr2011CZ10cDXGF | 119210 |  | #N/A | #N/A | #N/A | 352 | 0.29 | -2.44 | #N/A | #N/A | #N/A | 70.2 | 0.177 | 0 | #N/A | #N/A | 182 | 50000
NE-HVAC-airAC-SpltPkg-240to759kBtuh-11p5eer | DEER2017 | D17 v2 |  | Any | EPr | 2011 | CZ11 | cDXGF | Cap-Tons | 151 | 50000 | None | 405 | 0.156 | -2.43 | 77.6 | 0.0297 | 0 | 405 | 0.156 | -2.43 | 77.6 | 0.0297 | 0 | DEER:HVAC_Split-Package_AC | Annual | 1719 | 405 | 0.156 | -2.43 | 77.6 | 0.0297 | 0 | NE-HVAC-airAC-SpltPkg-240to759kBtuh-11p5eer_MZDEER2017AnyEPr2011CZ11cPVVG | #N/A | NE-HVAC-airAC-SpltPkg-240to759kBtuh-11p5eer_SZDEER2017AnyEPr2011CZ11cDXGF | 119211 |  | #N/A | #N/A | #N/A | 405 | 0.156 | -2.43 | #N/A | #N/A | #N/A | 77.6 | 0.0297 | 0 | #N/A | #N/A | 151 | 50000
NE-HVAC-airAC-SpltPkg-240to759kBtuh-11p5eer | DEER2017 | D17 v2 |  | Any | EPr | 2011 | CZ12 | cDXGF | Cap-Tons | 141 | 50000 | None | 359 | 0.0896 | -0.256 | 66.1 | 0.0168 | 0 | 359 | 0.0896 | -0.256 | 66.1 | 0.0168 | 0 | DEER:HVAC_Split-Package_AC | Annual | 1719 | 359 | 0.0896 | -0.256 | 66.1 | 0.0168 | 0 | NE-HVAC-airAC-SpltPkg-240to759kBtuh-11p5eer_MZDEER2017AnyEPr2011CZ12cPVVG | #N/A | NE-HVAC-airAC-SpltPkg-240to759kBtuh-11p5eer_SZDEER2017AnyEPr2011CZ12cDXGF | 119212 |  | #N/A | #N/A | #N/A | 359 | 0.0896 | -0.256 | #N/A | #N/A | #N/A | 66.1 | 0.0168 | 0 | #N/A | #N/A | 141 | 50000
NE-HVAC-airAC-SpltPkg-240to759kBtuh-11p5eer | DEER2017 | D17 v2 |  | Any | EPr | 2011 | CZ13 | cDXGF | Cap-Tons | 169 | 50000 | None | 411 | 0.159 | -3.82 | 79.7 | 0.0256 | 0 | 411 | 0.159 | -3.82 | 79.7 | 0.0256 | 0 | DEER:HVAC_Split-Package_AC | Annual | 1719 | 411 | 0.159 | -3.82 | 79.7 | 0.0256 | 0 | NE-HVAC-airAC-SpltPkg-240to759kBtuh-11p5eer_MZDEER2017AnyEPr2011CZ13cPVVG | #N/A | NE-HVAC-airAC-SpltPkg-240to759kBtuh-11p5eer_SZDEER2017AnyEPr2011CZ13cDXGF | 119213 |  | #N/A | #N/A | #N/A | 411 | 0.159 | -3.82 | #N/A | #N/A | #N/A | 79.7 | 0.0256 | 0 | #N/A | #N/A | 169 | 50000
NE-HVAC-airAC-SpltPkg-240to759kBtuh-11p5eer | DEER2017 | D17 v2 |  | Any | EPr | 2011 | CZ14 | cDXGF | Cap-Tons | 162 | 50000 | None | 401 | 0.287 | -3.68 | 83 | 0.17 | 0 | 401 | 0.287 | -3.68 | 83 | 0.17 | 0 | DEER:HVAC_Split-Package_AC | Annual | 1719 | 401 | 0.287 | -3.68 | 83 | 0.17 | 0 | NE-HVAC-airAC-SpltPkg-240to759kBtuh-11p5eer_MZDEER2017AnyEPr2011CZ14cPVVG | #N/A | NE-HVAC-airAC-SpltPkg-240to759kBtuh-11p5eer_SZDEER2017AnyEPr2011CZ14cDXGF | 119214 |  | #N/A | #N/A | #N/A | 401 | 0.287 | -3.68 | #N/A | #N/A | #N/A | 83 | 0.17 | 0 | #N/A | #N/A | 162 | 50000
NE-HVAC-airAC-SpltPkg-240to759kBtuh-11p5eer | DEER2017 | D17 v2 |  | Any | EPr | 2011 | CZ15 | cDXGF | Cap-Tons | 210 | 50000 | None | 533 | 0.313 | -1.03 | 146 | 0.175 | 0 | 533 | 0.313 | -1.03 | 146 | 0.175 | 0 | DEER:HVAC_Split-Package_AC | Annual | 1719 | 533 | 0.313 | -1.03 | 146 | 0.175 | 0 | NE-HVAC-airAC-SpltPkg-240to759kBtuh-11p5eer_MZDEER2017AnyEPr2011CZ15cPVVG | #N/A | NE-HVAC-airAC-SpltPkg-240to759kBtuh-11p5eer_SZDEER2017AnyEPr2011CZ15cDXGF | 119215 |  | #N/A | #N/A | #N/A | 533 | 0.313 | -1.03 | #N/A | #N/A | #N/A | 146 | 0.175 | 0 | #N/A | #N/A | 210 | 50000
NE-HVAC-airAC-SpltPkg-240to759kBtuh-11p5eer | DEER2017 | D17 v2 |  | Any | EPr | 2011 | CZ16 | cDXGF | Cap-Tons | 101 | 50000 | None | 287 | 0.0332 | 6.27 | 32.3 | 0.00544 | 0 | 287 | 0.0332 | 6.27 | 32.3 | 0.00544 | 0 | DEER:HVAC_Split-Package_AC | Annual | 1719 | 287 | 0.0332 | 6.27 | 32.3 | 0.00544 | 0 | NE-HVAC-airAC-SpltPkg-240to759kBtuh-11p5eer_MZDEER2017AnyEPr2011CZ16cPVVG | #N/A | NE-HVAC-airAC-SpltPkg-240to759kBtuh-11p5eer_SZDEER2017AnyEPr2011CZ16cDXGF | 119216 |  | #N/A | #N/A | #N/A | 287 | 0.0332 | 6.27 | #N/A | #N/A | #N/A | 32.3 | 0.00544 | 0 | #N/A | #N/A | 101 | 50000
NE-HVAC-airAC-SpltPkg-240to759kBtuh-11p5eer | DEER2017 | D17 v2 |  | Any | EPr | 2014 | CZ01 | cDXGF | Cap-Tons | 84.2 | 50000 | None | 11.6 | 0.0447 | 0 | 11.6 | 0.0447 | 0 | 11.6 | 0.0447 | 0 | 11.6 | 0.0447 | 0 | DEER:HVAC_Split-Package_AC | Annual | 1719 | 11.6 | 0.0447 | 0 | 11.6 | 0.0447 | 0 | NE-HVAC-airAC-SpltPkg-240to759kBtuh-11p5eer_MZDEER2017AnyEPr2014CZ01cPVVG | #N/A | NE-HVAC-airAC-SpltPkg-240to759kBtuh-11p5eer_SZDEER2017AnyEPr2014CZ01cDXGF | 140561 |  | #N/A | #N/A | #N/A | 11.6 | 0.0447 | 0 | #N/A | #N/A | #N/A | 11.6 | 0.0447 | 0 | #N/A | #N/A | 84.2 | 50000
NE-HVAC-airAC-SpltPkg-240to759kBtuh-11p5eer | DEER2017 | D17 v2 |  | Any | EPr | 2014 | CZ02 | cDXGF | Cap-Tons | 149 | 50000 | None | 38.9 | 0 | 0 | 38.9 | 0 | 0 | 38.9 | 0 | 0 | 38.9 | 0 | 0 | DEER:HVAC_Split-Package_AC | Annual | 1719 | 38.9 | 0 | 0 | 38.9 | 0 | 0 | NE-HVAC-airAC-SpltPkg-240to759kBtuh-11p5eer_MZDEER2017AnyEPr2014CZ02cPVVG | #N/A | NE-HVAC-airAC-SpltPkg-240to759kBtuh-11p5eer_SZDEER2017AnyEPr2014CZ02cDXGF | 140562 |  | #N/A | #N/A | #N/A | 38.9 | 0 | 0 | #N/A | #N/A | #N/A | 38.9 | 0 | 0 | #N/A | #N/A | 149 | 50000
NE-HVAC-airAC-SpltPkg-240to759kBtuh-11p5eer | DEER2017 | D17 v2 |  | Any | EPr | 2014 | CZ03 | cDXGF | Cap-Tons | 115 | 50000 | None | 25.2 | 0 | 0 | 25.2 | 0 | 0 | 25.2 | 0 | 0 | 25.2 | 0 | 0 | DEER:HVAC_Split-Package_AC | Annual | 1719 | 25.2 | 0 | 0 | 25.2 | 0 | 0 | NE-HVAC-airAC-SpltPkg-240to759kBtuh-11p5eer_MZDEER2017AnyEPr2014CZ03cPVVG | #N/A | NE-HVAC-airAC-SpltPkg-240to759kBtuh-11p5eer_SZDEER2017AnyEPr2014CZ03cDXGF | 140563 |  | #N/A | #N/A | #N/A | 25.2 | 0 | 0 | #N/A | #N/A | #N/A | 25.2 | 0 | 0 | #N/A | #N/A | 115 | 50000
NE-HVAC-airAC-SpltPkg-240to759kBtuh-11p5eer | DEER2017 | D17 v2 |  | Any | EPr | 2014 | CZ04 | cDXGF | Cap-Tons | 140 | 50000 | None | 46.6 | 0.136 | 0 | 46.6 | 0.136 | 0 | 46.6 | 0.136 | 0 | 46.6 | 0.136 | 0 | DEER:HVAC_Split-Package_AC | Annual | 1719 | 46.6 | 0.136 | 0 | 46.6 | 0.136 | 0 | NE-HVAC-airAC-SpltPkg-240to759kBtuh-11p5eer_MZDEER2017AnyEPr2014CZ04cPVVG | #N/A | NE-HVAC-airAC-SpltPkg-240to759kBtuh-11p5eer_SZDEER2017AnyEPr2014CZ04cDXGF | 140564 |  | #N/A | #N/A | #N/A | 46.6 | 0.136 | 0 | #N/A | #N/A | #N/A | 46.6 | 0.136 | 0 | #N/A | #N/A | 140 | 50000
NE-HVAC-airAC-SpltPkg-240to759kBtuh-11p5eer | DEER2017 | D17 v2 |  | Any | EPr | 2014 | CZ05 | cDXGF | Cap-Tons | 112 | 50000 | None | 30.1 | 0.0622 | 0 | 30.1 | 0.0622 | 0 | 30.1 | 0.0622 | 0 | 30.1 | 0.0622 | 0 | DEER:HVAC_Split-Package_AC | Annual | 1719 | 30.1 | 0.0622 | 0 | 30.1 | 0.0622 | 0 | NE-HVAC-airAC-SpltPkg-240to759kBtuh-11p5eer_MZDEER2017AnyEPr2014CZ05cPVVG | #N/A | NE-HVAC-airAC-SpltPkg-240to759kBtuh-11p5eer_SZDEER2017AnyEPr2014CZ05cDXGF | 140565 |  | #N/A | #N/A | #N/A | 30.1 | 0.0622 | 0 | #N/A | #N/A | #N/A | 30.1 | 0.0622 | 0 | #N/A | #N/A | 112 | 50000
NE-HVAC-airAC-SpltPkg-240to759kBtuh-11p5eer | DEER2017 | D17 v2 |  | Any | EPr | 2014 | CZ06 | cDXGF | Cap-Tons | 159 | 50000 | None | 43.9 | 0.0964 | 0 | 43.9 | 0.0964 | 0 | 43.9 | 0.0964 | 0 | 43.9 | 0.0964 | 0 | DEER:HVAC_Split-Package_AC | Annual | 1719 | 43.9 | 0.0964 | 0 | 43.9 | 0.0964 | 0 | NE-HVAC-airAC-SpltPkg-240to759kBtuh-11p5eer_MZDEER2017AnyEPr2014CZ06cPVVG | #N/A | NE-HVAC-airAC-SpltPkg-240to759kBtuh-11p5eer_SZDEER2017AnyEPr2014CZ06cDXGF | 140566 |  | #N/A | #N/A | #N/A | 43.9 | 0.0964 | 0 | #N/A | #N/A | #N/A | 43.9 | 0.0964 | 0 | #N/A | #N/A | 159 | 50000
NE-HVAC-airAC-SpltPkg-240to759kBtuh-11p5eer | DEER2017 | D17 v2 |  | Any | EPr | 2014 | CZ07 | cDXGF | Cap-Tons | 115 | 50000 | None | 56.3 | 0.113 | 0 | 56.3 | 0.113 | 0 | 56.3 | 0.113 | 0 | 56.3 | 0.113 | 0 | DEER:HVAC_Split-Package_AC | Annual | 1719 | 56.3 | 0.113 | 0 | 56.3 | 0.113 | 0 | NE-HVAC-airAC-SpltPkg-240to759kBtuh-11p5eer_MZDEER2017AnyEPr2014CZ07cPVVG | #N/A | NE-HVAC-airAC-SpltPkg-240to759kBtuh-11p5eer_SZDEER2017AnyEPr2014CZ07cDXGF | 140567 |  | #N/A | #N/A | #N/A | 56.3 | 0.113 | 0 | #N/A | #N/A | #N/A | 56.3 | 0.113 | 0 | #N/A | #N/A | 115 | 50000
NE-HVAC-airAC-SpltPkg-240to759kBtuh-11p5eer | DEER2017 | D17 v2 |  | Any | EPr | 2014 | CZ08 | cDXGF | Cap-Tons | 171 | 50000 | None | 53.9 | 0.111 | 0 | 53.9 | 0.111 | 0 | 53.9 | 0.111 | 0 | 53.9 | 0.111 | 0 | DEER:HVAC_Split-Package_AC | Annual | 1719 | 53.9 | 0.111 | 0 | 53.9 | 0.111 | 0 | NE-HVAC-airAC-SpltPkg-240to759kBtuh-11p5eer_MZDEER2017AnyEPr2014CZ08cPVVG | #N/A | NE-HVAC-airAC-SpltPkg-240to759kBtuh-11p5eer_SZDEER2017AnyEPr2014CZ08cDXGF | 140568 |  | #N/A | #N/A | #N/A | 53.9 | 0.111 | 0 | #N/A | #N/A | #N/A | 53.9 | 0.111 | 0 | #N/A | #N/A | 171 | 50000
NE-HVAC-airAC-SpltPkg-240to759kBtuh-11p5eer | DEER2017 | D17 v2 |  | Any | EPr | 2014 | CZ09 | cDXGF | Cap-Tons | 177 | 50000 | None | 57.5 | 0.165 | 0 | 57.5 | 0.165 | 0 | 57.5 | 0.165 | 0 | 57.5 | 0.165 | 0 | DEER:HVAC_Split-Package_AC | Annual | 1719 | 57.5 | 0.165 | 0 | 57.5 | 0.165 | 0 | NE-HVAC-airAC-SpltPkg-240to759kBtuh-11p5eer_MZDEER2017AnyEPr2014CZ09cPVVG | #N/A | NE-HVAC-airAC-SpltPkg-240to759kBtuh-11p5eer_SZDEER2017AnyEPr2014CZ09cDXGF | 140569 |  | #N/A | #N/A | #N/A | 57.5 | 0.165 | 0 | #N/A | #N/A | #N/A | 57.5 | 0.165 | 0 | #N/A | #N/A | 177 | 50000
NE-HVAC-airAC-SpltPkg-240to759kBtuh-11p5eer | DEER2017 | D17 v2 |  | Any | EPr | 2014 | CZ10 | cDXGF | Cap-Tons | 177 | 50000 | None | 65.7 | 0.176 | 0 | 65.7 | 0.176 | 0 | 65.7 | 0.176 | 0 | 65.7 | 0.176 | 0 | DEER:HVAC_Split-Package_AC | Annual | 1719 | 65.7 | 0.176 | 0 | 65.7 | 0.176 | 0 | NE-HVAC-airAC-SpltPkg-240to759kBtuh-11p5eer_MZDEER2017AnyEPr2014CZ10cPVVG | #N/A | NE-HVAC-airAC-SpltPkg-240to759kBtuh-11p5eer_SZDEER2017AnyEPr2014CZ10cDXGF | 140570 |  | #N/A | #N/A | #N/A | 65.7 | 0.176 | 0 | #N/A | #N/A | #N/A | 65.7 | 0.176 | 0 | #N/A | #N/A | 177 | 50000
NE-HVAC-airAC-SpltPkg-240to759kBtuh-11p5eer | DEER2017 | D17 v2 |  | Any | EPr | 2014 | CZ11 | cDXGF | Cap-Tons | 147 | 50000 | None | 71.9 | 0.0247 | 0 | 71.9 | 0.0247 | 0 | 71.9 | 0.0247 | 0 | 71.9 | 0.0247 | 0 | DEER:HVAC_Split-Package_AC | Annual | 1719 | 71.9 | 0.0247 | 0 | 71.9 | 0.0247 | 0 | NE-HVAC-airAC-SpltPkg-240to759kBtuh-11p5eer_MZDEER2017AnyEPr2014CZ11cPVVG | #N/A | NE-HVAC-airAC-SpltPkg-240to759kBtuh-11p5eer_SZDEER2017AnyEPr2014CZ11cDXGF | 140571 |  | #N/A | #N/A | #N/A | 71.9 | 0.0247 | 0 | #N/A | #N/A | #N/A | 71.9 | 0.0247 | 0 | #N/A | #N/A | 147 | 50000
NE-HVAC-airAC-SpltPkg-240to759kBtuh-11p5eer | DEER2017 | D17 v2 |  | Any | EPr | 2014 | CZ12 | cDXGF | Cap-Tons | 137 | 50000 | None | 61.7 | 0.00576 | 0 | 61.7 | 0.00576 | 0 | 61.7 | 0.00576 | 0 | 61.7 | 0.00576 | 0 | DEER:HVAC_Split-Package_AC | Annual | 1719 | 61.7 | 0.00576 | 0 | 61.7 | 0.00576 | 0 | NE-HVAC-airAC-SpltPkg-240to759kBtuh-11p5eer_MZDEER2017AnyEPr2014CZ12cPVVG | #N/A | NE-HVAC-airAC-SpltPkg-240to759kBtuh-11p5eer_SZDEER2017AnyEPr2014CZ12cDXGF | 140572 |  | #N/A | #N/A | #N/A | 61.7 | 0.00576 | 0 | #N/A | #N/A | #N/A | 61.7 | 0.00576 | 0 | #N/A | #N/A | 137 | 50000
NE-HVAC-airAC-SpltPkg-240to759kBtuh-11p5eer | DEER2017 | D17 v2 |  | Any | EPr | 2014 | CZ13 | cDXGF | Cap-Tons | 165 | 50000 | None | 74.8 | 0.0218 | 0 | 74.8 | 0.0218 | 0 | 74.8 | 0.0218 | 0 | 74.8 | 0.0218 | 0 | DEER:HVAC_Split-Package_AC | Annual | 1719 | 74.8 | 0.0218 | 0 | 74.8 | 0.0218 | 0 | NE-HVAC-airAC-SpltPkg-240to759kBtuh-11p5eer_MZDEER2017AnyEPr2014CZ13cPVVG | #N/A | NE-HVAC-airAC-SpltPkg-240to759kBtuh-11p5eer_SZDEER2017AnyEPr2014CZ13cDXGF | 140573 |  | #N/A | #N/A | #N/A | 74.8 | 0.0218 | 0 | #N/A | #N/A | #N/A | 74.8 | 0.0218 | 0 | #N/A | #N/A | 165 | 50000
NE-HVAC-airAC-SpltPkg-240to759kBtuh-11p5eer | DEER2017 | D17 v2 |  | Any | EPr | 2014 | CZ14 | cDXGF | Cap-Tons | 157 | 50000 | None | 78.1 | 0.169 | 0 | 78.1 | 0.169 | 0 | 78.1 | 0.169 | 0 | 78.1 | 0.169 | 0 | DEER:HVAC_Split-Package_AC | Annual | 1719 | 78.1 | 0.169 | 0 | 78.1 | 0.169 | 0 | NE-HVAC-airAC-SpltPkg-240to759kBtuh-11p5eer_MZDEER2017AnyEPr2014CZ14cPVVG | #N/A | NE-HVAC-airAC-SpltPkg-240to759kBtuh-11p5eer_SZDEER2017AnyEPr2014CZ14cDXGF | 140574 |  | #N/A | #N/A | #N/A | 78.1 | 0.169 | 0 | #N/A | #N/A | #N/A | 78.1 | 0.169 | 0 | #N/A | #N/A | 157 | 50000
NE-HVAC-airAC-SpltPkg-240to759kBtuh-11p5eer | DEER2017 | D17 v2 |  | Any | EPr | 2014 | CZ15 | cDXGF | Cap-Tons | 204 | 50000 | None | 142 | 0.175 | 0 | 142 | 0.175 | 0 | 142 | 0.175 | 0 | 142 | 0.175 | 0 | DEER:HVAC_Split-Package_AC | Annual | 1719 | 142 | 0.175 | 0 | 142 | 0.175 | 0 | NE-HVAC-airAC-SpltPkg-240to759kBtuh-11p5eer_MZDEER2017AnyEPr2014CZ15cPVVG | #N/A | NE-HVAC-airAC-SpltPkg-240to759kBtuh-11p5eer_SZDEER2017AnyEPr2014CZ15cDXGF | 140575 |  | #N/A | #N/A | #N/A | 142 | 0.175 | 0 | #N/A | #N/A | #N/A | 142 | 0.175 | 0 | #N/A | #N/A | 204 | 50000
NE-HVAC-airAC-SpltPkg-240to759kBtuh-11p5eer | DEER2017 | D17 v2 |  | Any | EPr | 2014 | CZ16 | cDXGF | Cap-Tons | 99.3 | 50000 | None | 27.8 | 0 | 0 | 27.8 | 0 | 0 | 27.8 | 0 | 0 | 27.8 | 0 | 0 | DEER:HVAC_Split-Package_AC | Annual | 1719 | 27.8 | 0 | 0 | 27.8 | 0 | 0 | NE-HVAC-airAC-SpltPkg-240to759kBtuh-11p5eer_MZDEER2017AnyEPr2014CZ16cPVVG | #N/A | NE-HVAC-airAC-SpltPkg-240to759kBtuh-11p5eer_SZDEER2017AnyEPr2014CZ16cDXGF | 140576 |  | #N/A | #N/A | #N/A | 27.8 | 0 | 0 | #N/A | #N/A | #N/A | 27.8 | 0 | 0 | #N/A | #N/A | 99.3 | 50000
NE-HVAC-airAC-SpltPkg-240to759kBtuh-11p5eer | DEER2017 | D17 v2 |  | Any | EPr | New | CZ01 | cDXGF | Cap-Tons | 84.2 | 50000 | None | 11.6 | 0.0447 | 0 | 11.6 | 0.0447 | 0 | 11.6 | 0.0447 | 0 | 11.6 | 0.0447 | 0 | DEER:HVAC_Split-Package_AC | Annual | 1719 | 11.6 | 0.0447 | 0 | 11.6 | 0.0447 | 0 | NE-HVAC-airAC-SpltPkg-240to759kBtuh-11p5eer_MZDEER2017AnyEPrNewCZ01cPVVG | #N/A | NE-HVAC-airAC-SpltPkg-240to759kBtuh-11p5eer_SZDEER2017AnyEPrNewCZ01cDXGF | 165161 |  | #N/A | #N/A | #N/A | 11.6 | 0.0447 | 0 | #N/A | #N/A | #N/A | 11.6 | 0.0447 | 0 | #N/A | #N/A | 84.2 | 50000
NE-HVAC-airAC-SpltPkg-240to759kBtuh-11p5eer | DEER2017 | D17 v2 |  | Any | EPr | New | CZ02 | cDXGF | Cap-Tons | 149 | 50000 | None | 38.9 | 0 | 0 | 38.9 | 0 | 0 | 38.9 | 0 | 0 | 38.9 | 0 | 0 | DEER:HVAC_Split-Package_AC | Annual | 1719 | 38.9 | 0 | 0 | 38.9 | 0 | 0 | NE-HVAC-airAC-SpltPkg-240to759kBtuh-11p5eer_MZDEER2017AnyEPrNewCZ02cPVVG | #N/A | NE-HVAC-airAC-SpltPkg-240to759kBtuh-11p5eer_SZDEER2017AnyEPrNewCZ02cDXGF | 165162 |  | #N/A | #N/A | #N/A | 38.9 | 0 | 0 | #N/A | #N/A | #N/A | 38.9 | 0 | 0 | #N/A | #N/A | 149 | 50000
NE-HVAC-airAC-SpltPkg-240to759kBtuh-11p5eer | DEER2017 | D17 v2 |  | Any | EPr | New | CZ03 | cDXGF | Cap-Tons | 115 | 50000 | None | 25.2 | 0 | 0 | 25.2 | 0 | 0 | 25.2 | 0 | 0 | 25.2 | 0 | 0 | DEER:HVAC_Split-Package_AC | Annual | 1719 | 25.2 | 0 | 0 | 25.2 | 0 | 0 | NE-HVAC-airAC-SpltPkg-240to759kBtuh-11p5eer_MZDEER2017AnyEPrNewCZ03cPVVG | #N/A | NE-HVAC-airAC-SpltPkg-240to759kBtuh-11p5eer_SZDEER2017AnyEPrNewCZ03cDXGF | 165163 |  | #N/A | #N/A | #N/A | 25.2 | 0 | 0 | #N/A | #N/A | #N/A | 25.2 | 0 | 0 | #N/A | #N/A | 115 | 50000
NE-HVAC-airAC-SpltPkg-240to759kBtuh-11p5eer | DEER2017 | D17 v2 |  | Any | EPr | New | CZ04 | cDXGF | Cap-Tons | 140 | 50000 | None | 46.6 | 0.136 | 0 | 46.6 | 0.136 | 0 | 46.6 | 0.136 | 0 | 46.6 | 0.136 | 0 | DEER:HVAC_Split-Package_AC | Annual | 1719 | 46.6 | 0.136 | 0 | 46.6 | 0.136 | 0 | NE-HVAC-airAC-SpltPkg-240to759kBtuh-11p5eer_MZDEER2017AnyEPrNewCZ04cPVVG | #N/A | NE-HVAC-airAC-SpltPkg-240to759kBtuh-11p5eer_SZDEER2017AnyEPrNewCZ04cDXGF | 165164 |  | #N/A | #N/A | #N/A | 46.6 | 0.136 | 0 | #N/A | #N/A | #N/A | 46.6 | 0.136 | 0 | #N/A | #N/A | 140 | 50000
NE-HVAC-airAC-SpltPkg-240to759kBtuh-11p5eer | DEER2017 | D17 v2 |  | Any | EPr | New | CZ05 | cDXGF | Cap-Tons | 112 | 50000 | None | 30.1 | 0.0622 | 0 | 30.1 | 0.0622 | 0 | 30.1 | 0.0622 | 0 | 30.1 | 0.0622 | 0 | DEER:HVAC_Split-Package_AC | Annual | 1719 | 30.1 | 0.0622 | 0 | 30.1 | 0.0622 | 0 | NE-HVAC-airAC-SpltPkg-240to759kBtuh-11p5eer_MZDEER2017AnyEPrNewCZ05cPVVG | #N/A | NE-HVAC-airAC-SpltPkg-240to759kBtuh-11p5eer_SZDEER2017AnyEPrNewCZ05cDXGF | 165165 |  | #N/A | #N/A | #N/A | 30.1 | 0.0622 | 0 | #N/A | #N/A | #N/A | 30.1 | 0.0622 | 0 | #N/A | #N/A | 112 | 50000
NE-HVAC-airAC-SpltPkg-240to759kBtuh-11p5eer | DEER2017 | D17 v2 |  | Any | EPr | New | CZ06 | cDXGF | Cap-Tons | 159 | 50000 | None | 43.9 | 0.0964 | 0 | 43.9 | 0.0964 | 0 | 43.9 | 0.0964 | 0 | 43.9 | 0.0964 | 0 | DEER:HVAC_Split-Package_AC | Annual | 1719 | 43.9 | 0.0964 | 0 | 43.9 | 0.0964 | 0 | NE-HVAC-airAC-SpltPkg-240to759kBtuh-11p5eer_MZDEER2017AnyEPrNewCZ06cPVVG | #N/A | NE-HVAC-airAC-SpltPkg-240to759kBtuh-11p5eer_SZDEER2017AnyEPrNewCZ06cDXGF | 165166 |  | #N/A | #N/A | #N/A | 43.9 | 0.0964 | 0 | #N/A | #N/A | #N/A | 43.9 | 0.0964 | 0 | #N/A | #N/A | 159 | 50000
NE-HVAC-airAC-SpltPkg-240to759kBtuh-11p5eer | DEER2017 | D17 v2 |  | Any | EPr | New | CZ07 | cDXGF | Cap-Tons | 115 | 50000 | None | 56.3 | 0.113 | 0 | 56.3 | 0.113 | 0 | 56.3 | 0.113 | 0 | 56.3 | 0.113 | 0 | DEER:HVAC_Split-Package_AC | Annual | 1719 | 56.3 | 0.113 | 0 | 56.3 | 0.113 | 0 | NE-HVAC-airAC-SpltPkg-240to759kBtuh-11p5eer_MZDEER2017AnyEPrNewCZ07cPVVG | #N/A | NE-HVAC-airAC-SpltPkg-240to759kBtuh-11p5eer_SZDEER2017AnyEPrNewCZ07cDXGF | 165167 |  | #N/A | #N/A | #N/A | 56.3 | 0.113 | 0 | #N/A | #N/A | #N/A | 56.3 | 0.113 | 0 | #N/A | #N/A | 115 | 50000
NE-HVAC-airAC-SpltPkg-240to759kBtuh-11p5eer | DEER2017 | D17 v2 |  | Any | EPr | New | CZ08 | cDXGF | Cap-Tons | 171 | 50000 | None | 53.9 | 0.111 | 0 | 53.9 | 0.111 | 0 | 53.9 | 0.111 | 0 | 53.9 | 0.111 | 0 | DEER:HVAC_Split-Package_AC | Annual | 1719 | 53.9 | 0.111 | 0 | 53.9 | 0.111 | 0 | NE-HVAC-airAC-SpltPkg-240to759kBtuh-11p5eer_MZDEER2017AnyEPrNewCZ08cPVVG | #N/A | NE-HVAC-airAC-SpltPkg-240to759kBtuh-11p5eer_SZDEER2017AnyEPrNewCZ08cDXGF | 165168 |  | #N/A | #N/A | #N/A | 53.9 | 0.111 | 0 | #N/A | #N/A | #N/A | 53.9 | 0.111 | 0 | #N/A | #N/A | 171 | 50000
NE-HVAC-airAC-SpltPkg-240to759kBtuh-11p5eer | DEER2017 | D17 v2 |  | Any | EPr | New | CZ09 | cDXGF | Cap-Tons | 177 | 50000 | None | 57.5 | 0.165 | 0 | 57.5 | 0.165 | 0 | 57.5 | 0.165 | 0 | 57.5 | 0.165 | 0 | DEER:HVAC_Split-Package_AC | Annual | 1719 | 57.5 | 0.165 | 0 | 57.5 | 0.165 | 0 | NE-HVAC-airAC-SpltPkg-240to759kBtuh-11p5eer_MZDEER2017AnyEPrNewCZ09cPVVG | #N/A | NE-HVAC-airAC-SpltPkg-240to759kBtuh-11p5eer_SZDEER2017AnyEPrNewCZ09cDXGF | 165169 |  | #N/A | #N/A | #N/A | 57.5 | 0.165 | 0 | #N/A | #N/A | #N/A | 57.5 | 0.165 | 0 | #N/A | #N/A | 177 | 50000
NE-HVAC-airAC-SpltPkg-240to759kBtuh-11p5eer | DEER2017 | D17 v2 |  | Any | EPr | New | CZ10 | cDXGF | Cap-Tons | 177 | 50000 | None | 65.7 | 0.176 | 0 | 65.7 | 0.176 | 0 | 65.7 | 0.176 | 0 | 65.7 | 0.176 | 0 | DEER:HVAC_Split-Package_AC | Annual | 1719 | 65.7 | 0.176 | 0 | 65.7 | 0.176 | 0 | NE-HVAC-airAC-SpltPkg-240to759kBtuh-11p5eer_MZDEER2017AnyEPrNewCZ10cPVVG | #N/A | NE-HVAC-airAC-SpltPkg-240to759kBtuh-11p5eer_SZDEER2017AnyEPrNewCZ10cDXGF | 165170 |  | #N/A | #N/A | #N/A | 65.7 | 0.176 | 0 | #N/A | #N/A | #N/A | 65.7 | 0.176 | 0 | #N/A | #N/A | 177 | 50000
NE-HVAC-airAC-SpltPkg-240to759kBtuh-11p5eer | DEER2017 | D17 v2 |  | Any | EPr | New | CZ11 | cDXGF | Cap-Tons | 147 | 50000 | None | 71.9 | 0.0247 | 0 | 71.9 | 0.0247 | 0 | 71.9 | 0.0247 | 0 | 71.9 | 0.0247 | 0 | DEER:HVAC_Split-Package_AC | Annual | 1719 | 71.9 | 0.0247 | 0 | 71.9 | 0.0247 | 0 | NE-HVAC-airAC-SpltPkg-240to759kBtuh-11p5eer_MZDEER2017AnyEPrNewCZ11cPVVG | #N/A | NE-HVAC-airAC-SpltPkg-240to759kBtuh-11p5eer_SZDEER2017AnyEPrNewCZ11cDXGF | 165171 |  | #N/A | #N/A | #N/A | 71.9 | 0.0247 | 0 | #N/A | #N/A | #N/A | 71.9 | 0.0247 | 0 | #N/A | #N/A | 147 | 50000
NE-HVAC-airAC-SpltPkg-240to759kBtuh-11p5eer | DEER2017 | D17 v2 |  | Any | EPr | New | CZ12 | cDXGF | Cap-Tons | 137 | 50000 | None | 61.7 | 0.00576 | 0 | 61.7 | 0.00576 | 0 | 61.7 | 0.00576 | 0 | 61.7 | 0.00576 | 0 | DEER:HVAC_Split-Package_AC | Annual | 1719 | 61.7 | 0.00576 | 0 | 61.7 | 0.00576 | 0 | NE-HVAC-airAC-SpltPkg-240to759kBtuh-11p5eer_MZDEER2017AnyEPrNewCZ12cPVVG | #N/A | NE-HVAC-airAC-SpltPkg-240to759kBtuh-11p5eer_SZDEER2017AnyEPrNewCZ12cDXGF | 165172 |  | #N/A | #N/A | #N/A | 61.7 | 0.00576 | 0 | #N/A | #N/A | #N/A | 61.7 | 0.00576 | 0 | #N/A | #N/A | 137 | 50000
NE-HVAC-airAC-SpltPkg-240to759kBtuh-11p5eer | DEER2017 | D17 v2 |  | Any | EPr | New | CZ13 | cDXGF | Cap-Tons | 165 | 50000 | None | 74.8 | 0.0218 | 0 | 74.8 | 0.0218 | 0 | 74.8 | 0.0218 | 0 | 74.8 | 0.0218 | 0 | DEER:HVAC_Split-Package_AC | Annual | 1719 | 74.8 | 0.0218 | 0 | 74.8 | 0.0218 | 0 | NE-HVAC-airAC-SpltPkg-240to759kBtuh-11p5eer_MZDEER2017AnyEPrNewCZ13cPVVG | #N/A | NE-HVAC-airAC-SpltPkg-240to759kBtuh-11p5eer_SZDEER2017AnyEPrNewCZ13cDXGF | 165173 |  | #N/A | #N/A | #N/A | 74.8 | 0.0218 | 0 | #N/A | #N/A | #N/A | 74.8 | 0.0218 | 0 | #N/A | #N/A | 165 | 50000
NE-HVAC-airAC-SpltPkg-240to759kBtuh-11p5eer | DEER2017 | D17 v2 |  | Any | EPr | New | CZ14 | cDXGF | Cap-Tons | 157 | 50000 | None | 78.1 | 0.169 | 0 | 78.1 | 0.169 | 0 | 78.1 | 0.169 | 0 | 78.1 | 0.169 | 0 | DEER:HVAC_Split-Package_AC | Annual | 1719 | 78.1 | 0.169 | 0 | 78.1 | 0.169 | 0 | NE-HVAC-airAC-SpltPkg-240to759kBtuh-11p5eer_MZDEER2017AnyEPrNewCZ14cPVVG | #N/A | NE-HVAC-airAC-SpltPkg-240to759kBtuh-11p5eer_SZDEER2017AnyEPrNewCZ14cDXGF | 165174 |  | #N/A | #N/A | #N/A | 78.1 | 0.169 | 0 | #N/A | #N/A | #N/A | 78.1 | 0.169 | 0 | #N/A | #N/A | 157 | 50000
NE-HVAC-airAC-SpltPkg-240to759kBtuh-11p5eer | DEER2017 | D17 v2 |  | Any | EPr | New | CZ15 | cDXGF | Cap-Tons | 204 | 50000 | None | 142 | 0.175 | 0 | 142 | 0.175 | 0 | 142 | 0.175 | 0 | 142 | 0.175 | 0 | DEER:HVAC_Split-Package_AC | Annual | 1719 | 142 | 0.175 | 0 | 142 | 0.175 | 0 | NE-HVAC-airAC-SpltPkg-240to759kBtuh-11p5eer_MZDEER2017AnyEPrNewCZ15cPVVG | #N/A | NE-HVAC-airAC-SpltPkg-240to759kBtuh-11p5eer_SZDEER2017AnyEPrNewCZ15cDXGF | 165175 |  | #N/A | #N/A | #N/A | 142 | 0.175 | 0 | #N/A | #N/A | #N/A | 142 | 0.175 | 0 | #N/A | #N/A | 204 | 50000
NE-HVAC-airAC-SpltPkg-240to759kBtuh-11p5eer | DEER2017 | D17 v2 |  | Any | EPr | New | CZ16 | cDXGF | Cap-Tons | 99.3 | 50000 | None | 27.8 | 0 | 0 | 27.8 | 0 | 0 | 27.8 | 0 | 0 | 27.8 | 0 | 0 | DEER:HVAC_Split-Package_AC | Annual | 1719 | 27.8 | 0 | 0 | 27.8 | 0 | 0 | NE-HVAC-airAC-SpltPkg-240to759kBtuh-11p5eer_MZDEER2017AnyEPrNewCZ16cPVVG | #N/A | NE-HVAC-airAC-SpltPkg-240to759kBtuh-11p5eer_SZDEER2017AnyEPrNewCZ16cDXGF | 165176 |  | #N/A | #N/A | #N/A | 27.8 | 0 | 0 | #N/A | #N/A | #N/A | 27.8 | 0 | 0 | #N/A | #N/A | 99.3 | 50000
NE-HVAC-airAC-SpltPkg-240to759kBtuh-11p5eer | DEER2017 | D17 v2 |  | Any | ESe | 1975 | CZ01 | cWtd | Cap-Tons | 284.8 | 91120 | None | 20.5 | 0.0435 | 0 | 20.5 | 0.0435 | 0 | 20.5 | 0.0435 | 0 | 20.5 | 0.0435 | 0 | DEER:HVAC_Split-Package_AC | Annual | 1719 | 20.52 | 0.04352 | 0 | 20.52 | 0.04352 | 0 | NE-HVAC-airAC-SpltPkg-240to759kBtuh-11p5eer_MZDEER2017AnyESe1975CZ01cPVVG | 12418 | NE-HVAC-airAC-SpltPkg-240to759kBtuh-11p5eer_SZDEER2017AnyESe1975CZ01cDXGF | 12417 |  | 23.8 | 0.0434 | 0 | 7.4 | 0.044 | 0 | 23.8 | 0.0434 | 0 | 7.4 | 0.044 | 0 | 282 | 76400 | 296 | 150000
NE-HVAC-airAC-SpltPkg-240to759kBtuh-11p5eer | DEER2017 | D17 v2 |  | Any | ESe | 1975 | CZ02 | cWtd | Cap-Tons | 442.6 | 91120 | None | 67 | 0.0297 | 0 | 67 | 0.0297 | 0 | 67 | 0.0297 | 0 | 67 | 0.0297 | 0 | DEER:HVAC_Split-Package_AC | Annual | 1719 | 67 | 0.02972 | 0 | 67 | 0.02972 | 0 | NE-HVAC-airAC-SpltPkg-240to759kBtuh-11p5eer_MZDEER2017AnyESe1975CZ02cPVVG | 12420 | NE-HVAC-airAC-SpltPkg-240to759kBtuh-11p5eer_SZDEER2017AnyESe1975CZ02cDXGF | 12419 |  | 72.9 | 0.0324 | 0 | 43.4 | 0.019 | 0 | 72.9 | 0.0324 | 0 | 43.4 | 0.019 | 0 | 417 | 76400 | 545 | 150000
NE-HVAC-airAC-SpltPkg-240to759kBtuh-11p5eer | DEER2017 | D17 v2 |  | Any | ESe | 1975 | CZ03 | cWtd | Cap-Tons | 364 | 91120 | None | 55 | 0.0118 | 0 | 55 | 0.0118 | 0 | 55 | 0.0118 | 0 | 55 | 0.0118 | 0 | DEER:HVAC_Split-Package_AC | Annual | 1719 | 54.98 | 0.011794 | 0 | 54.98 | 0.011794 | 0 | NE-HVAC-airAC-SpltPkg-240to759kBtuh-11p5eer_MZDEER2017AnyESe1975CZ03cPVVG | 12422 | NE-HVAC-airAC-SpltPkg-240to759kBtuh-11p5eer_SZDEER2017AnyESe1975CZ03cDXGF | 12421 |  | 62.1 | 0.014 | 0 | 26.5 | 0.00297 | 0 | 62.1 | 0.014 | 0 | 26.5 | 0.00297 | 0 | 348 | 76400 | 428 | 150000
NE-HVAC-airAC-SpltPkg-240to759kBtuh-11p5eer | DEER2017 | D17 v2 |  | Any | ESe | 1975 | CZ04 | cWtd | Cap-Tons | 424.6 | 91120 | None | 80.3 | 0.112 | 0 | 80.3 | 0.112 | 0 | 80.3 | 0.112 | 0 | 80.3 | 0.112 | 0 | DEER:HVAC_Split-Package_AC | Annual | 1719 | 80.34 | 0.1116 | 0 | 80.34 | 0.1116 | 0 | NE-HVAC-airAC-SpltPkg-240to759kBtuh-11p5eer_MZDEER2017AnyESe1975CZ04cPVVG | 12424 | NE-HVAC-airAC-SpltPkg-240to759kBtuh-11p5eer_SZDEER2017AnyESe1975CZ04cDXGF | 12423 |  | 87.3 | 0.102 | 0 | 52.5 | 0.15 | 0 | 87.3 | 0.102 | 0 | 52.5 | 0.15 | 0 | 401 | 76400 | 519 | 150000
NE-HVAC-airAC-SpltPkg-240to759kBtuh-11p5eer | DEER2017 | D17 v2 |  | Any | ESe | 1975 | CZ05 | cWtd | Cap-Tons | 321.8 | 91120 | None | 60 | 0.0654 | 0 | 60 | 0.0654 | 0 | 60 | 0.0654 | 0 | 60 | 0.0654 | 0 | DEER:HVAC_Split-Package_AC | Annual | 1719 | 59.96 | 0.0654 | 0 | 59.96 | 0.0654 | 0 | NE-HVAC-airAC-SpltPkg-240to759kBtuh-11p5eer_MZDEER2017AnyESe1975CZ05cPVVG | 12426 | NE-HVAC-airAC-SpltPkg-240to759kBtuh-11p5eer_SZDEER2017AnyESe1975CZ05cDXGF | 12425 |  | 66 | 0.0622 | 0 | 35.8 | 0.0782 | 0 | 66 | 0.0622 | 0 | 35.8 | 0.0782 | 0 | 309 | 76400 | 373 | 150000
NE-HVAC-airAC-SpltPkg-240to759kBtuh-11p5eer | DEER2017 | D17 v2 |  | Any | ESe | 1975 | CZ06 | cWtd | Cap-Tons | 437.4 | 91120 | None | 91 | 0.0873 | 0 | 91 | 0.0873 | 0 | 91 | 0.0873 | 0 | 91 | 0.0873 | 0 | DEER:HVAC_Split-Package_AC | Annual | 1719 | 91 | 0.08728 | 0 | 91 | 0.08728 | 0 | NE-HVAC-airAC-SpltPkg-240to759kBtuh-11p5eer_MZDEER2017AnyESe1975CZ06cPVVG | 12428 | NE-HVAC-airAC-SpltPkg-240to759kBtuh-11p5eer_SZDEER2017AnyESe1975CZ06cDXGF | 12427 |  | 101 | 0.0816 | 0 | 51 | 0.11 | 0 | 101 | 0.0816 | 0 | 51 | 0.11 | 0 | 412 | 76400 | 539 | 150000
NE-HVAC-airAC-SpltPkg-240to759kBtuh-11p5eer | DEER2017 | D17 v2 |  | Any | ESe | 1975 | CZ07 | cWtd | Cap-Tons | 355.4 | 91120 | None | 96.7 | 0.0929 | 0 | 96.7 | 0.0929 | 0 | 96.7 | 0.0929 | 0 | 96.7 | 0.0929 | 0 | DEER:HVAC_Split-Package_AC | Annual | 1719 | 96.72 | 0.09288 | 0 | 96.72 | 0.09288 | 0 | NE-HVAC-airAC-SpltPkg-240to759kBtuh-11p5eer_MZDEER2017AnyESe1975CZ07cPVVG | 12430 | NE-HVAC-airAC-SpltPkg-240to759kBtuh-11p5eer_SZDEER2017AnyESe1975CZ07cDXGF | 12429 |  | 106 | 0.0851 | 0 | 59.6 | 0.124 | 0 | 106 | 0.0851 | 0 | 59.6 | 0.124 | 0 | 337 | 76400 | 429 | 150000
NE-HVAC-airAC-SpltPkg-240to759kBtuh-11p5eer | DEER2017 | D17 v2 |  | Any | ESe | 1975 | CZ08 | cWtd | Cap-Tons | 468 | 91120 | None | 101 | 0.0988 | 0 | 101 | 0.0988 | 0 | 101 | 0.0988 | 0 | 101 | 0.0988 | 0 | DEER:HVAC_Split-Package_AC | Annual | 1719 | 100.68 | 0.09876 | 0 | 100.68 | 0.09876 | 0 | NE-HVAC-airAC-SpltPkg-240to759kBtuh-11p5eer_MZDEER2017AnyESe1975CZ08cPVVG | 12432 | NE-HVAC-airAC-SpltPkg-240to759kBtuh-11p5eer_SZDEER2017AnyESe1975CZ08cDXGF | 12431 |  | 110 | 0.0922 | 0 | 63.4 | 0.125 | 0 | 110 | 0.0922 | 0 | 63.4 | 0.125 | 0 | 438 | 76400 | 588 | 150000
NE-HVAC-airAC-SpltPkg-240to759kBtuh-11p5eer | DEER2017 | D17 v2 |  | Any | ESe | 1975 | CZ09 | cWtd | Cap-Tons | 532.6 | 91120 | None | 98.1 | 0.131 | 0 | 98.1 | 0.131 | 0 | 98.1 | 0.131 | 0 | 98.1 | 0.131 | 0 | DEER:HVAC_Split-Package_AC | Annual | 1719 | 98.12 | 0.1308 | 0 | 98.12 | 0.1308 | 0 | NE-HVAC-airAC-SpltPkg-240to759kBtuh-11p5eer_MZDEER2017AnyESe1975CZ09cPVVG | 12434 | NE-HVAC-airAC-SpltPkg-240to759kBtuh-11p5eer_SZDEER2017AnyESe1975CZ09cDXGF | 12433 |  | 107 | 0.122 | 0 | 62.6 | 0.166 | 0 | 107 | 0.122 | 0 | 62.6 | 0.166 | 0 | 492 | 76400 | 695 | 150000
NE-HVAC-airAC-SpltPkg-240to759kBtuh-11p5eer | DEER2017 | D17 v2 |  | Any | ESe | 1975 | CZ10 | cWtd | Cap-Tons | 512.4 | 91120 | None | 107 | 0.14 | 0 | 107 | 0.14 | 0 | 107 | 0.14 | 0 | 107 | 0.14 | 0 | DEER:HVAC_Split-Package_AC | Annual | 1719 | 106.54 | 0.1396 | 0 | 106.54 | 0.1396 | 0 | NE-HVAC-airAC-SpltPkg-240to759kBtuh-11p5eer_MZDEER2017AnyESe1975CZ10cPVVG | 12436 | NE-HVAC-airAC-SpltPkg-240to759kBtuh-11p5eer_SZDEER2017AnyESe1975CZ10cDXGF | 12435 |  | 114 | 0.129 | 0 | 76.7 | 0.182 | 0 | 114 | 0.129 | 0 | 76.7 | 0.182 | 0 | 475 | 76400 | 662 | 150000
NE-HVAC-airAC-SpltPkg-240to759kBtuh-11p5eer | DEER2017 | D17 v2 |  | Any | ESe | 1975 | CZ11 | cWtd | Cap-Tons | 466.4 | 91120 | None | 107 | 0.0459 | 0 | 107 | 0.0459 | 0 | 107 | 0.0459 | 0 | 107 | 0.0459 | 0 | DEER:HVAC_Split-Package_AC | Annual | 1719 | 107 | 0.04586 | 0 | 107 | 0.04586 | 0 | NE-HVAC-airAC-SpltPkg-240to759kBtuh-11p5eer_MZDEER2017AnyESe1975CZ11cPVVG | 12438 | NE-HVAC-airAC-SpltPkg-240to759kBtuh-11p5eer_SZDEER2017AnyESe1975CZ11cDXGF | 12437 |  | 112 | 0.0476 | 0 | 87 | 0.0389 | 0 | 112 | 0.0476 | 0 | 87 | 0.0389 | 0 | 434 | 76400 | 596 | 150000
NE-HVAC-airAC-SpltPkg-240to759kBtuh-11p5eer | DEER2017 | D17 v2 |  | Any | ESe | 1975 | CZ12 | cWtd | Cap-Tons | 438.8 | 91120 | None | 89.5 | 0.0401 | 0 | 89.5 | 0.0401 | 0 | 89.5 | 0.0401 | 0 | 89.5 | 0.0401 | 0 | DEER:HVAC_Split-Package_AC | Annual | 1719 | 89.5 | 0.04014 | 0 | 89.5 | 0.04014 | 0 | NE-HVAC-airAC-SpltPkg-240to759kBtuh-11p5eer_MZDEER2017AnyESe1975CZ12cPVVG | 12440 | NE-HVAC-airAC-SpltPkg-240to759kBtuh-11p5eer_SZDEER2017AnyESe1975CZ12cDXGF | 12439 |  | 94.1 | 0.0428 | 0 | 71.1 | 0.0295 | 0 | 94.1 | 0.0428 | 0 | 71.1 | 0.0295 | 0 | 414 | 76400 | 538 | 150000
NE-HVAC-airAC-SpltPkg-240to759kBtuh-11p5eer | DEER2017 | D17 v2 |  | Any | ESe | 1975 | CZ13 | cWtd | Cap-Tons | 488.6 | 91120 | None | 109 | 0.037 | 0 | 109 | 0.037 | 0 | 109 | 0.037 | 0 | 109 | 0.037 | 0 | DEER:HVAC_Split-Package_AC | Annual | 1719 | 109.16 | 0.03704 | 0 | 109.16 | 0.03704 | 0 | NE-HVAC-airAC-SpltPkg-240to759kBtuh-11p5eer_MZDEER2017AnyESe1975CZ13cPVVG | 12442 | NE-HVAC-airAC-SpltPkg-240to759kBtuh-11p5eer_SZDEER2017AnyESe1975CZ13cDXGF | 12441 |  | 113 | 0.0377 | 0 | 93.8 | 0.0344 | 0 | 113 | 0.0377 | 0 | 93.8 | 0.0344 | 0 | 456 | 76400 | 619 | 150000
NE-HVAC-airAC-SpltPkg-240to759kBtuh-11p5eer | DEER2017 | D17 v2 |  | Any | ESe | 1975 | CZ14 | cWtd | Cap-Tons | 450.4 | 91120 | None | 117 | 0.139 | 0 | 117 | 0.139 | 0 | 117 | 0.139 | 0 | 117 | 0.139 | 0 | DEER:HVAC_Split-Package_AC | Annual | 1719 | 116.8 | 0.1392 | 0 | 116.8 | 0.1392 | 0 | NE-HVAC-airAC-SpltPkg-240to759kBtuh-11p5eer_MZDEER2017AnyESe1975CZ14cPVVG | 12444 | NE-HVAC-airAC-SpltPkg-240to759kBtuh-11p5eer_SZDEER2017AnyESe1975CZ14cDXGF | 12443 |  | 121 | 0.129 | 0 | 100 | 0.18 | 0 | 121 | 0.129 | 0 | 100 | 0.18 | 0 | 421 | 76400 | 568 | 150000
NE-HVAC-airAC-SpltPkg-240to759kBtuh-11p5eer | DEER2017 | D17 v2 |  | Any | ESe | 1975 | CZ15 | cWtd | Cap-Tons | 600.2 | 91120 | None | 184 | 0.134 | 0 | 184 | 0.134 | 0 | 184 | 0.134 | 0 | 184 | 0.134 | 0 | DEER:HVAC_Split-Package_AC | Annual | 1719 | 184.2 | 0.134 | 0 | 184.2 | 0.134 | 0 | NE-HVAC-airAC-SpltPkg-240to759kBtuh-11p5eer_MZDEER2017AnyESe1975CZ15cPVVG | 12446 | NE-HVAC-airAC-SpltPkg-240to759kBtuh-11p5eer_SZDEER2017AnyESe1975CZ15cDXGF | 12445 |  | 187 | 0.123 | 0 | 173 | 0.178 | 0 | 187 | 0.123 | 0 | 173 | 0.178 | 0 | 553 | 76400 | 789 | 150000
NE-HVAC-airAC-SpltPkg-240to759kBtuh-11p5eer | DEER2017 | D17 v2 |  | Any | ESe | 1975 | CZ16 | cWtd | Cap-Tons | 331.4 | 91120 | None | 48.1 | 0.0278 | 0 | 48.1 | 0.0278 | 0 | 48.1 | 0.0278 | 0 | 48.1 | 0.0278 | 0 | DEER:HVAC_Split-Package_AC | Annual | 1719 | 48.14 | 0.0278 | 0 | 48.14 | 0.0278 | 0 | NE-HVAC-airAC-SpltPkg-240to759kBtuh-11p5eer_MZDEER2017AnyESe1975CZ16cPVVG | 12448 | NE-HVAC-airAC-SpltPkg-240to759kBtuh-11p5eer_SZDEER2017AnyESe1975CZ16cDXGF | 12447 |  | 51.7 | 0.0306 | 0 | 33.9 | 0.0166 | 0 | 51.7 | 0.0306 | 0 | 33.9 | 0.0166 | 0 | 316 | 76400 | 393 | 150000
NE-HVAC-airAC-SpltPkg-240to759kBtuh-11p5eer | DEER2017 | D17 v2 |  | Any | ESe | 1985 | CZ01 | cWtd | Cap-Tons | 256.8 | 91120 | None | 38.3 | 0.0483 | 0 | 38.3 | 0.0483 | 0 | 38.3 | 0.0483 | 0 | 38.3 | 0.0483 | 0 | DEER:HVAC_Split-Package_AC | Annual | 1719 | 38.278 | 0.04826 | 0 | 38.278 | 0.04826 | 0 | NE-HVAC-airAC-SpltPkg-240to759kBtuh-11p5eer_MZDEER2017AnyESe1985CZ01cPVVG | 33778 | NE-HVAC-airAC-SpltPkg-240to759kBtuh-11p5eer_SZDEER2017AnyESe1985CZ01cDXGF | 33777 |  | 45.5 | 0.0482 | 0 | 9.39 | 0.0485 | 0 | 45.5 | 0.0482 | 0 | 9.39 | 0.0485 | 0 | 249 | 76400 | 288 | 150000
NE-HVAC-airAC-SpltPkg-240to759kBtuh-11p5eer | DEER2017 | D17 v2 |  | Any | ESe | 1985 | CZ02 | cWtd | Cap-Tons | 407 | 91120 | None | 70.7 | 0.0248 | 0 | 70.7 | 0.0248 | 0 | 70.7 | 0.0248 | 0 | 70.7 | 0.0248 | 0 | DEER:HVAC_Split-Package_AC | Annual | 1719 | 70.68 | 0.02478 | 0 | 70.68 | 0.02478 | 0 | NE-HVAC-airAC-SpltPkg-240to759kBtuh-11p5eer_MZDEER2017AnyESe1985CZ02cPVVG | 33780 | NE-HVAC-airAC-SpltPkg-240to759kBtuh-11p5eer_SZDEER2017AnyESe1985CZ02cDXGF | 33779 |  | 77.3 | 0.0263 | 0 | 44.2 | 0.0187 | 0 | 77.3 | 0.0263 | 0 | 44.2 | 0.0187 | 0 | 376 | 76400 | 531 | 150000
NE-HVAC-airAC-SpltPkg-240to759kBtuh-11p5eer | DEER2017 | D17 v2 |  | Any | ESe | 1985 | CZ03 | cWtd | Cap-Tons | 331.4 | 91120 | None | 62.1 | 0.0108 | 0 | 62.1 | 0.0108 | 0 | 62.1 | 0.0108 | 0 | 62.1 | 0.0108 | 0 | DEER:HVAC_Split-Package_AC | Annual | 1719 | 62.12 | 0.010826 | 0 | 62.12 | 0.010826 | 0 | NE-HVAC-airAC-SpltPkg-240to759kBtuh-11p5eer_MZDEER2017AnyESe1985CZ03cPVVG | 33782 | NE-HVAC-airAC-SpltPkg-240to759kBtuh-11p5eer_SZDEER2017AnyESe1985CZ03cDXGF | 33781 |  | 70.7 | 0.0128 | 0 | 27.8 | 0.00293 | 0 | 70.7 | 0.0128 | 0 | 27.8 | 0.00293 | 0 | 311 | 76400 | 413 | 150000
NE-HVAC-airAC-SpltPkg-240to759kBtuh-11p5eer | DEER2017 | D17 v2 |  | Any | ESe | 1985 | CZ04 | cWtd | Cap-Tons | 390 | 91120 | None | 86.7 | 0.126 | 0 | 86.7 | 0.126 | 0 | 86.7 | 0.126 | 0 | 86.7 | 0.126 | 0 | DEER:HVAC_Split-Package_AC | Annual | 1719 | 86.72 | 0.1264 | 0 | 86.72 | 0.1264 | 0 | NE-HVAC-airAC-SpltPkg-240to759kBtuh-11p5eer_MZDEER2017AnyESe1985CZ04cPVVG | 33784 | NE-HVAC-airAC-SpltPkg-240to759kBtuh-11p5eer_SZDEER2017AnyESe1985CZ04cDXGF | 33783 |  | 95 | 0.12 | 0 | 53.6 | 0.152 | 0 | 95 | 0.12 | 0 | 53.6 | 0.152 | 0 | 361 | 76400 | 506 | 150000
NE-HVAC-airAC-SpltPkg-240to759kBtuh-11p5eer | DEER2017 | D17 v2 |  | Any | ESe | 1985 | CZ05 | cWtd | Cap-Tons | 290.8 | 91120 | None | 69.4 | 0.0755 | 0 | 69.4 | 0.0755 | 0 | 69.4 | 0.0755 | 0 | 69.4 | 0.0755 | 0 | DEER:HVAC_Split-Package_AC | Annual | 1719 | 69.4 | 0.07554 | 0 | 69.4 | 0.07554 | 0 | NE-HVAC-airAC-SpltPkg-240to759kBtuh-11p5eer_MZDEER2017AnyESe1985CZ05cPVVG | 33786 | NE-HVAC-airAC-SpltPkg-240to759kBtuh-11p5eer_SZDEER2017AnyESe1985CZ05cDXGF | 33785 |  | 77.3 | 0.0744 | 0 | 37.8 | 0.0801 | 0 | 77.3 | 0.0744 | 0 | 37.8 | 0.0801 | 0 | 274 | 76400 | 358 | 150000
NE-HVAC-airAC-SpltPkg-240to759kBtuh-11p5eer | DEER2017 | D17 v2 |  | Any | ESe | 1985 | CZ06 | cWtd | Cap-Tons | 403.4 | 91120 | None | 92 | 0.0958 | 0 | 92 | 0.0958 | 0 | 92 | 0.0958 | 0 | 92 | 0.0958 | 0 | DEER:HVAC_Split-Package_AC | Annual | 1719 | 91.98 | 0.0958 | 0 | 91.98 | 0.0958 | 0 | NE-HVAC-airAC-SpltPkg-240to759kBtuh-11p5eer_MZDEER2017AnyESe1985CZ06cPVVG | 33788 | NE-HVAC-airAC-SpltPkg-240to759kBtuh-11p5eer_SZDEER2017AnyESe1985CZ06cDXGF | 33787 |  | 102 | 0.092 | 0 | 51.9 | 0.111 | 0 | 102 | 0.092 | 0 | 51.9 | 0.111 | 0 | 373 | 76400 | 525 | 150000
NE-HVAC-airAC-SpltPkg-240to759kBtuh-11p5eer | DEER2017 | D17 v2 |  | Any | ESe | 1985 | CZ07 | cWtd | Cap-Tons | 323.6 | 91120 | None | 98 | 0.103 | 0 | 98 | 0.103 | 0 | 98 | 0.103 | 0 | 98 | 0.103 | 0 | DEER:HVAC_Split-Package_AC | Annual | 1719 | 98.04 | 0.10328 | 0 | 98.04 | 0.10328 | 0 | NE-HVAC-airAC-SpltPkg-240to759kBtuh-11p5eer_MZDEER2017AnyESe1985CZ07cPVVG | 33790 | NE-HVAC-airAC-SpltPkg-240to759kBtuh-11p5eer_SZDEER2017AnyESe1985CZ07cDXGF | 33789 |  | 107 | 0.0976 | 0 | 62.2 | 0.126 | 0 | 107 | 0.0976 | 0 | 62.2 | 0.126 | 0 | 301 | 76400 | 414 | 150000
NE-HVAC-airAC-SpltPkg-240to759kBtuh-11p5eer | DEER2017 | D17 v2 |  | Any | ESe | 1985 | CZ08 | cWtd | Cap-Tons | 432.2 | 91120 | None | 102 | 0.111 | 0 | 102 | 0.111 | 0 | 102 | 0.111 | 0 | 102 | 0.111 | 0 | DEER:HVAC_Split-Package_AC | Annual | 1719 | 101.7 | 0.1108 | 0 | 101.7 | 0.1108 | 0 | NE-HVAC-airAC-SpltPkg-240to759kBtuh-11p5eer_MZDEER2017AnyESe1985CZ08cPVVG | 33792 | NE-HVAC-airAC-SpltPkg-240to759kBtuh-11p5eer_SZDEER2017AnyESe1985CZ08cDXGF | 33791 |  | 111 | 0.107 | 0 | 64.5 | 0.126 | 0 | 111 | 0.107 | 0 | 64.5 | 0.126 | 0 | 397 | 76400 | 573 | 150000
NE-HVAC-airAC-SpltPkg-240to759kBtuh-11p5eer | DEER2017 | D17 v2 |  | Any | ESe | 1985 | CZ09 | cWtd | Cap-Tons | 494 | 91120 | None | 97.5 | 0.143 | 0 | 97.5 | 0.143 | 0 | 97.5 | 0.143 | 0 | 97.5 | 0.143 | 0 | DEER:HVAC_Split-Package_AC | Annual | 1719 | 97.52 | 0.1432 | 0 | 97.52 | 0.1432 | 0 | NE-HVAC-airAC-SpltPkg-240to759kBtuh-11p5eer_MZDEER2017AnyESe1985CZ09cPVVG | 33794 | NE-HVAC-airAC-SpltPkg-240to759kBtuh-11p5eer_SZDEER2017AnyESe1985CZ09cDXGF | 33793 |  | 106 | 0.137 | 0 | 63.6 | 0.168 | 0 | 106 | 0.137 | 0 | 63.6 | 0.168 | 0 | 448 | 76400 | 678 | 150000
NE-HVAC-airAC-SpltPkg-240to759kBtuh-11p5eer | DEER2017 | D17 v2 |  | Any | ESe | 1985 | CZ10 | cWtd | Cap-Tons | 473.2 | 91120 | None | 110 | 0.157 | 0 | 110 | 0.157 | 0 | 110 | 0.157 | 0 | 110 | 0.157 | 0 | DEER:HVAC_Split-Package_AC | Annual | 1719 | 109.98 | 0.1566 | 0 | 109.98 | 0.1566 | 0 | NE-HVAC-airAC-SpltPkg-240to759kBtuh-11p5eer_MZDEER2017AnyESe1985CZ10cPVVG | 33796 | NE-HVAC-airAC-SpltPkg-240to759kBtuh-11p5eer_SZDEER2017AnyESe1985CZ10cDXGF | 33795 |  | 118 | 0.15 | 0 | 77.9 | 0.183 | 0 | 118 | 0.15 | 0 | 77.9 | 0.183 | 0 | 430 | 76400 | 646 | 150000
NE-HVAC-airAC-SpltPkg-240to759kBtuh-11p5eer | DEER2017 | D17 v2 |  | Any | ESe | 1985 | CZ11 | cWtd | Cap-Tons | 427.6 | 91120 | None | 112 | 0.0427 | 0 | 112 | 0.0427 | 0 | 112 | 0.0427 | 0 | 112 | 0.0427 | 0 | DEER:HVAC_Split-Package_AC | Annual | 1719 | 112.2 | 0.04266 | 0 | 112.2 | 0.04266 | 0 | NE-HVAC-airAC-SpltPkg-240to759kBtuh-11p5eer_MZDEER2017AnyESe1985CZ11cPVVG | 33798 | NE-HVAC-airAC-SpltPkg-240to759kBtuh-11p5eer_SZDEER2017AnyESe1985CZ11cDXGF | 33797 |  | 118 | 0.0436 | 0 | 89 | 0.0389 | 0 | 118 | 0.0436 | 0 | 89 | 0.0389 | 0 | 390 | 76400 | 578 | 150000
NE-HVAC-airAC-SpltPkg-240to759kBtuh-11p5eer | DEER2017 | D17 v2 |  | Any | ESe | 1985 | CZ12 | cWtd | Cap-Tons | 403.2 | 91120 | None | 96.9 | 0.0327 | 0 | 96.9 | 0.0327 | 0 | 96.9 | 0.0327 | 0 | 96.9 | 0.0327 | 0 | DEER:HVAC_Split-Package_AC | Annual | 1719 | 96.9 | 0.03268 | 0 | 96.9 | 0.03268 | 0 | NE-HVAC-airAC-SpltPkg-240to759kBtuh-11p5eer_MZDEER2017AnyESe1985CZ12cPVVG | 33800 | NE-HVAC-airAC-SpltPkg-240to759kBtuh-11p5eer_SZDEER2017AnyESe1985CZ12cDXGF | 33799 |  | 103 | 0.0336 | 0 | 72.5 | 0.029 | 0 | 103 | 0.0336 | 0 | 72.5 | 0.029 | 0 | 373 | 76400 | 524 | 150000
NE-HVAC-airAC-SpltPkg-240to759kBtuh-11p5eer | DEER2017 | D17 v2 |  | Any | ESe | 1985 | CZ13 | cWtd | Cap-Tons | 450.4 | 91120 | None | 115 | 0.0376 | 0 | 115 | 0.0376 | 0 | 115 | 0.0376 | 0 | 115 | 0.0376 | 0 | DEER:HVAC_Split-Package_AC | Annual | 1719 | 115.08 | 0.03764 | 0 | 115.08 | 0.03764 | 0 | NE-HVAC-airAC-SpltPkg-240to759kBtuh-11p5eer_MZDEER2017AnyESe1985CZ13cPVVG | 33802 | NE-HVAC-airAC-SpltPkg-240to759kBtuh-11p5eer_SZDEER2017AnyESe1985CZ13cDXGF | 33801 |  | 120 | 0.0385 | 0 | 95.4 | 0.0342 | 0 | 120 | 0.0385 | 0 | 95.4 | 0.0342 | 0 | 412 | 76400 | 604 | 150000
NE-HVAC-airAC-SpltPkg-240to759kBtuh-11p5eer | DEER2017 | D17 v2 |  | Any | ESe | 1985 | CZ14 | cWtd | Cap-Tons | 429.2 | 91120 | None | 119 | 0.15 | 0 | 119 | 0.15 | 0 | 119 | 0.15 | 0 | 119 | 0.15 | 0 | DEER:HVAC_Split-Package_AC | Annual | 1719 | 118.58 | 0.1496 | 0 | 118.58 | 0.1496 | 0 | NE-HVAC-airAC-SpltPkg-240to759kBtuh-11p5eer_MZDEER2017AnyESe1985CZ14cPVVG | 33804 | NE-HVAC-airAC-SpltPkg-240to759kBtuh-11p5eer_SZDEER2017AnyESe1985CZ14cDXGF | 33803 |  | 124 | 0.143 | 0 | 96.9 | 0.176 | 0 | 124 | 0.143 | 0 | 96.9 | 0.176 | 0 | 392 | 76400 | 578 | 150000
NE-HVAC-airAC-SpltPkg-240to759kBtuh-11p5eer | DEER2017 | D17 v2 |  | Any | ESe | 1985 | CZ15 | cWtd | Cap-Tons | 539 | 91120 | None | 194 | 0.149 | 0 | 194 | 0.149 | 0 | 194 | 0.149 | 0 | 194 | 0.149 | 0 | DEER:HVAC_Split-Package_AC | Annual | 1719 | 193.8 | 0.1486 | 0 | 193.8 | 0.1486 | 0 | NE-HVAC-airAC-SpltPkg-240to759kBtuh-11p5eer_MZDEER2017AnyESe1985CZ15cPVVG | 33806 | NE-HVAC-airAC-SpltPkg-240to759kBtuh-11p5eer_SZDEER2017AnyESe1985CZ15cDXGF | 33805 |  | 198 | 0.141 | 0 | 177 | 0.179 | 0 | 198 | 0.141 | 0 | 177 | 0.179 | 0 | 486 | 76400 | 751 | 150000
NE-HVAC-airAC-SpltPkg-240to759kBtuh-11p5eer | DEER2017 | D17 v2 |  | Any | ESe | 1985 | CZ16 | cWtd | Cap-Tons | 295.6 | 91120 | None | 60.3 | 0.025 | 0 | 60.3 | 0.025 | 0 | 60.3 | 0.025 | 0 | 60.3 | 0.025 | 0 | DEER:HVAC_Split-Package_AC | Annual | 1719 | 60.32 | 0.02502 | 0 | 60.32 | 0.02502 | 0 | NE-HVAC-airAC-SpltPkg-240to759kBtuh-11p5eer_MZDEER2017AnyESe1985CZ16cPVVG | 33808 | NE-HVAC-airAC-SpltPkg-240to759kBtuh-11p5eer_SZDEER2017AnyESe1985CZ16cDXGF | 33807 |  | 66.3 | 0.027 | 0 | 36.4 | 0.0171 | 0 | 66.3 | 0.027 | 0 | 36.4 | 0.0171 | 0 | 276 | 76400 | 374 | 150000
NE-HVAC-airAC-SpltPkg-240to759kBtuh-11p5eer | DEER2017 | D17 v2 |  | Any | ESe | 1996 | CZ01 | cWtd | Cap-Tons | 205.2 | 91120 | None | 41.4 | 0.0504 | 0 | 41.4 | 0.0504 | 0 | 41.4 | 0.0504 | 0 | 41.4 | 0.0504 | 0 | DEER:HVAC_Split-Package_AC | Annual | 1719 | 41.35 | 0.0504 | 0 | 41.35 | 0.0504 | 0 | NE-HVAC-airAC-SpltPkg-240to759kBtuh-11p5eer_MZDEER2017AnyESe1996CZ01cPVVG | 55138 | NE-HVAC-airAC-SpltPkg-240to759kBtuh-11p5eer_SZDEER2017AnyESe1996CZ01cDXGF | 55137 |  | 49.2 | 0.0504 | 0 | 9.95 | 0.0504 | 0 | 49.2 | 0.0504 | 0 | 9.95 | 0.0504 | 0 | 194 | 76400 | 250 | 150000
NE-HVAC-airAC-SpltPkg-240to759kBtuh-11p5eer | DEER2017 | D17 v2 |  | Any | ESe | 1996 | CZ02 | cWtd | Cap-Tons | 353.6 | 91120 | None | 78.8 | 0.0226 | 0 | 78.8 | 0.0226 | 0 | 78.8 | 0.0226 | 0 | 78.8 | 0.0226 | 0 | DEER:HVAC_Split-Package_AC | Annual | 1719 | 78.84 | 0.0226 | 0 | 78.84 | 0.0226 | 0 | NE-HVAC-airAC-SpltPkg-240to759kBtuh-11p5eer_MZDEER2017AnyESe1996CZ02cPVVG | 55140 | NE-HVAC-airAC-SpltPkg-240to759kBtuh-11p5eer_SZDEER2017AnyESe1996CZ02cDXGF | 55139 |  | 87.9 | 0.0253 | 0 | 42.6 | 0.0118 | 0 | 87.9 | 0.0253 | 0 | 42.6 | 0.0118 | 0 | 320 | 76400 | 488 | 150000
NE-HVAC-airAC-SpltPkg-240to759kBtuh-11p5eer | DEER2017 | D17 v2 |  | Any | ESe | 1996 | CZ03 | cWtd | Cap-Tons | 282.2 | 91120 | None | 65 | 0.00138 | 0 | 65 | 0.00138 | 0 | 65 | 0.00138 | 0 | 65 | 0.00138 | 0 | DEER:HVAC_Split-Package_AC | Annual | 1719 | 65 | 0.0013782 | 0 | 65 | 0.0013782 | 0 | NE-HVAC-airAC-SpltPkg-240to759kBtuh-11p5eer_MZDEER2017AnyESe1996CZ03cPVVG | 55142 | NE-HVAC-airAC-SpltPkg-240to759kBtuh-11p5eer_SZDEER2017AnyESe1996CZ03cDXGF | 55141 |  | 74.5 | 0.00168 | 0 | 27 | 0.000171 | 0 | 74.5 | 0.00168 | 0 | 27 | 0.000171 | 0 | 260 | 76400 | 371 | 150000
NE-HVAC-airAC-SpltPkg-240to759kBtuh-11p5eer | DEER2017 | D17 v2 |  | Any | ESe | 1996 | CZ04 | cWtd | Cap-Tons | 338.6 | 91120 | None | 89.7 | 0.132 | 0 | 89.7 | 0.132 | 0 | 89.7 | 0.132 | 0 | 89.7 | 0.132 | 0 | DEER:HVAC_Split-Package_AC | Annual | 1719 | 89.74 | 0.1324 | 0 | 89.74 | 0.1324 | 0 | NE-HVAC-airAC-SpltPkg-240to759kBtuh-11p5eer_MZDEER2017AnyESe1996CZ04cPVVG | 55144 | NE-HVAC-airAC-SpltPkg-240to759kBtuh-11p5eer_SZDEER2017AnyESe1996CZ04cDXGF | 55143 |  | 99.3 | 0.127 | 0 | 51.5 | 0.154 | 0 | 99.3 | 0.127 | 0 | 51.5 | 0.154 | 0 | 307 | 76400 | 465 | 150000
NE-HVAC-airAC-SpltPkg-240to759kBtuh-11p5eer | DEER2017 | D17 v2 |  | Any | ESe | 1996 | CZ05 | cWtd | Cap-Tons | 243.8 | 91120 | None | 72.6 | 0.0777 | 0 | 72.6 | 0.0777 | 0 | 72.6 | 0.0777 | 0 | 72.6 | 0.0777 | 0 | DEER:HVAC_Split-Package_AC | Annual | 1719 | 72.6 | 0.07768 | 0 | 72.6 | 0.07768 | 0 | NE-HVAC-airAC-SpltPkg-240to759kBtuh-11p5eer_MZDEER2017AnyESe1996CZ05cPVVG | 55146 | NE-HVAC-airAC-SpltPkg-240to759kBtuh-11p5eer_SZDEER2017AnyESe1996CZ05cDXGF | 55145 |  | 81.5 | 0.0772 | 0 | 37 | 0.0796 | 0 | 81.5 | 0.0772 | 0 | 37 | 0.0796 | 0 | 225 | 76400 | 319 | 150000
NE-HVAC-airAC-SpltPkg-240to759kBtuh-11p5eer | DEER2017 | D17 v2 |  | Any | ESe | 1996 | CZ06 | cWtd | Cap-Tons | 355.2 | 91120 | None | 94.8 | 0.101 | 0 | 94.8 | 0.101 | 0 | 94.8 | 0.101 | 0 | 94.8 | 0.101 | 0 | DEER:HVAC_Split-Package_AC | Annual | 1719 | 94.84 | 0.1006 | 0 | 94.84 | 0.1006 | 0 | NE-HVAC-airAC-SpltPkg-240to759kBtuh-11p5eer_MZDEER2017AnyESe1996CZ06cPVVG | 55148 | NE-HVAC-airAC-SpltPkg-240to759kBtuh-11p5eer_SZDEER2017AnyESe1996CZ06cDXGF | 55147 |  | 106 | 0.0975 | 0 | 50.2 | 0.113 | 0 | 106 | 0.0975 | 0 | 50.2 | 0.113 | 0 | 322 | 76400 | 488 | 150000
NE-HVAC-airAC-SpltPkg-240to759kBtuh-11p5eer | DEER2017 | D17 v2 |  | Any | ESe | 1996 | CZ07 | cWtd | Cap-Tons | 278.6 | 91120 | None | 100 | 0.11 | 0 | 100 | 0.11 | 0 | 100 | 0.11 | 0 | 100 | 0.11 | 0 | DEER:HVAC_Split-Package_AC | Annual | 1719 | 100.22 | 0.11 | 0 | 100.22 | 0.11 | 0 | NE-HVAC-airAC-SpltPkg-240to759kBtuh-11p5eer_MZDEER2017AnyESe1996CZ07cPVVG | 55150 | NE-HVAC-airAC-SpltPkg-240to759kBtuh-11p5eer_SZDEER2017AnyESe1996CZ07cDXGF | 55149 |  | 110 | 0.105 | 0 | 61.1 | 0.13 | 0 | 110 | 0.105 | 0 | 61.1 | 0.13 | 0 | 254 | 76400 | 377 | 150000
NE-HVAC-airAC-SpltPkg-240to759kBtuh-11p5eer | DEER2017 | D17 v2 |  | Any | ESe | 1996 | CZ08 | cWtd | Cap-Tons | 383.4 | 91120 | None | 104 | 0.116 | 0 | 104 | 0.116 | 0 | 104 | 0.116 | 0 | 104 | 0.116 | 0 | DEER:HVAC_Split-Package_AC | Annual | 1719 | 103.62 | 0.116 | 0 | 103.62 | 0.116 | 0 | NE-HVAC-airAC-SpltPkg-240to759kBtuh-11p5eer_MZDEER2017AnyESe1996CZ08cPVVG | 55152 | NE-HVAC-airAC-SpltPkg-240to759kBtuh-11p5eer_SZDEER2017AnyESe1996CZ08cDXGF | 55151 |  | 114 | 0.113 | 0 | 62.1 | 0.128 | 0 | 114 | 0.113 | 0 | 62.1 | 0.128 | 0 | 345 | 76400 | 537 | 150000
NE-HVAC-airAC-SpltPkg-240to759kBtuh-11p5eer | DEER2017 | D17 v2 |  | Any | ESe | 1996 | CZ09 | cWtd | Cap-Tons | 441 | 91120 | None | 96.3 | 0.149 | 0 | 96.3 | 0.149 | 0 | 96.3 | 0.149 | 0 | 96.3 | 0.149 | 0 | DEER:HVAC_Split-Package_AC | Annual | 1719 | 96.28 | 0.1492 | 0 | 96.28 | 0.1492 | 0 | NE-HVAC-airAC-SpltPkg-240to759kBtuh-11p5eer_MZDEER2017AnyESe1996CZ09cPVVG | 55154 | NE-HVAC-airAC-SpltPkg-240to759kBtuh-11p5eer_SZDEER2017AnyESe1996CZ09cDXGF | 55153 |  | 105 | 0.144 | 0 | 61.4 | 0.17 | 0 | 105 | 0.144 | 0 | 61.4 | 0.17 | 0 | 392 | 76400 | 637 | 150000
NE-HVAC-airAC-SpltPkg-240to759kBtuh-11p5eer | DEER2017 | D17 v2 |  | Any | ESe | 1996 | CZ10 | cWtd | Cap-Tons | 418.4 | 91120 | None | 109 | 0.163 | 0 | 109 | 0.163 | 0 | 109 | 0.163 | 0 | 109 | 0.163 | 0 | DEER:HVAC_Split-Package_AC | Annual | 1719 | 108.58 | 0.1626 | 0 | 108.58 | 0.1626 | 0 | NE-HVAC-airAC-SpltPkg-240to759kBtuh-11p5eer_MZDEER2017AnyESe1996CZ10cPVVG | 55156 | NE-HVAC-airAC-SpltPkg-240to759kBtuh-11p5eer_SZDEER2017AnyESe1996CZ10cDXGF | 55155 |  | 117 | 0.157 | 0 | 74.9 | 0.185 | 0 | 117 | 0.157 | 0 | 74.9 | 0.185 | 0 | 372 | 76400 | 604 | 150000
NE-HVAC-airAC-SpltPkg-240to759kBtuh-11p5eer | DEER2017 | D17 v2 |  | Any | ESe | 1996 | CZ11 | cWtd | Cap-Tons | 357.8 | 91120 | None | 118 | 0.0397 | 0 | 118 | 0.0397 | 0 | 118 | 0.0397 | 0 | 118 | 0.0397 | 0 | DEER:HVAC_Split-Package_AC | Annual | 1719 | 118.3 | 0.03968 | 0 | 118.3 | 0.03968 | 0 | NE-HVAC-airAC-SpltPkg-240to759kBtuh-11p5eer_MZDEER2017AnyESe1996CZ11cPVVG | 55158 | NE-HVAC-airAC-SpltPkg-240to759kBtuh-11p5eer_SZDEER2017AnyESe1996CZ11cDXGF | 55157 |  | 127 | 0.041 | 0 | 83.5 | 0.0344 | 0 | 127 | 0.041 | 0 | 83.5 | 0.0344 | 0 | 318 | 76400 | 517 | 150000
NE-HVAC-airAC-SpltPkg-240to759kBtuh-11p5eer | DEER2017 | D17 v2 |  | Any | ESe | 1996 | CZ12 | cWtd | Cap-Tons | 336.8 | 91120 | None | 101 | 0.0289 | 0 | 101 | 0.0289 | 0 | 101 | 0.0289 | 0 | 101 | 0.0289 | 0 | DEER:HVAC_Split-Package_AC | Annual | 1719 | 101.38 | 0.02894 | 0 | 101.38 | 0.02894 | 0 | NE-HVAC-airAC-SpltPkg-240to759kBtuh-11p5eer_MZDEER2017AnyESe1996CZ12cPVVG | 55160 | NE-HVAC-airAC-SpltPkg-240to759kBtuh-11p5eer_SZDEER2017AnyESe1996CZ12cDXGF | 55159 |  | 110 | 0.031 | 0 | 66.9 | 0.0207 | 0 | 110 | 0.031 | 0 | 66.9 | 0.0207 | 0 | 304 | 76400 | 468 | 150000
NE-HVAC-airAC-SpltPkg-240to759kBtuh-11p5eer | DEER2017 | D17 v2 |  | Any | ESe | 1996 | CZ13 | cWtd | Cap-Tons | 381.8 | 91120 | None | 121 | 0.0371 | 0 | 121 | 0.0371 | 0 | 121 | 0.0371 | 0 | 121 | 0.0371 | 0 | DEER:HVAC_Split-Package_AC | Annual | 1719 | 121.2 | 0.03708 | 0 | 121.2 | 0.03708 | 0 | NE-HVAC-airAC-SpltPkg-240to759kBtuh-11p5eer_MZDEER2017AnyESe1996CZ13cPVVG | 55162 | NE-HVAC-airAC-SpltPkg-240to759kBtuh-11p5eer_SZDEER2017AnyESe1996CZ13cDXGF | 55161 |  | 129 | 0.0389 | 0 | 90 | 0.0298 | 0 | 129 | 0.0389 | 0 | 90 | 0.0298 | 0 | 341 | 76400 | 545 | 150000
NE-HVAC-airAC-SpltPkg-240to759kBtuh-11p5eer | DEER2017 | D17 v2 |  | Any | ESe | 1996 | CZ14 | cWtd | Cap-Tons | 335.6 | 91120 | None | 127 | 0.162 | 0 | 127 | 0.162 | 0 | 127 | 0.162 | 0 | 127 | 0.162 | 0 | DEER:HVAC_Split-Package_AC | Annual | 1719 | 126.78 | 0.1616 | 0 | 126.78 | 0.1616 | 0 | NE-HVAC-airAC-SpltPkg-240to759kBtuh-11p5eer_MZDEER2017AnyESe1996CZ14cPVVG | 55164 | NE-HVAC-airAC-SpltPkg-240to759kBtuh-11p5eer_SZDEER2017AnyESe1996CZ14cDXGF | 55163 |  | 134 | 0.156 | 0 | 97.9 | 0.184 | 0 | 134 | 0.156 | 0 | 97.9 | 0.184 | 0 | 300 | 76400 | 478 | 150000
NE-HVAC-airAC-SpltPkg-240to759kBtuh-11p5eer | DEER2017 | D17 v2 |  | Any | ESe | 1996 | CZ15 | cWtd | Cap-Tons | 463.6 | 91120 | None | 188 | 0.156 | 0 | 188 | 0.156 | 0 | 188 | 0.156 | 0 | 188 | 0.156 | 0 | DEER:HVAC_Split-Package_AC | Annual | 1719 | 188.2 | 0.1564 | 0 | 188.2 | 0.1564 | 0 | NE-HVAC-airAC-SpltPkg-240to759kBtuh-11p5eer_MZDEER2017AnyESe1996CZ15cPVVG | 55166 | NE-HVAC-airAC-SpltPkg-240to759kBtuh-11p5eer_SZDEER2017AnyESe1996CZ15cDXGF | 55165 |  | 192 | 0.15 | 0 | 173 | 0.182 | 0 | 192 | 0.15 | 0 | 173 | 0.182 | 0 | 408 | 76400 | 686 | 150000
NE-HVAC-airAC-SpltPkg-240to759kBtuh-11p5eer | DEER2017 | D17 v2 |  | Any | ESe | 1996 | CZ16 | cWtd | Cap-Tons | 240.4 | 91120 | None | 62.3 | 0.0161 | 0 | 62.3 | 0.0161 | 0 | 62.3 | 0.0161 | 0 | 62.3 | 0.0161 | 0 | DEER:HVAC_Split-Package_AC | Annual | 1719 | 62.28 | 0.016138 | 0 | 62.28 | 0.016138 | 0 | NE-HVAC-airAC-SpltPkg-240to759kBtuh-11p5eer_MZDEER2017AnyESe1996CZ16cPVVG | 55168 | NE-HVAC-airAC-SpltPkg-240to759kBtuh-11p5eer_SZDEER2017AnyESe1996CZ16cDXGF | 55167 |  | 69.5 | 0.0181 | 0 | 33.4 | 0.00829 | 0 | 69.5 | 0.0181 | 0 | 33.4 | 0.00829 | 0 | 219 | 76400 | 326 | 150000
NE-HVAC-airAC-SpltPkg-240to759kBtuh-11p5eer | DEER2017 | D17 v2 |  | Any | ESe | 2003 | CZ01 | cWtd | Cap-Tons | 181.6 | 91120 | None | 35.7 | 0.0489 | 0 | 35.7 | 0.0489 | 0 | 35.7 | 0.0489 | 0 | 35.7 | 0.0489 | 0 | DEER:HVAC_Split-Package_AC | Annual | 1719 | 35.668 | 0.04892 | 0 | 35.668 | 0.04892 | 0 | NE-HVAC-airAC-SpltPkg-240to759kBtuh-11p5eer_MZDEER2017AnyESe2003CZ01cPVVG | 76498 | NE-HVAC-airAC-SpltPkg-240to759kBtuh-11p5eer_SZDEER2017AnyESe2003CZ01cDXGF | 76497 |  | 42.1 | 0.0488 | 0 | 9.94 | 0.0494 | 0 | 42.1 | 0.0488 | 0 | 9.94 | 0.0494 | 0 | 169 | 76400 | 232 | 150000
NE-HVAC-airAC-SpltPkg-240to759kBtuh-11p5eer | DEER2017 | D17 v2 |  | Any | ESe | 2003 | CZ02 | cWtd | Cap-Tons | 297.8 | 91120 | None | 65.8 | 0.0117 | 0 | 65.8 | 0.0117 | 0 | 65.8 | 0.0117 | 0 | 65.8 | 0.0117 | 0 | DEER:HVAC_Split-Package_AC | Annual | 1719 | 65.76 | 0.011746 | 0 | 65.76 | 0.011746 | 0 | NE-HVAC-airAC-SpltPkg-240to759kBtuh-11p5eer_MZDEER2017AnyESe2003CZ02cPVVG | 76500 | NE-HVAC-airAC-SpltPkg-240to759kBtuh-11p5eer_SZDEER2017AnyESe2003CZ02cDXGF | 76499 |  | 71.8 | 0.0136 | 0 | 41.6 | 0.00433 | 0 | 71.8 | 0.0136 | 0 | 41.6 | 0.00433 | 0 | 264 | 76400 | 433 | 150000
NE-HVAC-airAC-SpltPkg-240to759kBtuh-11p5eer | DEER2017 | D17 v2 |  | Any | ESe | 2003 | CZ03 | cWtd | Cap-Tons | 253.4 | 91120 | None | 58.6 | 0.000598 | 0 | 58.6 | 0.000598 | 0 | 58.6 | 0.000598 | 0 | 58.6 | 0.000598 | 0 | DEER:HVAC_Split-Package_AC | Annual | 1719 | 58.56 | 0.00059792 | 0 | 58.56 | 0.00059792 | 0 | NE-HVAC-airAC-SpltPkg-240to759kBtuh-11p5eer_MZDEER2017AnyESe2003CZ03cPVVG | 76502 | NE-HVAC-airAC-SpltPkg-240to759kBtuh-11p5eer_SZDEER2017AnyESe2003CZ03cDXGF | 76501 |  | 66.3 | 0.00073 | 0 | 27.6 | 6.96e-05 | 0 | 66.3 | 0.00073 | 0 | 27.6 | 6.96e-05 | 0 | 230 | 76400 | 347 | 150000
NE-HVAC-airAC-SpltPkg-240to759kBtuh-11p5eer | DEER2017 | D17 v2 |  | Any | ESe | 2003 | CZ04 | cWtd | Cap-Tons | 305.8 | 91120 | None | 81.3 | 0.129 | 0 | 81.3 | 0.129 | 0 | 81.3 | 0.129 | 0 | 81.3 | 0.129 | 0 | DEER:HVAC_Split-Package_AC | Annual | 1719 | 81.26 | 0.1292 | 0 | 81.26 | 0.1292 | 0 | NE-HVAC-airAC-SpltPkg-240to759kBtuh-11p5eer_MZDEER2017AnyESe2003CZ04cPVVG | 76504 | NE-HVAC-airAC-SpltPkg-240to759kBtuh-11p5eer_SZDEER2017AnyESe2003CZ04cDXGF | 76503 |  | 88.7 | 0.123 | 0 | 51.5 | 0.154 | 0 | 88.7 | 0.123 | 0 | 51.5 | 0.154 | 0 | 273 | 76400 | 437 | 150000
NE-HVAC-airAC-SpltPkg-240to759kBtuh-11p5eer | DEER2017 | D17 v2 |  | Any | ESe | 2003 | CZ05 | cWtd | Cap-Tons | 217.4 | 91120 | None | 69.1 | 0.0724 | 0 | 69.1 | 0.0724 | 0 | 69.1 | 0.0724 | 0 | 69.1 | 0.0724 | 0 | DEER:HVAC_Split-Package_AC | Annual | 1719 | 69.14 | 0.07244 | 0 | 69.14 | 0.07244 | 0 | NE-HVAC-airAC-SpltPkg-240to759kBtuh-11p5eer_MZDEER2017AnyESe2003CZ05cPVVG | 76506 | NE-HVAC-airAC-SpltPkg-240to759kBtuh-11p5eer_SZDEER2017AnyESe2003CZ05cDXGF | 76505 |  | 77.1 | 0.0708 | 0 | 37.3 | 0.079 | 0 | 77.1 | 0.0708 | 0 | 37.3 | 0.079 | 0 | 197 | 76400 | 299 | 150000
NE-HVAC-airAC-SpltPkg-240to759kBtuh-11p5eer | DEER2017 | D17 v2 |  | Any | ESe | 2003 | CZ06 | cWtd | Cap-Tons | 329.6 | 91120 | None | 89.4 | 0.098 | 0 | 89.4 | 0.098 | 0 | 89.4 | 0.098 | 0 | 89.4 | 0.098 | 0 | DEER:HVAC_Split-Package_AC | Annual | 1719 | 89.44 | 0.09796 | 0 | 89.44 | 0.09796 | 0 | NE-HVAC-airAC-SpltPkg-240to759kBtuh-11p5eer_MZDEER2017AnyESe2003CZ06cPVVG | 76508 | NE-HVAC-airAC-SpltPkg-240to759kBtuh-11p5eer_SZDEER2017AnyESe2003CZ06cDXGF | 76507 |  | 99.1 | 0.0942 | 0 | 50.8 | 0.113 | 0 | 99.1 | 0.0942 | 0 | 50.8 | 0.113 | 0 | 295 | 76400 | 468 | 150000
NE-HVAC-airAC-SpltPkg-240to759kBtuh-11p5eer | DEER2017 | D17 v2 |  | Any | ESe | 2003 | CZ07 | cWtd | Cap-Tons | 257.2 | 91120 | None | 99 | 0.111 | 0 | 99 | 0.111 | 0 | 99 | 0.111 | 0 | 99 | 0.111 | 0 | DEER:HVAC_Split-Package_AC | Annual | 1719 | 99 | 0.1108 | 0 | 99 | 0.1108 | 0 | NE-HVAC-airAC-SpltPkg-240to759kBtuh-11p5eer_MZDEER2017AnyESe2003CZ07cPVVG | 76510 | NE-HVAC-airAC-SpltPkg-240to759kBtuh-11p5eer_SZDEER2017AnyESe2003CZ07cDXGF | 76509 |  | 108 | 0.106 | 0 | 63 | 0.13 | 0 | 108 | 0.106 | 0 | 63 | 0.13 | 0 | 231 | 76400 | 362 | 150000
NE-HVAC-airAC-SpltPkg-240to759kBtuh-11p5eer | DEER2017 | D17 v2 |  | Any | ESe | 2003 | CZ08 | cWtd | Cap-Tons | 355 | 91120 | None | 99.8 | 0.112 | 0 | 99.8 | 0.112 | 0 | 99.8 | 0.112 | 0 | 99.8 | 0.112 | 0 | DEER:HVAC_Split-Package_AC | Annual | 1719 | 99.78 | 0.1122 | 0 | 99.78 | 0.1122 | 0 | NE-HVAC-airAC-SpltPkg-240to759kBtuh-11p5eer_MZDEER2017AnyESe2003CZ08cPVVG | 76512 | NE-HVAC-airAC-SpltPkg-240to759kBtuh-11p5eer_SZDEER2017AnyESe2003CZ08cDXGF | 76511 |  | 109 | 0.108 | 0 | 62.9 | 0.129 | 0 | 109 | 0.108 | 0 | 62.9 | 0.129 | 0 | 315 | 76400 | 515 | 150000
NE-HVAC-airAC-SpltPkg-240to759kBtuh-11p5eer | DEER2017 | D17 v2 |  | Any | ESe | 2003 | CZ09 | cWtd | Cap-Tons | 406.4 | 91120 | None | 96.3 | 0.146 | 0 | 96.3 | 0.146 | 0 | 96.3 | 0.146 | 0 | 96.3 | 0.146 | 0 | DEER:HVAC_Split-Package_AC | Annual | 1719 | 96.34 | 0.146 | 0 | 96.34 | 0.146 | 0 | NE-HVAC-airAC-SpltPkg-240to759kBtuh-11p5eer_MZDEER2017AnyESe2003CZ09cPVVG | 76514 | NE-HVAC-airAC-SpltPkg-240to759kBtuh-11p5eer_SZDEER2017AnyESe2003CZ09cDXGF | 76513 |  | 105 | 0.14 | 0 | 61.7 | 0.17 | 0 | 105 | 0.14 | 0 | 61.7 | 0.17 | 0 | 356 | 76400 | 608 | 150000
NE-HVAC-airAC-SpltPkg-240to759kBtuh-11p5eer | DEER2017 | D17 v2 |  | Any | ESe | 2003 | CZ10 | cWtd | Cap-Tons | 354.2 | 91120 | None | 102 | 0.16 | 0 | 102 | 0.16 | 0 | 102 | 0.16 | 0 | 102 | 0.16 | 0 | DEER:HVAC_Split-Package_AC | Annual | 1719 | 101.6 | 0.1602 | 0 | 101.6 | 0.1602 | 0 | NE-HVAC-airAC-SpltPkg-240to759kBtuh-11p5eer_MZDEER2017AnyESe2003CZ10cPVVG | 76516 | NE-HVAC-airAC-SpltPkg-240to759kBtuh-11p5eer_SZDEER2017AnyESe2003CZ10cDXGF | 76515 |  | 109 | 0.154 | 0 | 72 | 0.185 | 0 | 109 | 0.154 | 0 | 72 | 0.185 | 0 | 308 | 76400 | 539 | 150000
NE-HVAC-airAC-SpltPkg-240to759kBtuh-11p5eer | DEER2017 | D17 v2 |  | Any | ESe | 2003 | CZ11 | cWtd | Cap-Tons | 309.2 | 91120 | None | 106 | 0.0343 | 0 | 106 | 0.0343 | 0 | 106 | 0.0343 | 0 | 106 | 0.0343 | 0 | DEER:HVAC_Split-Package_AC | Annual | 1719 | 106.24 | 0.03428 | 0 | 106.24 | 0.03428 | 0 | NE-HVAC-airAC-SpltPkg-240to759kBtuh-11p5eer_MZDEER2017AnyESe2003CZ11cPVVG | 76518 | NE-HVAC-airAC-SpltPkg-240to759kBtuh-11p5eer_SZDEER2017AnyESe2003CZ11cDXGF | 76517 |  | 112 | 0.0352 | 0 | 83.2 | 0.0306 | 0 | 112 | 0.0352 | 0 | 83.2 | 0.0306 | 0 | 269 | 76400 | 470 | 150000
NE-HVAC-airAC-SpltPkg-240to759kBtuh-11p5eer | DEER2017 | D17 v2 |  | Any | ESe | 2003 | CZ12 | cWtd | Cap-Tons | 285.6 | 91120 | None | 89.1 | 0.0244 | 0 | 89.1 | 0.0244 | 0 | 89.1 | 0.0244 | 0 | 89.1 | 0.0244 | 0 | DEER:HVAC_Split-Package_AC | Annual | 1719 | 89.1 | 0.0244 | 0 | 89.1 | 0.0244 | 0 | NE-HVAC-airAC-SpltPkg-240to759kBtuh-11p5eer_MZDEER2017AnyESe2003CZ12cPVVG | 76520 | NE-HVAC-airAC-SpltPkg-240to759kBtuh-11p5eer_SZDEER2017AnyESe2003CZ12cDXGF | 76519 |  | 93.9 | 0.0263 | 0 | 69.9 | 0.0168 | 0 | 93.9 | 0.0263 | 0 | 69.9 | 0.0168 | 0 | 254 | 76400 | 412 | 150000
NE-HVAC-airAC-SpltPkg-240to759kBtuh-11p5eer | DEER2017 | D17 v2 |  | Any | ESe | 2003 | CZ13 | cWtd | Cap-Tons | 337.4 | 91120 | None | 107 | 0.029 | 0 | 107 | 0.029 | 0 | 107 | 0.029 | 0 | 107 | 0.029 | 0 | DEER:HVAC_Split-Package_AC | Annual | 1719 | 106.6 | 0.02902 | 0 | 106.6 | 0.02902 | 0 | NE-HVAC-airAC-SpltPkg-240to759kBtuh-11p5eer_MZDEER2017AnyESe2003CZ13cPVVG | 76522 | NE-HVAC-airAC-SpltPkg-240to759kBtuh-11p5eer_SZDEER2017AnyESe2003CZ13cDXGF | 76521 |  | 111 | 0.0296 | 0 | 89 | 0.0267 | 0 | 111 | 0.0296 | 0 | 89 | 0.0267 | 0 | 296 | 76400 | 503 | 150000
NE-HVAC-airAC-SpltPkg-240to759kBtuh-11p5eer | DEER2017 | D17 v2 |  | Any | ESe | 2003 | CZ14 | cWtd | Cap-Tons | 321.2 | 91120 | None | 113 | 0.154 | 0 | 113 | 0.154 | 0 | 113 | 0.154 | 0 | 113 | 0.154 | 0 | DEER:HVAC_Split-Package_AC | Annual | 1719 | 113.12 | 0.1544 | 0 | 113.12 | 0.1544 | 0 | NE-HVAC-airAC-SpltPkg-240to759kBtuh-11p5eer_MZDEER2017AnyESe2003CZ14cPVVG | 76524 | NE-HVAC-airAC-SpltPkg-240to759kBtuh-11p5eer_SZDEER2017AnyESe2003CZ14cDXGF | 76523 |  | 119 | 0.148 | 0 | 89.6 | 0.18 | 0 | 119 | 0.148 | 0 | 89.6 | 0.18 | 0 | 281 | 76400 | 482 | 150000
NE-HVAC-airAC-SpltPkg-240to759kBtuh-11p5eer | DEER2017 | D17 v2 |  | Any | ESe | 2003 | CZ15 | cWtd | Cap-Tons | 417.8 | 91120 | None | 181 | 0.154 | 0 | 181 | 0.154 | 0 | 181 | 0.154 | 0 | 181 | 0.154 | 0 | DEER:HVAC_Split-Package_AC | Annual | 1719 | 181.4 | 0.1536 | 0 | 181.4 | 0.1536 | 0 | NE-HVAC-airAC-SpltPkg-240to759kBtuh-11p5eer_MZDEER2017AnyESe2003CZ15cPVVG | 76526 | NE-HVAC-airAC-SpltPkg-240to759kBtuh-11p5eer_SZDEER2017AnyESe2003CZ15cDXGF | 76525 |  | 184 | 0.146 | 0 | 171 | 0.184 | 0 | 184 | 0.146 | 0 | 171 | 0.184 | 0 | 361 | 76400 | 645 | 150000
NE-HVAC-airAC-SpltPkg-240to759kBtuh-11p5eer | DEER2017 | D17 v2 |  | Any | ESe | 2003 | CZ16 | cWtd | Cap-Tons | 213.6 | 91120 | None | 58.1 | 0.0153 | 0 | 58.1 | 0.0153 | 0 | 58.1 | 0.0153 | 0 | 58.1 | 0.0153 | 0 | DEER:HVAC_Split-Package_AC | Annual | 1719 | 58.12 | 0.015318 | 0 | 58.12 | 0.015318 | 0 | NE-HVAC-airAC-SpltPkg-240to759kBtuh-11p5eer_MZDEER2017AnyESe2003CZ16cPVVG | 76528 | NE-HVAC-airAC-SpltPkg-240to759kBtuh-11p5eer_SZDEER2017AnyESe2003CZ16cDXGF | 76527 |  | 64.4 | 0.0174 | 0 | 33 | 0.00699 | 0 | 64.4 | 0.0174 | 0 | 33 | 0.00699 | 0 | 191 | 76400 | 304 | 150000
NE-HVAC-airAC-SpltPkg-240to759kBtuh-11p5eer | DEER2017 | D17 v2 |  | Any | ESe | 2007 | CZ01 | cWtd | Cap-Tons | 180.4 | 91120 | None | 34.7 | 0.0487 | 0 | 34.7 | 0.0487 | 0 | 34.7 | 0.0487 | 0 | 34.7 | 0.0487 | 0 | DEER:HVAC_Split-Package_AC | Annual | 1719 | 34.744 | 0.04868 | 0 | 34.744 | 0.04868 | 0 | NE-HVAC-airAC-SpltPkg-240to759kBtuh-11p5eer_MZDEER2017AnyESe2007CZ01cPVVG | 97858 | NE-HVAC-airAC-SpltPkg-240to759kBtuh-11p5eer_SZDEER2017AnyESe2007CZ01cDXGF | 97857 |  | 41 | 0.0486 | 0 | 9.72 | 0.049 | 0 | 41 | 0.0486 | 0 | 9.72 | 0.049 | 0 | 168 | 76400 | 230 | 150000
NE-HVAC-airAC-SpltPkg-240to759kBtuh-11p5eer | DEER2017 | D17 v2 |  | Any | ESe | 2007 | CZ02 | cWtd | Cap-Tons | 295.4 | 91120 | None | 64.4 | 0.0117 | 0 | 64.4 | 0.0117 | 0 | 64.4 | 0.0117 | 0 | 64.4 | 0.0117 | 0 | DEER:HVAC_Split-Package_AC | Annual | 1719 | 64.44 | 0.011746 | 0 | 64.44 | 0.011746 | 0 | NE-HVAC-airAC-SpltPkg-240to759kBtuh-11p5eer_MZDEER2017AnyESe2007CZ02cPVVG | 97860 | NE-HVAC-airAC-SpltPkg-240to759kBtuh-11p5eer_SZDEER2017AnyESe2007CZ02cDXGF | 97859 |  | 70.2 | 0.0136 | 0 | 41.4 | 0.00433 | 0 | 70.2 | 0.0136 | 0 | 41.4 | 0.00433 | 0 | 262 | 76400 | 429 | 150000
NE-HVAC-airAC-SpltPkg-240to759kBtuh-11p5eer | DEER2017 | D17 v2 |  | Any | ESe | 2007 | CZ03 | cWtd | Cap-Tons | 251.2 | 91120 | None | 57.6 | 0.000599 | 0 | 57.6 | 0.000599 | 0 | 57.6 | 0.000599 | 0 | 57.6 | 0.000599 | 0 | DEER:HVAC_Split-Package_AC | Annual | 1719 | 57.64 | 0.00059876 | 0 | 57.64 | 0.00059876 | 0 | NE-HVAC-airAC-SpltPkg-240to759kBtuh-11p5eer_MZDEER2017AnyESe2007CZ03cPVVG | 97862 | NE-HVAC-airAC-SpltPkg-240to759kBtuh-11p5eer_SZDEER2017AnyESe2007CZ03cDXGF | 97861 |  | 65.2 | 0.000731 | 0 | 27.4 | 6.98e-05 | 0 | 65.2 | 0.000731 | 0 | 27.4 | 6.98e-05 | 0 | 228 | 76400 | 344 | 150000
NE-HVAC-airAC-SpltPkg-240to759kBtuh-11p5eer | DEER2017 | D17 v2 |  | Any | ESe | 2007 | CZ04 | cWtd | Cap-Tons | 303.4 | 91120 | None | 80.3 | 0.129 | 0 | 80.3 | 0.129 | 0 | 80.3 | 0.129 | 0 | 80.3 | 0.129 | 0 | DEER:HVAC_Split-Package_AC | Annual | 1719 | 80.32 | 0.1292 | 0 | 80.32 | 0.1292 | 0 | NE-HVAC-airAC-SpltPkg-240to759kBtuh-11p5eer_MZDEER2017AnyESe2007CZ04cPVVG | 97864 | NE-HVAC-airAC-SpltPkg-240to759kBtuh-11p5eer_SZDEER2017AnyESe2007CZ04cDXGF | 97863 |  | 87.6 | 0.123 | 0 | 51.2 | 0.154 | 0 | 87.6 | 0.123 | 0 | 51.2 | 0.154 | 0 | 271 | 76400 | 433 | 150000
NE-HVAC-airAC-SpltPkg-240to759kBtuh-11p5eer | DEER2017 | D17 v2 |  | Any | ESe | 2007 | CZ05 | cWtd | Cap-Tons | 215.2 | 91120 | None | 68.4 | 0.0721 | 0 | 68.4 | 0.0721 | 0 | 68.4 | 0.0721 | 0 | 68.4 | 0.0721 | 0 | DEER:HVAC_Split-Package_AC | Annual | 1719 | 68.4 | 0.07214 | 0 | 68.4 | 0.07214 | 0 | NE-HVAC-airAC-SpltPkg-240to759kBtuh-11p5eer_MZDEER2017AnyESe2007CZ05cPVVG | 97866 | NE-HVAC-airAC-SpltPkg-240to759kBtuh-11p5eer_SZDEER2017AnyESe2007CZ05cDXGF | 97865 |  | 76.3 | 0.0705 | 0 | 36.8 | 0.0787 | 0 | 76.3 | 0.0705 | 0 | 36.8 | 0.0787 | 0 | 195 | 76400 | 296 | 150000
NE-HVAC-airAC-SpltPkg-240to759kBtuh-11p5eer | DEER2017 | D17 v2 |  | Any | ESe | 2007 | CZ06 | cWtd | Cap-Tons | 327.4 | 91120 | None | 88.8 | 0.0979 | 0 | 88.8 | 0.0979 | 0 | 88.8 | 0.0979 | 0 | 88.8 | 0.0979 | 0 | DEER:HVAC_Split-Package_AC | Annual | 1719 | 88.8 | 0.09788 | 0 | 88.8 | 0.09788 | 0 | NE-HVAC-airAC-SpltPkg-240to759kBtuh-11p5eer_MZDEER2017AnyESe2007CZ06cPVVG | 97868 | NE-HVAC-airAC-SpltPkg-240to759kBtuh-11p5eer_SZDEER2017AnyESe2007CZ06cDXGF | 97867 |  | 98.4 | 0.0941 | 0 | 50.4 | 0.113 | 0 | 98.4 | 0.0941 | 0 | 50.4 | 0.113 | 0 | 293 | 76400 | 465 | 150000
NE-HVAC-airAC-SpltPkg-240to759kBtuh-11p5eer | DEER2017 | D17 v2 |  | Any | ESe | 2007 | CZ07 | cWtd | Cap-Tons | 255 | 91120 | None | 98.9 | 0.111 | 0 | 98.9 | 0.111 | 0 | 98.9 | 0.111 | 0 | 98.9 | 0.111 | 0 | DEER:HVAC_Split-Package_AC | Annual | 1719 | 98.92 | 0.1108 | 0 | 98.92 | 0.1108 | 0 | NE-HVAC-airAC-SpltPkg-240to759kBtuh-11p5eer_MZDEER2017AnyESe2007CZ07cPVVG | 97870 | NE-HVAC-airAC-SpltPkg-240to759kBtuh-11p5eer_SZDEER2017AnyESe2007CZ07cDXGF | 97869 |  | 108 | 0.106 | 0 | 62.6 | 0.13 | 0 | 108 | 0.106 | 0 | 62.6 | 0.13 | 0 | 229 | 76400 | 359 | 150000
NE-HVAC-airAC-SpltPkg-240to759kBtuh-11p5eer | DEER2017 | D17 v2 |  | Any | ESe | 2007 | CZ08 | cWtd | Cap-Tons | 352.8 | 91120 | None | 98.9 | 0.112 | 0 | 98.9 | 0.112 | 0 | 98.9 | 0.112 | 0 | 98.9 | 0.112 | 0 | DEER:HVAC_Split-Package_AC | Annual | 1719 | 98.9 | 0.112 | 0 | 98.9 | 0.112 | 0 | NE-HVAC-airAC-SpltPkg-240to759kBtuh-11p5eer_MZDEER2017AnyESe2007CZ08cPVVG | 97872 | NE-HVAC-airAC-SpltPkg-240to759kBtuh-11p5eer_SZDEER2017AnyESe2007CZ08cDXGF | 97871 |  | 108 | 0.108 | 0 | 62.5 | 0.128 | 0 | 108 | 0.108 | 0 | 62.5 | 0.128 | 0 | 313 | 76400 | 512 | 150000
NE-HVAC-airAC-SpltPkg-240to759kBtuh-11p5eer | DEER2017 | D17 v2 |  | Any | ESe | 2007 | CZ09 | cWtd | Cap-Tons | 404 | 91120 | None | 95.5 | 0.146 | 0 | 95.5 | 0.146 | 0 | 95.5 | 0.146 | 0 | 95.5 | 0.146 | 0 | DEER:HVAC_Split-Package_AC | Annual | 1719 | 95.5 | 0.146 | 0 | 95.5 | 0.146 | 0 | NE-HVAC-airAC-SpltPkg-240to759kBtuh-11p5eer_MZDEER2017AnyESe2007CZ09cPVVG | 97874 | NE-HVAC-airAC-SpltPkg-240to759kBtuh-11p5eer_SZDEER2017AnyESe2007CZ09cDXGF | 97873 |  | 104 | 0.14 | 0 | 61.5 | 0.17 | 0 | 104 | 0.14 | 0 | 61.5 | 0.17 | 0 | 354 | 76400 | 604 | 150000
NE-HVAC-airAC-SpltPkg-240to759kBtuh-11p5eer | DEER2017 | D17 v2 |  | Any | ESe | 2007 | CZ10 | cWtd | Cap-Tons | 351.8 | 91120 | None | 101 | 0.16 | 0 | 101 | 0.16 | 0 | 101 | 0.16 | 0 | 101 | 0.16 | 0 | DEER:HVAC_Split-Package_AC | Annual | 1719 | 100.76 | 0.1602 | 0 | 100.76 | 0.1602 | 0 | NE-HVAC-airAC-SpltPkg-240to759kBtuh-11p5eer_MZDEER2017AnyESe2007CZ10cPVVG | 97876 | NE-HVAC-airAC-SpltPkg-240to759kBtuh-11p5eer_SZDEER2017AnyESe2007CZ10cDXGF | 97875 |  | 108 | 0.154 | 0 | 71.8 | 0.185 | 0 | 108 | 0.154 | 0 | 71.8 | 0.185 | 0 | 306 | 76400 | 535 | 150000
NE-HVAC-airAC-SpltPkg-240to759kBtuh-11p5eer | DEER2017 | D17 v2 |  | Any | ESe | 2007 | CZ11 | cWtd | Cap-Tons | 307.8 | 91120 | None | 105 | 0.0342 | 0 | 105 | 0.0342 | 0 | 105 | 0.0342 | 0 | 105 | 0.0342 | 0 | DEER:HVAC_Split-Package_AC | Annual | 1719 | 105.42 | 0.03422 | 0 | 105.42 | 0.03422 | 0 | NE-HVAC-airAC-SpltPkg-240to759kBtuh-11p5eer_MZDEER2017AnyESe2007CZ11cPVVG | 97878 | NE-HVAC-airAC-SpltPkg-240to759kBtuh-11p5eer_SZDEER2017AnyESe2007CZ11cDXGF | 97877 |  | 111 | 0.0351 | 0 | 83.1 | 0.0307 | 0 | 111 | 0.0351 | 0 | 83.1 | 0.0307 | 0 | 268 | 76400 | 467 | 150000
NE-HVAC-airAC-SpltPkg-240to759kBtuh-11p5eer | DEER2017 | D17 v2 |  | Any | ESe | 2007 | CZ12 | cWtd | Cap-Tons | 283.2 | 91120 | None | 88 | 0.0252 | 0 | 88 | 0.0252 | 0 | 88 | 0.0252 | 0 | 88 | 0.0252 | 0 | DEER:HVAC_Split-Package_AC | Annual | 1719 | 88.02 | 0.02518 | 0 | 88.02 | 0.02518 | 0 | NE-HVAC-airAC-SpltPkg-240to759kBtuh-11p5eer_MZDEER2017AnyESe2007CZ12cPVVG | 97880 | NE-HVAC-airAC-SpltPkg-240to759kBtuh-11p5eer_SZDEER2017AnyESe2007CZ12cDXGF | 97879 |  | 92.6 | 0.0273 | 0 | 69.7 | 0.0167 | 0 | 92.6 | 0.0273 | 0 | 69.7 | 0.0167 | 0 | 252 | 76400 | 408 | 150000
NE-HVAC-airAC-SpltPkg-240to759kBtuh-11p5eer | DEER2017 | D17 v2 |  | Any | ESe | 2007 | CZ13 | cWtd | Cap-Tons | 335.2 | 91120 | None | 106 | 0.0295 | 0 | 106 | 0.0295 | 0 | 106 | 0.0295 | 0 | 106 | 0.0295 | 0 | DEER:HVAC_Split-Package_AC | Annual | 1719 | 105.78 | 0.02946 | 0 | 105.78 | 0.02946 | 0 | NE-HVAC-airAC-SpltPkg-240to759kBtuh-11p5eer_MZDEER2017AnyESe2007CZ13cPVVG | 97882 | NE-HVAC-airAC-SpltPkg-240to759kBtuh-11p5eer_SZDEER2017AnyESe2007CZ13cDXGF | 97881 |  | 110 | 0.0301 | 0 | 88.9 | 0.0269 | 0 | 110 | 0.0301 | 0 | 88.9 | 0.0269 | 0 | 294 | 76400 | 500 | 150000
NE-HVAC-airAC-SpltPkg-240to759kBtuh-11p5eer | DEER2017 | D17 v2 |  | Any | ESe | 2007 | CZ14 | cWtd | Cap-Tons | 318.8 | 91120 | None | 112 | 0.154 | 0 | 112 | 0.154 | 0 | 112 | 0.154 | 0 | 112 | 0.154 | 0 | DEER:HVAC_Split-Package_AC | Annual | 1719 | 111.5 | 0.1544 | 0 | 111.5 | 0.1544 | 0 | NE-HVAC-airAC-SpltPkg-240to759kBtuh-11p5eer_MZDEER2017AnyESe2007CZ14cPVVG | 97884 | NE-HVAC-airAC-SpltPkg-240to759kBtuh-11p5eer_SZDEER2017AnyESe2007CZ14cDXGF | 97883 |  | 117 | 0.148 | 0 | 89.5 | 0.18 | 0 | 117 | 0.148 | 0 | 89.5 | 0.18 | 0 | 279 | 76400 | 478 | 150000
NE-HVAC-airAC-SpltPkg-240to759kBtuh-11p5eer | DEER2017 | D17 v2 |  | Any | ESe | 2007 | CZ15 | cWtd | Cap-Tons | 415.4 | 91120 | None | 181 | 0.154 | 0 | 181 | 0.154 | 0 | 181 | 0.154 | 0 | 181 | 0.154 | 0 | DEER:HVAC_Split-Package_AC | Annual | 1719 | 180.6 | 0.1536 | 0 | 180.6 | 0.1536 | 0 | NE-HVAC-airAC-SpltPkg-240to759kBtuh-11p5eer_MZDEER2017AnyESe2007CZ15cPVVG | 97886 | NE-HVAC-airAC-SpltPkg-240to759kBtuh-11p5eer_SZDEER2017AnyESe2007CZ15cDXGF | 97885 |  | 183 | 0.146 | 0 | 171 | 0.184 | 0 | 183 | 0.146 | 0 | 171 | 0.184 | 0 | 359 | 76400 | 641 | 150000
NE-HVAC-airAC-SpltPkg-240to759kBtuh-11p5eer | DEER2017 | D17 v2 |  | Any | ESe | 2007 | CZ16 | cWtd | Cap-Tons | 212.2 | 91120 | None | 57.3 | 0.0153 | 0 | 57.3 | 0.0153 | 0 | 57.3 | 0.0153 | 0 | 57.3 | 0.0153 | 0 | DEER:HVAC_Split-Package_AC | Annual | 1719 | 57.3 | 0.015326 | 0 | 57.3 | 0.015326 | 0 | NE-HVAC-airAC-SpltPkg-240to759kBtuh-11p5eer_MZDEER2017AnyESe2007CZ16cPVVG | 97888 | NE-HVAC-airAC-SpltPkg-240to759kBtuh-11p5eer_SZDEER2017AnyESe2007CZ16cDXGF | 97887 |  | 63.4 | 0.0174 | 0 | 32.9 | 0.00703 | 0 | 63.4 | 0.0174 | 0 | 32.9 | 0.00703 | 0 | 190 | 76400 | 301 | 150000
NE-HVAC-airAC-SpltPkg-240to759kBtuh-11p5eer | DEER2017 | D17 v2 |  | Any | ESe | 2011 | CZ01 | cWtd | Cap-Tons | 178.6 | 91120 | None | 84.6 | 0.0571 | 4.76 | 34.9 | 0.0489 | 0 | 84.6 | 0.0571 | 4.76 | 34.9 | 0.0489 | 0 | DEER:HVAC_Split-Package_AC | Annual | 1719 | 84.56 | 0.05708 | 4.76 | 34.944 | 0.0489 | 0 | NE-HVAC-airAC-SpltPkg-240to759kBtuh-11p5eer_MZDEER2017AnyESe2011CZ01cPVVG | 119218 | NE-HVAC-airAC-SpltPkg-240to759kBtuh-11p5eer_SZDEER2017AnyESe2011CZ01cDXGF | 119217 |  | 41.2 | 0.0488 | 0 | 258 | 0.0902 | 23.8 | 41.2 | 0.0488 | 0 | 9.92 | 0.0493 | 0 | 166 | 76400 | 229 | 150000
NE-HVAC-airAC-SpltPkg-240to759kBtuh-11p5eer | DEER2017 | D17 v2 |  | Any | ESe | 2011 | CZ02 | cWtd | Cap-Tons | 293 | 91120 | None | 124 | 0.0146 | -0.938 | 63.8 | 0.0113 | 0 | 124 | 0.0146 | -0.938 | 63.8 | 0.0113 | 0 | DEER:HVAC_Split-Package_AC | Annual | 1719 | 123.52 | 0.01462 | -0.938 | 63.78 | 0.011302 | 0 | NE-HVAC-airAC-SpltPkg-240to759kBtuh-11p5eer_MZDEER2017AnyESe2011CZ02cPVVG | 119220 | NE-HVAC-airAC-SpltPkg-240to759kBtuh-11p5eer_SZDEER2017AnyESe2011CZ02cDXGF | 119219 |  | 69.4 | 0.0132 | 0 | 340 | 0.0203 | -4.69 | 69.4 | 0.0132 | 0 | 41.3 | 0.00371 | 0 | 260 | 76400 | 425 | 150000
NE-HVAC-airAC-SpltPkg-240to759kBtuh-11p5eer | DEER2017 | D17 v2 |  | Any | ESe | 2011 | CZ03 | cWtd | Cap-Tons | 248.2 | 91120 | None | 112 | 0.000687 | 0.5 | 57.5 | 0.000597 | 0 | 112 | 0.000687 | 0.5 | 57.5 | 0.000597 | 0 | DEER:HVAC_Split-Package_AC | Annual | 1719 | 111.8 | 0.0006866 | 0.5 | 57.54 | 0.0005966 | 0 | NE-HVAC-airAC-SpltPkg-240to759kBtuh-11p5eer_MZDEER2017AnyESe2011CZ03cPVVG | 119222 | NE-HVAC-airAC-SpltPkg-240to759kBtuh-11p5eer_SZDEER2017AnyESe2011CZ03cDXGF | 119221 |  | 65 | 0.000729 | 0 | 299 | 0.000517 | 2.5 | 65 | 0.000729 | 0 | 27.7 | 6.7e-05 | 0 | 225 | 76400 | 341 | 150000
NE-HVAC-airAC-SpltPkg-240to759kBtuh-11p5eer | DEER2017 | D17 v2 |  | Any | ESe | 2011 | CZ04 | cWtd | Cap-Tons | 300.4 | 91120 | None | 141 | 0.15 | -0.642 | 80.1 | 0.13 | 0 | 141 | 0.15 | -0.642 | 80.1 | 0.13 | 0 | DEER:HVAC_Split-Package_AC | Annual | 1719 | 141.24 | 0.1504 | -0.642 | 80.1 | 0.13 | 0 | NE-HVAC-airAC-SpltPkg-240to759kBtuh-11p5eer_MZDEER2017AnyESe2011CZ04cPVVG | 119224 | NE-HVAC-airAC-SpltPkg-240to759kBtuh-11p5eer_SZDEER2017AnyESe2011CZ04cDXGF | 119223 |  | 87.3 | 0.124 | 0 | 357 | 0.256 | -3.21 | 87.3 | 0.124 | 0 | 51.3 | 0.154 | 0 | 268 | 76400 | 430 | 150000
NE-HVAC-airAC-SpltPkg-240to759kBtuh-11p5eer | DEER2017 | D17 v2 |  | Any | ESe | 2011 | CZ05 | cWtd | Cap-Tons | 214.2 | 91120 | None | 117 | 0.099 | 1.27 | 68.6 | 0.0723 | 0 | 117 | 0.099 | 1.27 | 68.6 | 0.0723 | 0 | DEER:HVAC_Split-Package_AC | Annual | 1719 | 116.6 | 0.09896 | 1.272 | 68.6 | 0.07234 | 0 | NE-HVAC-airAC-SpltPkg-240to759kBtuh-11p5eer_MZDEER2017AnyESe2011CZ05cPVVG | 119226 | NE-HVAC-airAC-SpltPkg-240to759kBtuh-11p5eer_SZDEER2017AnyESe2011CZ05cDXGF | 119225 |  | 76.5 | 0.0707 | 0 | 277 | 0.212 | 6.36 | 76.5 | 0.0707 | 0 | 37 | 0.0789 | 0 | 194 | 76400 | 295 | 150000
NE-HVAC-airAC-SpltPkg-240to759kBtuh-11p5eer | DEER2017 | D17 v2 |  | Any | ESe | 2011 | CZ06 | cWtd | Cap-Tons | 325.4 | 91120 | None | 142 | 0.123 | -0.436 | 88.8 | 0.0982 | 0 | 142 | 0.123 | -0.436 | 88.8 | 0.0982 | 0 | DEER:HVAC_Split-Package_AC | Annual | 1719 | 142.12 | 0.1228 | -0.436 | 88.82 | 0.0982 | 0 | NE-HVAC-airAC-SpltPkg-240to759kBtuh-11p5eer_MZDEER2017AnyESe2011CZ06cPVVG | 119228 | NE-HVAC-airAC-SpltPkg-240to759kBtuh-11p5eer_SZDEER2017AnyESe2011CZ06cDXGF | 119227 |  | 98.4 | 0.0945 | 0 | 317 | 0.236 | -2.18 | 98.4 | 0.0945 | 0 | 50.5 | 0.113 | 0 | 291 | 76400 | 463 | 150000
NE-HVAC-airAC-SpltPkg-240to759kBtuh-11p5eer | DEER2017 | D17 v2 |  | Any | ESe | 2011 | CZ07 | cWtd | Cap-Tons | 252.8 | 91120 | None | 140 | 0.124 | 0.288 | 98.2 | 0.111 | 0 | 140 | 0.124 | 0.288 | 98.2 | 0.111 | 0 | DEER:HVAC_Split-Package_AC | Annual | 1719 | 140.2 | 0.1244 | 0.288 | 98.2 | 0.1108 | 0 | NE-HVAC-airAC-SpltPkg-240to759kBtuh-11p5eer_MZDEER2017AnyESe2011CZ07cPVVG | 119230 | NE-HVAC-airAC-SpltPkg-240to759kBtuh-11p5eer_SZDEER2017AnyESe2011CZ07cDXGF | 119229 |  | 107 | 0.106 | 0 | 273 | 0.198 | 1.44 | 107 | 0.106 | 0 | 63 | 0.13 | 0 | 227 | 76400 | 356 | 150000
NE-HVAC-airAC-SpltPkg-240to759kBtuh-11p5eer | DEER2017 | D17 v2 |  | Any | ESe | 2011 | CZ08 | cWtd | Cap-Tons | 349.6 | 91120 | None | 156 | 0.136 | -0.444 | 98.9 | 0.112 | 0 | 156 | 0.136 | -0.444 | 98.9 | 0.112 | 0 | DEER:HVAC_Split-Package_AC | Annual | 1719 | 155.6 | 0.1362 | -0.444 | 98.9 | 0.112 | 0 | NE-HVAC-airAC-SpltPkg-240to759kBtuh-11p5eer_MZDEER2017AnyESe2011CZ08cPVVG | 119232 | NE-HVAC-airAC-SpltPkg-240to759kBtuh-11p5eer_SZDEER2017AnyESe2011CZ08cDXGF | 119231 |  | 108 | 0.108 | 0 | 346 | 0.249 | -2.22 | 108 | 0.108 | 0 | 62.5 | 0.128 | 0 | 310 | 76400 | 508 | 150000
NE-HVAC-airAC-SpltPkg-240to759kBtuh-11p5eer | DEER2017 | D17 v2 |  | Any | ESe | 2011 | CZ09 | cWtd | Cap-Tons | 399.8 | 91120 | None | 159 | 0.167 | -0.562 | 95.4 | 0.146 | 0 | 159 | 0.167 | -0.562 | 95.4 | 0.146 | 0 | DEER:HVAC_Split-Package_AC | Annual | 1719 | 158.8 | 0.1668 | -0.562 | 95.44 | 0.1458 | 0 | NE-HVAC-airAC-SpltPkg-240to759kBtuh-11p5eer_MZDEER2017AnyESe2011CZ09cPVVG | 119234 | NE-HVAC-airAC-SpltPkg-240to759kBtuh-11p5eer_SZDEER2017AnyESe2011CZ09cDXGF | 119233 |  | 104 | 0.14 | 0 | 378 | 0.274 | -2.81 | 104 | 0.14 | 0 | 61.2 | 0.169 | 0 | 350 | 76400 | 599 | 150000
NE-HVAC-airAC-SpltPkg-240to759kBtuh-11p5eer | DEER2017 | D17 v2 |  | Any | ESe | 2011 | CZ10 | cWtd | Cap-Tons | 348.6 | 91120 | None | 164 | 0.18 | -0.604 | 101 | 0.161 | 0 | 164 | 0.18 | -0.604 | 101 | 0.161 | 0 | DEER:HVAC_Split-Package_AC | Annual | 1719 | 164.2 | 0.1796 | -0.604 | 100.74 | 0.161 | 0 | NE-HVAC-airAC-SpltPkg-240to759kBtuh-11p5eer_MZDEER2017AnyESe2011CZ10cPVVG | 119236 | NE-HVAC-airAC-SpltPkg-240to759kBtuh-11p5eer_SZDEER2017AnyESe2011CZ10cDXGF | 119235 |  | 108 | 0.155 | 0 | 389 | 0.278 | -3.02 | 108 | 0.155 | 0 | 71.7 | 0.185 | 0 | 303 | 76400 | 531 | 150000
NE-HVAC-airAC-SpltPkg-240to759kBtuh-11p5eer | DEER2017 | D17 v2 |  | Any | ESe | 2011 | CZ11 | cWtd | Cap-Tons | 301.6 | 91120 | None | 177 | 0.0581 | -1.06 | 103 | 0.0342 | 0 | 177 | 0.0581 | -1.06 | 103 | 0.0342 | 0 | DEER:HVAC_Split-Package_AC | Annual | 1719 | 176.6 | 0.05808 | -1.06 | 102.62 | 0.03416 | 0 | NE-HVAC-airAC-SpltPkg-240to759kBtuh-11p5eer_MZDEER2017AnyESe2011CZ11cPVVG | 119238 | NE-HVAC-airAC-SpltPkg-240to759kBtuh-11p5eer_SZDEER2017AnyESe2011CZ11cDXGF | 119237 |  | 108 | 0.0356 | 0 | 451 | 0.148 | -5.3 | 108 | 0.0356 | 0 | 81.1 | 0.0284 | 0 | 263 | 76400 | 456 | 150000
NE-HVAC-airAC-SpltPkg-240to759kBtuh-11p5eer | DEER2017 | D17 v2 |  | Any | ESe | 2011 | CZ12 | cWtd | Cap-Tons | 288.8 | 91120 | None | 152 | 0.0322 | -0.816 | 85.6 | 0.0207 | 0 | 152 | 0.0322 | -0.816 | 85.6 | 0.0207 | 0 | DEER:HVAC_Split-Package_AC | Annual | 1719 | 151.96 | 0.03224 | -0.816 | 85.56 | 0.02074 | 0 | NE-HVAC-airAC-SpltPkg-240to759kBtuh-11p5eer_MZDEER2017AnyESe2011CZ12cPVVG | 119240 | NE-HVAC-airAC-SpltPkg-240to759kBtuh-11p5eer_SZDEER2017AnyESe2011CZ12cDXGF | 119239 |  | 90.2 | 0.0222 | 0 | 399 | 0.0724 | -4.08 | 90.2 | 0.0222 | 0 | 67 | 0.0149 | 0 | 256 | 76400 | 420 | 150000
NE-HVAC-airAC-SpltPkg-240to759kBtuh-11p5eer | DEER2017 | D17 v2 |  | Any | ESe | 2011 | CZ13 | cWtd | Cap-Tons | 330.2 | 91120 | None | 179 | 0.0531 | -1.13 | 104 | 0.0301 | 0 | 179 | 0.0531 | -1.13 | 104 | 0.0301 | 0 | DEER:HVAC_Split-Package_AC | Annual | 1719 | 179.4 | 0.05312 | -1.134 | 103.84 | 0.03012 | 0 | NE-HVAC-airAC-SpltPkg-240to759kBtuh-11p5eer_MZDEER2017AnyESe2011CZ13cPVVG | 119242 | NE-HVAC-airAC-SpltPkg-240to759kBtuh-11p5eer_SZDEER2017AnyESe2011CZ13cDXGF | 119241 |  | 108 | 0.0314 | 0 | 465 | 0.14 | -5.67 | 108 | 0.0314 | 0 | 87.2 | 0.025 | 0 | 290 | 76400 | 491 | 150000
NE-HVAC-airAC-SpltPkg-240to759kBtuh-11p5eer | DEER2017 | D17 v2 |  | Any | ESe | 2011 | CZ14 | cWtd | Cap-Tons | 312.6 | 91120 | None | 181 | 0.168 | -1.01 | 110 | 0.153 | 0 | 181 | 0.168 | -1.01 | 110 | 0.153 | 0 | DEER:HVAC_Split-Package_AC | Annual | 1719 | 180.6 | 0.1676 | -1.014 | 110.42 | 0.1534 | 0 | NE-HVAC-airAC-SpltPkg-240to759kBtuh-11p5eer_MZDEER2017AnyESe2011CZ14cPVVG | 119244 | NE-HVAC-airAC-SpltPkg-240to759kBtuh-11p5eer_SZDEER2017AnyESe2011CZ14cDXGF | 119243 |  | 116 | 0.147 | 0 | 439 | 0.25 | -5.07 | 116 | 0.147 | 0 | 88.1 | 0.179 | 0 | 274 | 76400 | 467 | 150000
NE-HVAC-airAC-SpltPkg-240to759kBtuh-11p5eer | DEER2017 | D17 v2 |  | Any | ESe | 2011 | CZ15 | cWtd | Cap-Tons | 406.4 | 91120 | None | 274 | 0.176 | -0.21 | 176 | 0.154 | 0 | 274 | 0.176 | -0.21 | 176 | 0.154 | 0 | DEER:HVAC_Split-Package_AC | Annual | 1719 | 274 | 0.176 | -0.21 | 175.6 | 0.1536 | 0 | NE-HVAC-airAC-SpltPkg-240to759kBtuh-11p5eer_MZDEER2017AnyESe2011CZ15cPVVG | 119246 | NE-HVAC-airAC-SpltPkg-240to759kBtuh-11p5eer_SZDEER2017AnyESe2011CZ15cDXGF | 119245 |  | 178 | 0.146 | 0 | 658 | 0.296 | -1.05 | 178 | 0.146 | 0 | 166 | 0.184 | 0 | 352 | 76400 | 624 | 150000
NE-HVAC-airAC-SpltPkg-240to759kBtuh-11p5eer | DEER2017 | D17 v2 |  | Any | ESe | 2011 | CZ16 | cWtd | Cap-Tons | 207 | 91120 | None | 110 | 0.0159 | 1.75 | 55.8 | 0.0125 | 0 | 110 | 0.0159 | 1.75 | 55.8 | 0.0125 | 0 | DEER:HVAC_Split-Package_AC | Annual | 1719 | 110.32 | 0.01592 | 1.75 | 55.8 | 0.012546 | 0 | NE-HVAC-airAC-SpltPkg-240to759kBtuh-11p5eer_MZDEER2017AnyESe2011CZ16cPVVG | 119248 | NE-HVAC-airAC-SpltPkg-240to759kBtuh-11p5eer_SZDEER2017AnyESe2011CZ16cDXGF | 119247 |  | 61.4 | 0.0146 | 0 | 306 | 0.0212 | 8.75 | 61.4 | 0.0146 | 0 | 33.4 | 0.00433 | 0 | 186 | 76400 | 291 | 150000
NE-HVAC-airAC-SpltPkg-240to759kBtuh-11p5eer | DEER2017 | D17 v2 |  | Any | ESe | 2014 | CZ01 | cWtd | Cap-Tons | 157.6 | 91120 | None | 33.5 | 0.0478 | 0 | 33.5 | 0.0478 | 0 | 33.5 | 0.0478 | 0 | 33.5 | 0.0478 | 0 | DEER:HVAC_Split-Package_AC | Annual | 1719 | 33.458 | 0.04776 | 0 | 33.458 | 0.04776 | 0 | NE-HVAC-airAC-SpltPkg-240to759kBtuh-11p5eer_MZDEER2017AnyESe2014CZ01cPVVG | 140578 | NE-HVAC-airAC-SpltPkg-240to759kBtuh-11p5eer_SZDEER2017AnyESe2014CZ01cDXGF | 140577 |  | 39.7 | 0.0477 | 0 | 8.49 | 0.048 | 0 | 39.7 | 0.0477 | 0 | 8.49 | 0.048 | 0 | 145 | 76400 | 208 | 150000
NE-HVAC-airAC-SpltPkg-240to759kBtuh-11p5eer | DEER2017 | D17 v2 |  | Any | ESe | 2014 | CZ02 | cWtd | Cap-Tons | 296 | 91120 | None | 58.9 | 0.00165 | 0 | 58.9 | 0.00165 | 0 | 58.9 | 0.00165 | 0 | 58.9 | 0.00165 | 0 | DEER:HVAC_Split-Package_AC | Annual | 1719 | 58.94 | 0.001648 | 0 | 58.94 | 0.001648 | 0 | NE-HVAC-airAC-SpltPkg-240to759kBtuh-11p5eer_MZDEER2017AnyESe2014CZ02cPVVG | 140580 | NE-HVAC-airAC-SpltPkg-240to759kBtuh-11p5eer_SZDEER2017AnyESe2014CZ02cDXGF | 140579 |  | 64.7 | 0.00206 | 0 | 35.9 | 0 | 0 | 64.7 | 0.00206 | 0 | 35.9 | 0 | 0 | 260 | 76400 | 440 | 150000
NE-HVAC-airAC-SpltPkg-240to759kBtuh-11p5eer | DEER2017 | D17 v2 |  | Any | ESe | 2014 | CZ03 | cWtd | Cap-Tons | 214.8 | 91120 | None | 55.7 | 0 | 0 | 55.7 | 0 | 0 | 55.7 | 0 | 0 | 55.7 | 0 | 0 | DEER:HVAC_Split-Package_AC | Annual | 1719 | 55.68 | 0 | 0 | 55.68 | 0 | 0 | NE-HVAC-airAC-SpltPkg-240to759kBtuh-11p5eer_MZDEER2017AnyESe2014CZ03cPVVG | 140582 | NE-HVAC-airAC-SpltPkg-240to759kBtuh-11p5eer_SZDEER2017AnyESe2014CZ03cDXGF | 140581 |  | 63.2 | 0 | 0 | 25.6 | 0 | 0 | 63.2 | 0 | 0 | 25.6 | 0 | 0 | 193 | 76400 | 302 | 150000
NE-HVAC-airAC-SpltPkg-240to759kBtuh-11p5eer | DEER2017 | D17 v2 |  | Any | ESe | 2014 | CZ04 | cWtd | Cap-Tons | 263.2 | 91120 | None | 75.3 | 0.131 | 0 | 75.3 | 0.131 | 0 | 75.3 | 0.131 | 0 | 75.3 | 0.131 | 0 | DEER:HVAC_Split-Package_AC | Annual | 1719 | 75.3 | 0.1306 | 0 | 75.3 | 0.1306 | 0 | NE-HVAC-airAC-SpltPkg-240to759kBtuh-11p5eer_MZDEER2017AnyESe2014CZ04cPVVG | 140584 | NE-HVAC-airAC-SpltPkg-240to759kBtuh-11p5eer_SZDEER2017AnyESe2014CZ04cDXGF | 140583 |  | 82.2 | 0.125 | 0 | 47.7 | 0.153 | 0 | 82.2 | 0.125 | 0 | 47.7 | 0.153 | 0 | 233 | 76400 | 384 | 150000
NE-HVAC-airAC-SpltPkg-240to759kBtuh-11p5eer | DEER2017 | D17 v2 |  | Any | ESe | 2014 | CZ05 | cWtd | Cap-Tons | 181.6 | 91120 | None | 66.6 | 0.0678 | 0 | 66.6 | 0.0678 | 0 | 66.6 | 0.0678 | 0 | 66.6 | 0.0678 | 0 | DEER:HVAC_Split-Package_AC | Annual | 1719 | 66.62 | 0.06776 | 0 | 66.62 | 0.06776 | 0 | NE-HVAC-airAC-SpltPkg-240to759kBtuh-11p5eer_MZDEER2017AnyESe2014CZ05cPVVG | 140586 | NE-HVAC-airAC-SpltPkg-240to759kBtuh-11p5eer_SZDEER2017AnyESe2014CZ05cDXGF | 140585 |  | 74.7 | 0.0672 | 0 | 34.3 | 0.07 | 0 | 74.7 | 0.0672 | 0 | 34.3 | 0.07 | 0 | 162 | 76400 | 260 | 150000
NE-HVAC-airAC-SpltPkg-240to759kBtuh-11p5eer | DEER2017 | D17 v2 |  | Any | ESe | 2014 | CZ06 | cWtd | Cap-Tons | 281.4 | 91120 | None | 84.4 | 0.0988 | 0 | 84.4 | 0.0988 | 0 | 84.4 | 0.0988 | 0 | 84.4 | 0.0988 | 0 | DEER:HVAC_Split-Package_AC | Annual | 1719 | 84.44 | 0.09876 | 0 | 84.44 | 0.09876 | 0 | NE-HVAC-airAC-SpltPkg-240to759kBtuh-11p5eer_MZDEER2017AnyESe2014CZ06cPVVG | 140588 | NE-HVAC-airAC-SpltPkg-240to759kBtuh-11p5eer_SZDEER2017AnyESe2014CZ06cDXGF | 140587 |  | 94 | 0.0952 | 0 | 46.2 | 0.113 | 0 | 94 | 0.0952 | 0 | 46.2 | 0.113 | 0 | 249 | 76400 | 411 | 150000
NE-HVAC-airAC-SpltPkg-240to759kBtuh-11p5eer | DEER2017 | D17 v2 |  | Any | ESe | 2014 | CZ07 | cWtd | Cap-Tons | 247.8 | 91120 | None | 85.7 | 0.0976 | 0 | 85.7 | 0.0976 | 0 | 85.7 | 0.0976 | 0 | 85.7 | 0.0976 | 0 | DEER:HVAC_Split-Package_AC | Annual | 1719 | 85.66 | 0.09756 | 0 | 85.66 | 0.09756 | 0 | NE-HVAC-airAC-SpltPkg-240to759kBtuh-11p5eer_MZDEER2017AnyESe2014CZ07cPVVG | 140590 | NE-HVAC-airAC-SpltPkg-240to759kBtuh-11p5eer_SZDEER2017AnyESe2014CZ07cDXGF | 140589 |  | 95.5 | 0.0932 | 0 | 46.3 | 0.115 | 0 | 95.5 | 0.0932 | 0 | 46.3 | 0.115 | 0 | 222 | 76400 | 351 | 150000
NE-HVAC-airAC-SpltPkg-240to759kBtuh-11p5eer | DEER2017 | D17 v2 |  | Any | ESe | 2014 | CZ08 | cWtd | Cap-Tons | 304.6 | 91120 | None | 91.4 | 0.112 | 0 | 91.4 | 0.112 | 0 | 91.4 | 0.112 | 0 | 91.4 | 0.112 | 0 | DEER:HVAC_Split-Package_AC | Annual | 1719 | 91.42 | 0.1122 | 0 | 91.42 | 0.1122 | 0 | NE-HVAC-airAC-SpltPkg-240to759kBtuh-11p5eer_MZDEER2017AnyESe2014CZ08cPVVG | 140592 | NE-HVAC-airAC-SpltPkg-240to759kBtuh-11p5eer_SZDEER2017AnyESe2014CZ08cDXGF | 140591 |  | 100 | 0.109 | 0 | 57.1 | 0.125 | 0 | 100 | 0.109 | 0 | 57.1 | 0.125 | 0 | 267 | 76400 | 455 | 150000
NE-HVAC-airAC-SpltPkg-240to759kBtuh-11p5eer | DEER2017 | D17 v2 |  | Any | ESe | 2014 | CZ09 | cWtd | Cap-Tons | 351.2 | 91120 | None | 86.5 | 0.148 | 0 | 86.5 | 0.148 | 0 | 86.5 | 0.148 | 0 | 86.5 | 0.148 | 0 | DEER:HVAC_Split-Package_AC | Annual | 1719 | 86.5 | 0.1482 | 0 | 86.5 | 0.1482 | 0 | NE-HVAC-airAC-SpltPkg-240to759kBtuh-11p5eer_MZDEER2017AnyESe2014CZ09cPVVG | 140594 | NE-HVAC-airAC-SpltPkg-240to759kBtuh-11p5eer_SZDEER2017AnyESe2014CZ09cDXGF | 140593 |  | 94.3 | 0.143 | 0 | 55.3 | 0.169 | 0 | 94.3 | 0.143 | 0 | 55.3 | 0.169 | 0 | 304 | 76400 | 540 | 150000
NE-HVAC-airAC-SpltPkg-240to759kBtuh-11p5eer | DEER2017 | D17 v2 |  | Any | ESe | 2014 | CZ10 | cWtd | Cap-Tons | 331.6 | 91120 | None | 95.8 | 0.162 | 0 | 95.8 | 0.162 | 0 | 95.8 | 0.162 | 0 | 95.8 | 0.162 | 0 | DEER:HVAC_Split-Package_AC | Annual | 1719 | 95.8 | 0.1618 | 0 | 95.8 | 0.1618 | 0 | NE-HVAC-airAC-SpltPkg-240to759kBtuh-11p5eer_MZDEER2017AnyESe2014CZ10cPVVG | 140596 | NE-HVAC-airAC-SpltPkg-240to759kBtuh-11p5eer_SZDEER2017AnyESe2014CZ10cDXGF | 140595 |  | 103 | 0.156 | 0 | 67 | 0.185 | 0 | 103 | 0.156 | 0 | 67 | 0.185 | 0 | 287 | 76400 | 510 | 150000
NE-HVAC-airAC-SpltPkg-240to759kBtuh-11p5eer | DEER2017 | D17 v2 |  | Any | ESe | 2014 | CZ11 | cWtd | Cap-Tons | 284.8 | 91120 | None | 94.6 | 0.0257 | 0 | 94.6 | 0.0257 | 0 | 94.6 | 0.0257 | 0 | 94.6 | 0.0257 | 0 | DEER:HVAC_Split-Package_AC | Annual | 1719 | 94.58 | 0.0257 | 0 | 94.58 | 0.0257 | 0 | NE-HVAC-airAC-SpltPkg-240to759kBtuh-11p5eer_MZDEER2017AnyESe2014CZ11cPVVG | 140598 | NE-HVAC-airAC-SpltPkg-240to759kBtuh-11p5eer_SZDEER2017AnyESe2014CZ11cDXGF | 140597 |  | 99.6 | 0.0266 | 0 | 74.5 | 0.0221 | 0 | 99.6 | 0.0266 | 0 | 74.5 | 0.0221 | 0 | 247 | 76400 | 436 | 150000
NE-HVAC-airAC-SpltPkg-240to759kBtuh-11p5eer | DEER2017 | D17 v2 |  | Any | ESe | 2014 | CZ12 | cWtd | Cap-Tons | 272.8 | 91120 | None | 80.7 | 0.0138 | 0 | 80.7 | 0.0138 | 0 | 80.7 | 0.0138 | 0 | 80.7 | 0.0138 | 0 | DEER:HVAC_Split-Package_AC | Annual | 1719 | 80.7 | 0.013786 | 0 | 80.7 | 0.013786 | 0 | NE-HVAC-airAC-SpltPkg-240to759kBtuh-11p5eer_MZDEER2017AnyESe2014CZ12cPVVG | 140600 | NE-HVAC-airAC-SpltPkg-240to759kBtuh-11p5eer_SZDEER2017AnyESe2014CZ12cDXGF | 140599 |  | 85.2 | 0.0157 | 0 | 62.7 | 0.00613 | 0 | 85.2 | 0.0157 | 0 | 62.7 | 0.00613 | 0 | 241 | 76400 | 400 | 150000
NE-HVAC-airAC-SpltPkg-240to759kBtuh-11p5eer | DEER2017 | D17 v2 |  | Any | ESe | 2014 | CZ13 | cWtd | Cap-Tons | 313.2 | 91120 | None | 96.3 | 0.0225 | 0 | 96.3 | 0.0225 | 0 | 96.3 | 0.0225 | 0 | 96.3 | 0.0225 | 0 | DEER:HVAC_Split-Package_AC | Annual | 1719 | 96.28 | 0.0225 | 0 | 96.28 | 0.0225 | 0 | NE-HVAC-airAC-SpltPkg-240to759kBtuh-11p5eer_MZDEER2017AnyESe2014CZ13cPVVG | 140602 | NE-HVAC-airAC-SpltPkg-240to759kBtuh-11p5eer_SZDEER2017AnyESe2014CZ13cDXGF | 140601 |  | 100 | 0.0232 | 0 | 81.4 | 0.0197 | 0 | 100 | 0.0232 | 0 | 81.4 | 0.0197 | 0 | 274 | 76400 | 470 | 150000
NE-HVAC-airAC-SpltPkg-240to759kBtuh-11p5eer | DEER2017 | D17 v2 |  | Any | ESe | 2014 | CZ14 | cWtd | Cap-Tons | 295.6 | 91120 | None | 102 | 0.154 | 0 | 102 | 0.154 | 0 | 102 | 0.154 | 0 | 102 | 0.154 | 0 | DEER:HVAC_Split-Package_AC | Annual | 1719 | 102.08 | 0.1542 | 0 | 102.08 | 0.1542 | 0 | NE-HVAC-airAC-SpltPkg-240to759kBtuh-11p5eer_MZDEER2017AnyESe2014CZ14cPVVG | 140604 | NE-HVAC-airAC-SpltPkg-240to759kBtuh-11p5eer_SZDEER2017AnyESe2014CZ14cDXGF | 140603 |  | 107 | 0.148 | 0 | 82.4 | 0.179 | 0 | 107 | 0.148 | 0 | 82.4 | 0.179 | 0 | 258 | 76400 | 446 | 150000
NE-HVAC-airAC-SpltPkg-240to759kBtuh-11p5eer | DEER2017 | D17 v2 |  | Any | ESe | 2014 | CZ15 | cWtd | Cap-Tons | 387.4 | 91120 | None | 168 | 0.156 | 0 | 168 | 0.156 | 0 | 168 | 0.156 | 0 | 168 | 0.156 | 0 | DEER:HVAC_Split-Package_AC | Annual | 1719 | 168 | 0.1562 | 0 | 168 | 0.1562 | 0 | NE-HVAC-airAC-SpltPkg-240to759kBtuh-11p5eer_MZDEER2017AnyESe2014CZ15cPVVG | 140606 | NE-HVAC-airAC-SpltPkg-240to759kBtuh-11p5eer_SZDEER2017AnyESe2014CZ15cDXGF | 140605 |  | 170 | 0.149 | 0 | 160 | 0.185 | 0 | 170 | 0.149 | 0 | 160 | 0.185 | 0 | 334 | 76400 | 601 | 150000
NE-HVAC-airAC-SpltPkg-240to759kBtuh-11p5eer | DEER2017 | D17 v2 |  | Any | ESe | 2014 | CZ16 | cWtd | Cap-Tons | 187 | 91120 | None | 50 | 0 | 0 | 50 | 0 | 0 | 50 | 0 | 0 | 50 | 0 | 0 | DEER:HVAC_Split-Package_AC | Annual | 1719 | 50.04 | 0 | 0 | 50.04 | 0 | 0 | NE-HVAC-airAC-SpltPkg-240to759kBtuh-11p5eer_MZDEER2017AnyESe2014CZ16cPVVG | 140608 | NE-HVAC-airAC-SpltPkg-240to759kBtuh-11p5eer_SZDEER2017AnyESe2014CZ16cDXGF | 140607 |  | 55.2 | 0 | 0 | 29.4 | 0 | 0 | 55.2 | 0 | 0 | 29.4 | 0 | 0 | 167 | 76400 | 267 | 150000
NE-HVAC-airAC-SpltPkg-240to759kBtuh-11p5eer | DEER2017 | D17 v2 |  | Any | ESe | New | CZ01 | cWtd | Cap-Tons | 157.6 | 91120 | None | 33.5 | 0.0478 | 0 | 33.5 | 0.0478 | 0 | 33.5 | 0.0478 | 0 | 33.5 | 0.0478 | 0 | DEER:HVAC_Split-Package_AC | Annual | 1719 | 33.458 | 0.04776 | 0 | 33.458 | 0.04776 | 0 | NE-HVAC-airAC-SpltPkg-240to759kBtuh-11p5eer_MZDEER2017AnyESeNewCZ01cPVVG | 165178 | NE-HVAC-airAC-SpltPkg-240to759kBtuh-11p5eer_SZDEER2017AnyESeNewCZ01cDXGF | 165177 |  | 39.7 | 0.0477 | 0 | 8.49 | 0.048 | 0 | 39.7 | 0.0477 | 0 | 8.49 | 0.048 | 0 | 145 | 76400 | 208 | 150000
NE-HVAC-airAC-SpltPkg-240to759kBtuh-11p5eer | DEER2017 | D17 v2 |  | Any | ESe | New | CZ02 | cWtd | Cap-Tons | 296 | 91120 | None | 58.9 | 0.00165 | 0 | 58.9 | 0.00165 | 0 | 58.9 | 0.00165 | 0 | 58.9 | 0.00165 | 0 | DEER:HVAC_Split-Package_AC | Annual | 1719 | 58.94 | 0.001648 | 0 | 58.94 | 0.001648 | 0 | NE-HVAC-airAC-SpltPkg-240to759kBtuh-11p5eer_MZDEER2017AnyESeNewCZ02cPVVG | 165180 | NE-HVAC-airAC-SpltPkg-240to759kBtuh-11p5eer_SZDEER2017AnyESeNewCZ02cDXGF | 165179 |  | 64.7 | 0.00206 | 0 | 35.9 | 0 | 0 | 64.7 | 0.00206 | 0 | 35.9 | 0 | 0 | 260 | 76400 | 440 | 150000
NE-HVAC-airAC-SpltPkg-240to759kBtuh-11p5eer | DEER2017 | D17 v2 |  | Any | ESe | New | CZ03 | cWtd | Cap-Tons | 214.8 | 91120 | None | 55.7 | 0 | 0 | 55.7 | 0 | 0 | 55.7 | 0 | 0 | 55.7 | 0 | 0 | DEER:HVAC_Split-Package_AC | Annual | 1719 | 55.68 | 0 | 0 | 55.68 | 0 | 0 | NE-HVAC-airAC-SpltPkg-240to759kBtuh-11p5eer_MZDEER2017AnyESeNewCZ03cPVVG | 165182 | NE-HVAC-airAC-SpltPkg-240to759kBtuh-11p5eer_SZDEER2017AnyESeNewCZ03cDXGF | 165181 |  | 63.2 | 0 | 0 | 25.6 | 0 | 0 | 63.2 | 0 | 0 | 25.6 | 0 | 0 | 193 | 76400 | 302 | 150000
NE-HVAC-airAC-SpltPkg-240to759kBtuh-11p5eer | DEER2017 | D17 v2 |  | Any | ESe | New | CZ04 | cWtd | Cap-Tons | 263.2 | 91120 | None | 75.3 | 0.131 | 0 | 75.3 | 0.131 | 0 | 75.3 | 0.131 | 0 | 75.3 | 0.131 | 0 | DEER:HVAC_Split-Package_AC | Annual | 1719 | 75.3 | 0.1306 | 0 | 75.3 | 0.1306 | 0 | NE-HVAC-airAC-SpltPkg-240to759kBtuh-11p5eer_MZDEER2017AnyESeNewCZ04cPVVG | 165184 | NE-HVAC-airAC-SpltPkg-240to759kBtuh-11p5eer_SZDEER2017AnyESeNewCZ04cDXGF | 165183 |  | 82.2 | 0.125 | 0 | 47.7 | 0.153 | 0 | 82.2 | 0.125 | 0 | 47.7 | 0.153 | 0 | 233 | 76400 | 384 | 150000
NE-HVAC-airAC-SpltPkg-240to759kBtuh-11p5eer | DEER2017 | D17 v2 |  | Any | ESe | New | CZ05 | cWtd | Cap-Tons | 181.6 | 91120 | None | 66.6 | 0.0678 | 0 | 66.6 | 0.0678 | 0 | 66.6 | 0.0678 | 0 | 66.6 | 0.0678 | 0 | DEER:HVAC_Split-Package_AC | Annual | 1719 | 66.62 | 0.06776 | 0 | 66.62 | 0.06776 | 0 | NE-HVAC-airAC-SpltPkg-240to759kBtuh-11p5eer_MZDEER2017AnyESeNewCZ05cPVVG | 165186 | NE-HVAC-airAC-SpltPkg-240to759kBtuh-11p5eer_SZDEER2017AnyESeNewCZ05cDXGF | 165185 |  | 74.7 | 0.0672 | 0 | 34.3 | 0.07 | 0 | 74.7 | 0.0672 | 0 | 34.3 | 0.07 | 0 | 162 | 76400 | 260 | 150000
NE-HVAC-airAC-SpltPkg-240to759kBtuh-11p5eer | DEER2017 | D17 v2 |  | Any | ESe | New | CZ06 | cWtd | Cap-Tons | 281.4 | 91120 | None | 84.4 | 0.0988 | 0 | 84.4 | 0.0988 | 0 | 84.4 | 0.0988 | 0 | 84.4 | 0.0988 | 0 | DEER:HVAC_Split-Package_AC | Annual | 1719 | 84.44 | 0.09876 | 0 | 84.44 | 0.09876 | 0 | NE-HVAC-airAC-SpltPkg-240to759kBtuh-11p5eer_MZDEER2017AnyESeNewCZ06cPVVG | 165188 | NE-HVAC-airAC-SpltPkg-240to759kBtuh-11p5eer_SZDEER2017AnyESeNewCZ06cDXGF | 165187 |  | 94 | 0.0952 | 0 | 46.2 | 0.113 | 0 | 94 | 0.0952 | 0 | 46.2 | 0.113 | 0 | 249 | 76400 | 411 | 150000
NE-HVAC-airAC-SpltPkg-240to759kBtuh-11p5eer | DEER2017 | D17 v2 |  | Any | ESe | New | CZ07 | cWtd | Cap-Tons | 247.8 | 91120 | None | 85.7 | 0.0976 | 0 | 85.7 | 0.0976 | 0 | 85.7 | 0.0976 | 0 | 85.7 | 0.0976 | 0 | DEER:HVAC_Split-Package_AC | Annual | 1719 | 85.66 | 0.09756 | 0 | 85.66 | 0.09756 | 0 | NE-HVAC-airAC-SpltPkg-240to759kBtuh-11p5eer_MZDEER2017AnyESeNewCZ07cPVVG | 165190 | NE-HVAC-airAC-SpltPkg-240to759kBtuh-11p5eer_SZDEER2017AnyESeNewCZ07cDXGF | 165189 |  | 95.5 | 0.0932 | 0 | 46.3 | 0.115 | 0 | 95.5 | 0.0932 | 0 | 46.3 | 0.115 | 0 | 222 | 76400 | 351 | 150000
NE-HVAC-airAC-SpltPkg-240to759kBtuh-11p5eer | DEER2017 | D17 v2 |  | Any | ESe | New | CZ08 | cWtd | Cap-Tons | 304.6 | 91120 | None | 91.4 | 0.112 | 0 | 91.4 | 0.112 | 0 | 91.4 | 0.112 | 0 | 91.4 | 0.112 | 0 | DEER:HVAC_Split-Package_AC | Annual | 1719 | 91.42 | 0.1122 | 0 | 91.42 | 0.1122 | 0 | NE-HVAC-airAC-SpltPkg-240to759kBtuh-11p5eer_MZDEER2017AnyESeNewCZ08cPVVG | 165192 | NE-HVAC-airAC-SpltPkg-240to759kBtuh-11p5eer_SZDEER2017AnyESeNewCZ08cDXGF | 165191 |  | 100 | 0.109 | 0 | 57.1 | 0.125 | 0 | 100 | 0.109 | 0 | 57.1 | 0.125 | 0 | 267 | 76400 | 455 | 150000
NE-HVAC-airAC-SpltPkg-240to759kBtuh-11p5eer | DEER2017 | D17 v2 |  | Any | ESe | New | CZ09 | cWtd | Cap-Tons | 351.2 | 91120 | None | 86.5 | 0.148 | 0 | 86.5 | 0.148 | 0 | 86.5 | 0.148 | 0 | 86.5 | 0.148 | 0 | DEER:HVAC_Split-Package_AC | Annual | 1719 | 86.5 | 0.1482 | 0 | 86.5 | 0.1482 | 0 | NE-HVAC-airAC-SpltPkg-240to759kBtuh-11p5eer_MZDEER2017AnyESeNewCZ09cPVVG | 165194 | NE-HVAC-airAC-SpltPkg-240to759kBtuh-11p5eer_SZDEER2017AnyESeNewCZ09cDXGF | 165193 |  | 94.3 | 0.143 | 0 | 55.3 | 0.169 | 0 | 94.3 | 0.143 | 0 | 55.3 | 0.169 | 0 | 304 | 76400 | 540 | 150000
NE-HVAC-airAC-SpltPkg-240to759kBtuh-11p5eer | DEER2017 | D17 v2 |  | Any | ESe | New | CZ10 | cWtd | Cap-Tons | 331.6 | 91120 | None | 95.8 | 0.162 | 0 | 95.8 | 0.162 | 0 | 95.8 | 0.162 | 0 | 95.8 | 0.162 | 0 | DEER:HVAC_Split-Package_AC | Annual | 1719 | 95.8 | 0.1618 | 0 | 95.8 | 0.1618 | 0 | NE-HVAC-airAC-SpltPkg-240to759kBtuh-11p5eer_MZDEER2017AnyESeNewCZ10cPVVG | 165196 | NE-HVAC-airAC-SpltPkg-240to759kBtuh-11p5eer_SZDEER2017AnyESeNewCZ10cDXGF | 165195 |  | 103 | 0.156 | 0 | 67 | 0.185 | 0 | 103 | 0.156 | 0 | 67 | 0.185 | 0 | 287 | 76400 | 510 | 150000
NE-HVAC-airAC-SpltPkg-240to759kBtuh-11p5eer | DEER2017 | D17 v2 |  | Any | ESe | New | CZ11 | cWtd | Cap-Tons | 284.8 | 91120 | None | 94.6 | 0.0257 | 0 | 94.6 | 0.0257 | 0 | 94.6 | 0.0257 | 0 | 94.6 | 0.0257 | 0 | DEER:HVAC_Split-Package_AC | Annual | 1719 | 94.58 | 0.0257 | 0 | 94.58 | 0.0257 | 0 | NE-HVAC-airAC-SpltPkg-240to759kBtuh-11p5eer_MZDEER2017AnyESeNewCZ11cPVVG | 165198 | NE-HVAC-airAC-SpltPkg-240to759kBtuh-11p5eer_SZDEER2017AnyESeNewCZ11cDXGF | 165197 |  | 99.6 | 0.0266 | 0 | 74.5 | 0.0221 | 0 | 99.6 | 0.0266 | 0 | 74.5 | 0.0221 | 0 | 247 | 76400 | 436 | 150000
NE-HVAC-airAC-SpltPkg-240to759kBtuh-11p5eer | DEER2017 | D17 v2 |  | Any | ESe | New | CZ12 | cWtd | Cap-Tons | 272.8 | 91120 | None | 80.7 | 0.0138 | 0 | 80.7 | 0.0138 | 0 | 80.7 | 0.0138 | 0 | 80.7 | 0.0138 | 0 | DEER:HVAC_Split-Package_AC | Annual | 1719 | 80.7 | 0.013786 | 0 | 80.7 | 0.013786 | 0 | NE-HVAC-airAC-SpltPkg-240to759kBtuh-11p5eer_MZDEER2017AnyESeNewCZ12cPVVG | 165200 | NE-HVAC-airAC-SpltPkg-240to759kBtuh-11p5eer_SZDEER2017AnyESeNewCZ12cDXGF | 165199 |  | 85.2 | 0.0157 | 0 | 62.7 | 0.00613 | 0 | 85.2 | 0.0157 | 0 | 62.7 | 0.00613 | 0 | 241 | 76400 | 400 | 150000
NE-HVAC-airAC-SpltPkg-240to759kBtuh-11p5eer | DEER2017 | D17 v2 |  | Any | ESe | New | CZ13 | cWtd | Cap-Tons | 313.2 | 91120 | None | 96.3 | 0.0225 | 0 | 96.3 | 0.0225 | 0 | 96.3 | 0.0225 | 0 | 96.3 | 0.0225 | 0 | DEER:HVAC_Split-Package_AC | Annual | 1719 | 96.28 | 0.0225 | 0 | 96.28 | 0.0225 | 0 | NE-HVAC-airAC-SpltPkg-240to759kBtuh-11p5eer_MZDEER2017AnyESeNewCZ13cPVVG | 165202 | NE-HVAC-airAC-SpltPkg-240to759kBtuh-11p5eer_SZDEER2017AnyESeNewCZ13cDXGF | 165201 |  | 100 | 0.0232 | 0 | 81.4 | 0.0197 | 0 | 100 | 0.0232 | 0 | 81.4 | 0.0197 | 0 | 274 | 76400 | 470 | 150000
NE-HVAC-airAC-SpltPkg-240to759kBtuh-11p5eer | DEER2017 | D17 v2 |  | Any | ESe | New | CZ14 | cWtd | Cap-Tons | 295.6 | 91120 | None | 102 | 0.154 | 0 | 102 | 0.154 | 0 | 102 | 0.154 | 0 | 102 | 0.154 | 0 | DEER:HVAC_Split-Package_AC | Annual | 1719 | 102.08 | 0.1542 | 0 | 102.08 | 0.1542 | 0 | NE-HVAC-airAC-SpltPkg-240to759kBtuh-11p5eer_MZDEER2017AnyESeNewCZ14cPVVG | 165204 | NE-HVAC-airAC-SpltPkg-240to759kBtuh-11p5eer_SZDEER2017AnyESeNewCZ14cDXGF | 165203 |  | 107 | 0.148 | 0 | 82.4 | 0.179 | 0 | 107 | 0.148 | 0 | 82.4 | 0.179 | 0 | 258 | 76400 | 446 | 150000
NE-HVAC-airAC-SpltPkg-240to759kBtuh-11p5eer | DEER2017 | D17 v2 |  | Any | ESe | New | CZ15 | cWtd | Cap-Tons | 387.4 | 91120 | None | 168 | 0.156 | 0 | 168 | 0.156 | 0 | 168 | 0.156 | 0 | 168 | 0.156 | 0 | DEER:HVAC_Split-Package_AC | Annual | 1719 | 168 | 0.1562 | 0 | 168 | 0.1562 | 0 | NE-HVAC-airAC-SpltPkg-240to759kBtuh-11p5eer_MZDEER2017AnyESeNewCZ15cPVVG | 165206 | NE-HVAC-airAC-SpltPkg-240to759kBtuh-11p5eer_SZDEER2017AnyESeNewCZ15cDXGF | 165205 |  | 170 | 0.149 | 0 | 160 | 0.185 | 0 | 170 | 0.149 | 0 | 160 | 0.185 | 0 | 334 | 76400 | 601 | 150000
NE-HVAC-airAC-SpltPkg-240to759kBtuh-11p5eer | DEER2017 | D17 v2 |  | Any | ESe | New | CZ16 | cWtd | Cap-Tons | 187 | 91120 | None | 50 | 0 | 0 | 50 | 0 | 0 | 50 | 0 | 0 | 50 | 0 | 0 | DEER:HVAC_Split-Package_AC | Annual | 1719 | 50.04 | 0 | 0 | 50.04 | 0 | 0 | NE-HVAC-airAC-SpltPkg-240to759kBtuh-11p5eer_MZDEER2017AnyESeNewCZ16cPVVG | 165208 | NE-HVAC-airAC-SpltPkg-240to759kBtuh-11p5eer_SZDEER2017AnyESeNewCZ16cDXGF | 165207 |  | 55.2 | 0 | 0 | 29.4 | 0 | 0 | 55.2 | 0 | 0 | 29.4 | 0 | 0 | 167 | 76400 | 267 | 150000
NE-HVAC-airAC-SpltPkg-240to759kBtuh-11p5eer | DEER2017 | D17 v2 |  | Any | EUn | 1975 | CZ01 | cWtd | Cap-Tons | 2500 | 766800 | None | 36 | 0.0526 | 0 | 36 | 0.0526 | 0 | 36 | 0.0526 | 0 | 36 | 0.0526 | 0 | DEER:HVAC_Split-Package_AC | Annual | 1719 | 36.02 | 0.0526 | 0 | 36.02 | 0.0526 | 0 | NE-HVAC-airAC-SpltPkg-240to759kBtuh-11p5eer_MZDEER2017AnyEUn1975CZ01cPVVG | 12450 | NE-HVAC-airAC-SpltPkg-240to759kBtuh-11p5eer_SZDEER2017AnyEUn1975CZ01cDXGF | 12449 |  | 41.4 | 0.047 | 0 | 14.5 | 0.075 | 0 | 41.4 | 0.047 | 0 | 14.5 | 0.075 | 0 | 2630 | 751000 | 1980 | 830000
NE-HVAC-airAC-SpltPkg-240to759kBtuh-11p5eer | DEER2017 | D17 v2 |  | Any | EUn | 1975 | CZ02 | cWtd | Cap-Tons | 3118 | 766800 | None | 112 | 0.109 | 0 | 112 | 0.109 | 0 | 112 | 0.109 | 0 | 112 | 0.109 | 0 | DEER:HVAC_Split-Package_AC | Annual | 1719 | 111.6 | 0.10884 | 0 | 111.6 | 0.10884 | 0 | NE-HVAC-airAC-SpltPkg-240to759kBtuh-11p5eer_MZDEER2017AnyEUn1975CZ02cPVVG | 12452 | NE-HVAC-airAC-SpltPkg-240to759kBtuh-11p5eer_SZDEER2017AnyEUn1975CZ02cDXGF | 12451 |  | 117 | 0.0993 | 0 | 90 | 0.147 | 0 | 117 | 0.0993 | 0 | 90 | 0.147 | 0 | 3240 | 751000 | 2630 | 830000
NE-HVAC-airAC-SpltPkg-240to759kBtuh-11p5eer | DEER2017 | D17 v2 |  | Any | EUn | 1975 | CZ03 | cWtd | Cap-Tons | 2856 | 766800 | None | 90.5 | 0.0689 | 0 | 90.5 | 0.0689 | 0 | 90.5 | 0.0689 | 0 | 90.5 | 0.0689 | 0 | DEER:HVAC_Split-Package_AC | Annual | 1719 | 90.5 | 0.0689 | 0 | 90.5 | 0.0689 | 0 | NE-HVAC-airAC-SpltPkg-240to759kBtuh-11p5eer_MZDEER2017AnyEUn1975CZ03cPVVG | 12454 | NE-HVAC-airAC-SpltPkg-240to759kBtuh-11p5eer_SZDEER2017AnyEUn1975CZ03cDXGF | 12453 |  | 99.7 | 0.0639 | 0 | 53.7 | 0.0889 | 0 | 99.7 | 0.0639 | 0 | 53.7 | 0.0889 | 0 | 2990 | 751000 | 2320 | 830000
NE-HVAC-airAC-SpltPkg-240to759kBtuh-11p5eer | DEER2017 | D17 v2 |  | Any | EUn | 1975 | CZ04 | cWtd | Cap-Tons | 3340 | 766800 | None | 123 | 0.113 | 0 | 123 | 0.113 | 0 | 123 | 0.113 | 0 | 123 | 0.113 | 0 | DEER:HVAC_Split-Package_AC | Annual | 1719 | 122.98 | 0.1128 | 0 | 122.98 | 0.1128 | 0 | NE-HVAC-airAC-SpltPkg-240to759kBtuh-11p5eer_MZDEER2017AnyEUn1975CZ04cPVVG | 12456 | NE-HVAC-airAC-SpltPkg-240to759kBtuh-11p5eer_SZDEER2017AnyEUn1975CZ04cDXGF | 12455 |  | 131 | 0.102 | 0 | 90.9 | 0.156 | 0 | 131 | 0.102 | 0 | 90.9 | 0.156 | 0 | 3470 | 751000 | 2820 | 830000
NE-HVAC-airAC-SpltPkg-240to759kBtuh-11p5eer | DEER2017 | D17 v2 |  | Any | EUn | 1975 | CZ05 | cWtd | Cap-Tons | 2718 | 766800 | None | 92.5 | 0.0725 | 0 | 92.5 | 0.0725 | 0 | 92.5 | 0.0725 | 0 | 92.5 | 0.0725 | 0 | DEER:HVAC_Split-Package_AC | Annual | 1719 | 92.48 | 0.07252 | 0 | 92.48 | 0.07252 | 0 | NE-HVAC-airAC-SpltPkg-240to759kBtuh-11p5eer_MZDEER2017AnyEUn1975CZ05cPVVG | 12458 | NE-HVAC-airAC-SpltPkg-240to759kBtuh-11p5eer_SZDEER2017AnyEUn1975CZ05cDXGF | 12457 |  | 100 | 0.0644 | 0 | 62.4 | 0.105 | 0 | 100 | 0.0644 | 0 | 62.4 | 0.105 | 0 | 2850 | 751000 | 2190 | 830000
NE-HVAC-airAC-SpltPkg-240to759kBtuh-11p5eer | DEER2017 | D17 v2 |  | Any | EUn | 1975 | CZ06 | cWtd | Cap-Tons | 3116 | 766800 | None | 145 | 0.0962 | 0 | 145 | 0.0962 | 0 | 145 | 0.0962 | 0 | 145 | 0.0962 | 0 | DEER:HVAC_Split-Package_AC | Annual | 1719 | 145.4 | 0.09624 | 0 | 145.4 | 0.09624 | 0 | NE-HVAC-airAC-SpltPkg-240to759kBtuh-11p5eer_MZDEER2017AnyEUn1975CZ06cPVVG | 12460 | NE-HVAC-airAC-SpltPkg-240to759kBtuh-11p5eer_SZDEER2017AnyEUn1975CZ06cDXGF | 12459 |  | 156 | 0.0868 | 0 | 103 | 0.134 | 0 | 156 | 0.0868 | 0 | 103 | 0.134 | 0 | 3230 | 751000 | 2660 | 830000
NE-HVAC-airAC-SpltPkg-240to759kBtuh-11p5eer | DEER2017 | D17 v2 |  | Any | EUn | 1975 | CZ07 | cWtd | Cap-Tons | 2606 | 766800 | None | 155 | 0.102 | 0 | 155 | 0.102 | 0 | 155 | 0.102 | 0 | 155 | 0.102 | 0 | DEER:HVAC_Split-Package_AC | Annual | 1719 | 154.6 | 0.10248 | 0 | 154.6 | 0.10248 | 0 | NE-HVAC-airAC-SpltPkg-240to759kBtuh-11p5eer_MZDEER2017AnyEUn1975CZ07cPVVG | 12462 | NE-HVAC-airAC-SpltPkg-240to759kBtuh-11p5eer_SZDEER2017AnyEUn1975CZ07cDXGF | 12461 |  | 163 | 0.0916 | 0 | 121 | 0.146 | 0 | 163 | 0.0916 | 0 | 121 | 0.146 | 0 | 2720 | 751000 | 2150 | 830000
NE-HVAC-airAC-SpltPkg-240to759kBtuh-11p5eer | DEER2017 | D17 v2 |  | Any | EUn | 1975 | CZ08 | cWtd | Cap-Tons | 3370 | 766800 | None | 155 | 0.105 | 0 | 155 | 0.105 | 0 | 155 | 0.105 | 0 | 155 | 0.105 | 0 | DEER:HVAC_Split-Package_AC | Annual | 1719 | 155.4 | 0.10504 | 0 | 155.4 | 0.10504 | 0 | NE-HVAC-airAC-SpltPkg-240to759kBtuh-11p5eer_MZDEER2017AnyEUn1975CZ08cPVVG | 12464 | NE-HVAC-airAC-SpltPkg-240to759kBtuh-11p5eer_SZDEER2017AnyEUn1975CZ08cDXGF | 12463 |  | 165 | 0.0948 | 0 | 117 | 0.146 | 0 | 165 | 0.0948 | 0 | 117 | 0.146 | 0 | 3500 | 751000 | 2850 | 830000
NE-HVAC-airAC-SpltPkg-240to759kBtuh-11p5eer | DEER2017 | D17 v2 |  | Any | EUn | 1975 | CZ09 | cWtd | Cap-Tons | 4100 | 766800 | None | 146 | 0.125 | 0 | 146 | 0.125 | 0 | 146 | 0.125 | 0 | 146 | 0.125 | 0 | DEER:HVAC_Split-Package_AC | Annual | 1719 | 146.38 | 0.1248 | 0 | 146.38 | 0.1248 | 0 | NE-HVAC-airAC-SpltPkg-240to759kBtuh-11p5eer_MZDEER2017AnyEUn1975CZ09cPVVG | 12466 | NE-HVAC-airAC-SpltPkg-240to759kBtuh-11p5eer_SZDEER2017AnyEUn1975CZ09cDXGF | 12465 |  | 158 | 0.115 | 0 | 99.9 | 0.164 | 0 | 158 | 0.115 | 0 | 99.9 | 0.164 | 0 | 4220 | 751000 | 3620 | 830000
NE-HVAC-airAC-SpltPkg-240to759kBtuh-11p5eer | DEER2017 | D17 v2 |  | Any | EUn | 1975 | CZ10 | cWtd | Cap-Tons | 3990 | 766800 | None | 153 | 0.131 | 0 | 153 | 0.131 | 0 | 153 | 0.131 | 0 | 153 | 0.131 | 0 | DEER:HVAC_Split-Package_AC | Annual | 1719 | 152.8 | 0.131 | 0 | 152.8 | 0.131 | 0 | NE-HVAC-airAC-SpltPkg-240to759kBtuh-11p5eer_MZDEER2017AnyEUn1975CZ10cPVVG | 12468 | NE-HVAC-airAC-SpltPkg-240to759kBtuh-11p5eer_SZDEER2017AnyEUn1975CZ10cDXGF | 12467 |  | 162 | 0.119 | 0 | 116 | 0.179 | 0 | 162 | 0.119 | 0 | 116 | 0.179 | 0 | 4110 | 751000 | 3510 | 830000
NE-HVAC-airAC-SpltPkg-240to759kBtuh-11p5eer | DEER2017 | D17 v2 |  | Any | EUn | 1975 | CZ11 | cWtd | Cap-Tons | 3602 | 766800 | None | 153 | 0.111 | 0 | 153 | 0.111 | 0 | 153 | 0.111 | 0 | 153 | 0.111 | 0 | DEER:HVAC_Split-Package_AC | Annual | 1719 | 152.8 | 0.1112 | 0 | 152.8 | 0.1112 | 0 | NE-HVAC-airAC-SpltPkg-240to759kBtuh-11p5eer_MZDEER2017AnyEUn1975CZ11cPVVG | 12470 | NE-HVAC-airAC-SpltPkg-240to759kBtuh-11p5eer_SZDEER2017AnyEUn1975CZ11cDXGF | 12469 |  | 157 | 0.104 | 0 | 136 | 0.14 | 0 | 157 | 0.104 | 0 | 136 | 0.14 | 0 | 3730 | 751000 | 3090 | 830000
NE-HVAC-airAC-SpltPkg-240to759kBtuh-11p5eer | DEER2017 | D17 v2 |  | Any | EUn | 1975 | CZ12 | cWtd | Cap-Tons | 3612 | 766800 | None | 132 | 0.104 | 0 | 132 | 0.104 | 0 | 132 | 0.104 | 0 | 132 | 0.104 | 0 | DEER:HVAC_Split-Package_AC | Annual | 1719 | 132.2 | 0.10424 | 0 | 132.2 | 0.10424 | 0 | NE-HVAC-airAC-SpltPkg-240to759kBtuh-11p5eer_MZDEER2017AnyEUn1975CZ12cPVVG | 12472 | NE-HVAC-airAC-SpltPkg-240to759kBtuh-11p5eer_SZDEER2017AnyEUn1975CZ12cDXGF | 12471 |  | 138 | 0.0968 | 0 | 109 | 0.134 | 0 | 138 | 0.0968 | 0 | 109 | 0.134 | 0 | 3740 | 751000 | 3100 | 830000
NE-HVAC-airAC-SpltPkg-240to759kBtuh-11p5eer | DEER2017 | D17 v2 |  | Any | EUn | 1975 | CZ13 | cWtd | Cap-Tons | 3722 | 766800 | None | 152 | 0.103 | 0 | 152 | 0.103 | 0 | 152 | 0.103 | 0 | 152 | 0.103 | 0 | DEER:HVAC_Split-Package_AC | Annual | 1719 | 152.2 | 0.10304 | 0 | 152.2 | 0.10304 | 0 | NE-HVAC-airAC-SpltPkg-240to759kBtuh-11p5eer_MZDEER2017AnyEUn1975CZ13cPVVG | 12474 | NE-HVAC-airAC-SpltPkg-240to759kBtuh-11p5eer_SZDEER2017AnyEUn1975CZ13cDXGF | 12473 |  | 156 | 0.0948 | 0 | 137 | 0.136 | 0 | 156 | 0.0948 | 0 | 137 | 0.136 | 0 | 3850 | 751000 | 3210 | 830000
NE-HVAC-airAC-SpltPkg-240to759kBtuh-11p5eer | DEER2017 | D17 v2 |  | Any | EUn | 1975 | CZ14 | cWtd | Cap-Tons | 3638 | 766800 | None | 155 | 0.127 | 0 | 155 | 0.127 | 0 | 155 | 0.127 | 0 | 155 | 0.127 | 0 | DEER:HVAC_Split-Package_AC | Annual | 1719 | 155 | 0.1272 | 0 | 155 | 0.1272 | 0 | NE-HVAC-airAC-SpltPkg-240to759kBtuh-11p5eer_MZDEER2017AnyEUn1975CZ14cPVVG | 12476 | NE-HVAC-airAC-SpltPkg-240to759kBtuh-11p5eer_SZDEER2017AnyEUn1975CZ14cDXGF | 12475 |  | 159 | 0.115 | 0 | 139 | 0.176 | 0 | 159 | 0.115 | 0 | 139 | 0.176 | 0 | 3770 | 751000 | 3110 | 830000
NE-HVAC-airAC-SpltPkg-240to759kBtuh-11p5eer | DEER2017 | D17 v2 |  | Any | EUn | 1975 | CZ15 | cWtd | Cap-Tons | 4286 | 766800 | None | 237 | 0.131 | 0 | 237 | 0.131 | 0 | 237 | 0.131 | 0 | 237 | 0.131 | 0 | DEER:HVAC_Split-Package_AC | Annual | 1719 | 237 | 0.1306 | 0 | 237 | 0.1306 | 0 | NE-HVAC-airAC-SpltPkg-240to759kBtuh-11p5eer_MZDEER2017AnyEUn1975CZ15cPVVG | 12478 | NE-HVAC-airAC-SpltPkg-240to759kBtuh-11p5eer_SZDEER2017AnyEUn1975CZ15cDXGF | 12477 |  | 240 | 0.119 | 0 | 225 | 0.177 | 0 | 240 | 0.119 | 0 | 225 | 0.177 | 0 | 4410 | 751000 | 3790 | 830000
NE-HVAC-airAC-SpltPkg-240to759kBtuh-11p5eer | DEER2017 | D17 v2 |  | Any | EUn | 1975 | CZ16 | cWtd | Cap-Tons | 2614 | 766800 | None | 78.1 | 0.0755 | 0 | 78.1 | 0.0755 | 0 | 78.1 | 0.0755 | 0 | 78.1 | 0.0755 | 0 | DEER:HVAC_Split-Package_AC | Annual | 1719 | 78.14 | 0.07546 | 0 | 78.14 | 0.07546 | 0 | NE-HVAC-airAC-SpltPkg-240to759kBtuh-11p5eer_MZDEER2017AnyEUn1975CZ16cPVVG | 12480 | NE-HVAC-airAC-SpltPkg-240to759kBtuh-11p5eer_SZDEER2017AnyEUn1975CZ16cDXGF | 12479 |  | 80.8 | 0.0695 | 0 | 67.5 | 0.0993 | 0 | 80.8 | 0.0695 | 0 | 67.5 | 0.0993 | 0 | 2730 | 751000 | 2150 | 830000
NE-HVAC-airAC-SpltPkg-240to759kBtuh-11p5eer | DEER2017 | D17 v2 |  | Any | EUn | 1985 | CZ01 | cWtd | Cap-Tons | 2228 | 766800 | None | 24.1 | 0.0581 | 0 | 24.1 | 0.0581 | 0 | 24.1 | 0.0581 | 0 | 24.1 | 0.0581 | 0 | DEER:HVAC_Split-Package_AC | Annual | 1719 | 24.12 | 0.0581 | 0 | 24.12 | 0.0581 | 0 | NE-HVAC-airAC-SpltPkg-240to759kBtuh-11p5eer_MZDEER2017AnyEUn1985CZ01cPVVG | 33810 | NE-HVAC-airAC-SpltPkg-240to759kBtuh-11p5eer_SZDEER2017AnyEUn1985CZ01cDXGF | 33809 |  | 26 | 0.0533 | 0 | 16.6 | 0.0773 | 0 | 26 | 0.0533 | 0 | 16.6 | 0.0773 | 0 | 2320 | 751000 | 1860 | 830000
NE-HVAC-airAC-SpltPkg-240to759kBtuh-11p5eer | DEER2017 | D17 v2 |  | Any | EUn | 1985 | CZ02 | cWtd | Cap-Tons | 2802 | 766800 | None | 111 | 0.123 | 0 | 111 | 0.123 | 0 | 111 | 0.123 | 0 | 111 | 0.123 | 0 | DEER:HVAC_Split-Package_AC | Annual | 1719 | 110.54 | 0.1226 | 0 | 110.54 | 0.1226 | 0 | NE-HVAC-airAC-SpltPkg-240to759kBtuh-11p5eer_MZDEER2017AnyEUn1985CZ02cPVVG | 33812 | NE-HVAC-airAC-SpltPkg-240to759kBtuh-11p5eer_SZDEER2017AnyEUn1985CZ02cDXGF | 33811 |  | 115 | 0.116 | 0 | 92.7 | 0.149 | 0 | 115 | 0.116 | 0 | 92.7 | 0.149 | 0 | 2880 | 751000 | 2490 | 830000
NE-HVAC-airAC-SpltPkg-240to759kBtuh-11p5eer | DEER2017 | D17 v2 |  | Any | EUn | 1985 | CZ03 | cWtd | Cap-Tons | 2558 | 766800 | None | 79.2 | 0.0798 | 0 | 79.2 | 0.0798 | 0 | 79.2 | 0.0798 | 0 | 79.2 | 0.0798 | 0 | DEER:HVAC_Split-Package_AC | Annual | 1719 | 79.2 | 0.07976 | 0 | 79.2 | 0.07976 | 0 | NE-HVAC-airAC-SpltPkg-240to759kBtuh-11p5eer_MZDEER2017AnyEUn1985CZ03cPVVG | 33814 | NE-HVAC-airAC-SpltPkg-240to759kBtuh-11p5eer_SZDEER2017AnyEUn1985CZ03cDXGF | 33813 |  | 84.9 | 0.0767 | 0 | 56.4 | 0.092 | 0 | 84.9 | 0.0767 | 0 | 56.4 | 0.092 | 0 | 2650 | 751000 | 2190 | 830000
NE-HVAC-airAC-SpltPkg-240to759kBtuh-11p5eer | DEER2017 | D17 v2 |  | Any | EUn | 1985 | CZ04 | cWtd | Cap-Tons | 3014 | 766800 | None | 120 | 0.128 | 0 | 120 | 0.128 | 0 | 120 | 0.128 | 0 | 120 | 0.128 | 0 | DEER:HVAC_Split-Package_AC | Annual | 1719 | 119.54 | 0.1276 | 0 | 119.54 | 0.1276 | 0 | NE-HVAC-airAC-SpltPkg-240to759kBtuh-11p5eer_MZDEER2017AnyEUn1985CZ04cPVVG | 33816 | NE-HVAC-airAC-SpltPkg-240to759kBtuh-11p5eer_SZDEER2017AnyEUn1985CZ04cDXGF | 33815 |  | 126 | 0.12 | 0 | 93.7 | 0.158 | 0 | 126 | 0.12 | 0 | 93.7 | 0.158 | 0 | 3100 | 751000 | 2670 | 830000
NE-HVAC-airAC-SpltPkg-240to759kBtuh-11p5eer | DEER2017 | D17 v2 |  | Any | EUn | 1985 | CZ05 | cWtd | Cap-Tons | 2426 | 766800 | None | 86.1 | 0.086 | 0 | 86.1 | 0.086 | 0 | 86.1 | 0.086 | 0 | 86.1 | 0.086 | 0 | DEER:HVAC_Split-Package_AC | Annual | 1719 | 86.06 | 0.08604 | 0 | 86.06 | 0.08604 | 0 | NE-HVAC-airAC-SpltPkg-240to759kBtuh-11p5eer_MZDEER2017AnyEUn1985CZ05cPVVG | 33818 | NE-HVAC-airAC-SpltPkg-240to759kBtuh-11p5eer_SZDEER2017AnyEUn1985CZ05cDXGF | 33817 |  | 91.1 | 0.0808 | 0 | 65.9 | 0.107 | 0 | 91.1 | 0.0808 | 0 | 65.9 | 0.107 | 0 | 2520 | 751000 | 2050 | 830000
NE-HVAC-airAC-SpltPkg-240to759kBtuh-11p5eer | DEER2017 | D17 v2 |  | Any | EUn | 1985 | CZ06 | cWtd | Cap-Tons | 2798 | 766800 | None | 142 | 0.11 | 0 | 142 | 0.11 | 0 | 142 | 0.11 | 0 | 142 | 0.11 | 0 | DEER:HVAC_Split-Package_AC | Annual | 1719 | 142.2 | 0.1104 | 0 | 142.2 | 0.1104 | 0 | NE-HVAC-airAC-SpltPkg-240to759kBtuh-11p5eer_MZDEER2017AnyEUn1985CZ06cPVVG | 33820 | NE-HVAC-airAC-SpltPkg-240to759kBtuh-11p5eer_SZDEER2017AnyEUn1985CZ06cDXGF | 33819 |  | 151 | 0.104 | 0 | 107 | 0.136 | 0 | 151 | 0.104 | 0 | 107 | 0.136 | 0 | 2870 | 751000 | 2510 | 830000
NE-HVAC-airAC-SpltPkg-240to759kBtuh-11p5eer | DEER2017 | D17 v2 |  | Any | EUn | 1985 | CZ07 | cWtd | Cap-Tons | 2316 | 766800 | None | 153 | 0.116 | 0 | 153 | 0.116 | 0 | 153 | 0.116 | 0 | 153 | 0.116 | 0 | DEER:HVAC_Split-Package_AC | Annual | 1719 | 152.8 | 0.116 | 0 | 152.8 | 0.116 | 0 | NE-HVAC-airAC-SpltPkg-240to759kBtuh-11p5eer_MZDEER2017AnyEUn1985CZ07cPVVG | 33822 | NE-HVAC-airAC-SpltPkg-240to759kBtuh-11p5eer_SZDEER2017AnyEUn1985CZ07cDXGF | 33821 |  | 159 | 0.108 | 0 | 128 | 0.148 | 0 | 159 | 0.108 | 0 | 128 | 0.148 | 0 | 2390 | 751000 | 2020 | 830000
NE-HVAC-airAC-SpltPkg-240to759kBtuh-11p5eer | DEER2017 | D17 v2 |  | Any | EUn | 1985 | CZ08 | cWtd | Cap-Tons | 3042 | 766800 | None | 154 | 0.121 | 0 | 154 | 0.121 | 0 | 154 | 0.121 | 0 | 154 | 0.121 | 0 | DEER:HVAC_Split-Package_AC | Annual | 1719 | 154.4 | 0.1206 | 0 | 154.4 | 0.1206 | 0 | NE-HVAC-airAC-SpltPkg-240to759kBtuh-11p5eer_MZDEER2017AnyEUn1985CZ08cPVVG | 33824 | NE-HVAC-airAC-SpltPkg-240to759kBtuh-11p5eer_SZDEER2017AnyEUn1985CZ08cDXGF | 33823 |  | 163 | 0.114 | 0 | 120 | 0.147 | 0 | 163 | 0.114 | 0 | 120 | 0.147 | 0 | 3130 | 751000 | 2690 | 830000
NE-HVAC-airAC-SpltPkg-240to759kBtuh-11p5eer | DEER2017 | D17 v2 |  | Any | EUn | 1985 | CZ09 | cWtd | Cap-Tons | 3746 | 766800 | None | 141 | 0.137 | 0 | 141 | 0.137 | 0 | 141 | 0.137 | 0 | 141 | 0.137 | 0 | DEER:HVAC_Split-Package_AC | Annual | 1719 | 141.2 | 0.137 | 0 | 141.2 | 0.137 | 0 | NE-HVAC-airAC-SpltPkg-240to759kBtuh-11p5eer_MZDEER2017AnyEUn1985CZ09cPVVG | 33826 | NE-HVAC-airAC-SpltPkg-240to759kBtuh-11p5eer_SZDEER2017AnyEUn1985CZ09cDXGF | 33825 |  | 151 | 0.13 | 0 | 102 | 0.165 | 0 | 151 | 0.13 | 0 | 102 | 0.165 | 0 | 3820 | 751000 | 3450 | 830000
NE-HVAC-airAC-SpltPkg-240to759kBtuh-11p5eer | DEER2017 | D17 v2 |  | Any | EUn | 1985 | CZ10 | cWtd | Cap-Tons | 3636 | 766800 | None | 153 | 0.149 | 0 | 153 | 0.149 | 0 | 153 | 0.149 | 0 | 153 | 0.149 | 0 | DEER:HVAC_Split-Package_AC | Annual | 1719 | 152.6 | 0.1488 | 0 | 152.6 | 0.1488 | 0 | NE-HVAC-airAC-SpltPkg-240to759kBtuh-11p5eer_MZDEER2017AnyEUn1985CZ10cPVVG | 33828 | NE-HVAC-airAC-SpltPkg-240to759kBtuh-11p5eer_SZDEER2017AnyEUn1985CZ10cDXGF | 33827 |  | 161 | 0.141 | 0 | 119 | 0.18 | 0 | 161 | 0.141 | 0 | 119 | 0.18 | 0 | 3710 | 751000 | 3340 | 830000
NE-HVAC-airAC-SpltPkg-240to759kBtuh-11p5eer | DEER2017 | D17 v2 |  | Any | EUn | 1985 | CZ11 | cWtd | Cap-Tons | 3256 | 766800 | None | 153 | 0.118 | 0 | 153 | 0.118 | 0 | 153 | 0.118 | 0 | 153 | 0.118 | 0 | DEER:HVAC_Split-Package_AC | Annual | 1719 | 152.8 | 0.1176 | 0 | 152.8 | 0.1176 | 0 | NE-HVAC-airAC-SpltPkg-240to759kBtuh-11p5eer_MZDEER2017AnyEUn1985CZ11cPVVG | 33830 | NE-HVAC-airAC-SpltPkg-240to759kBtuh-11p5eer_SZDEER2017AnyEUn1985CZ11cDXGF | 33829 |  | 156 | 0.111 | 0 | 140 | 0.144 | 0 | 156 | 0.111 | 0 | 140 | 0.144 | 0 | 3340 | 751000 | 2920 | 830000
NE-HVAC-airAC-SpltPkg-240to759kBtuh-11p5eer | DEER2017 | D17 v2 |  | Any | EUn | 1985 | CZ12 | cWtd | Cap-Tons | 3276 | 766800 | None | 131 | 0.115 | 0 | 131 | 0.115 | 0 | 131 | 0.115 | 0 | 131 | 0.115 | 0 | DEER:HVAC_Split-Package_AC | Annual | 1719 | 131.2 | 0.1146 | 0 | 131.2 | 0.1146 | 0 | NE-HVAC-airAC-SpltPkg-240to759kBtuh-11p5eer_MZDEER2017AnyEUn1985CZ12cPVVG | 33832 | NE-HVAC-airAC-SpltPkg-240to759kBtuh-11p5eer_SZDEER2017AnyEUn1985CZ12cDXGF | 33831 |  | 136 | 0.109 | 0 | 112 | 0.137 | 0 | 136 | 0.109 | 0 | 112 | 0.137 | 0 | 3360 | 751000 | 2940 | 830000
NE-HVAC-airAC-SpltPkg-240to759kBtuh-11p5eer | DEER2017 | D17 v2 |  | Any | EUn | 1985 | CZ13 | cWtd | Cap-Tons | 3378 | 766800 | None | 155 | 0.115 | 0 | 155 | 0.115 | 0 | 155 | 0.115 | 0 | 155 | 0.115 | 0 | DEER:HVAC_Split-Package_AC | Annual | 1719 | 155.2 | 0.115 | 0 | 155.2 | 0.115 | 0 | NE-HVAC-airAC-SpltPkg-240to759kBtuh-11p5eer_MZDEER2017AnyEUn1985CZ13cPVVG | 33834 | NE-HVAC-airAC-SpltPkg-240to759kBtuh-11p5eer_SZDEER2017AnyEUn1985CZ13cDXGF | 33833 |  | 159 | 0.109 | 0 | 140 | 0.139 | 0 | 159 | 0.109 | 0 | 140 | 0.139 | 0 | 3460 | 751000 | 3050 | 830000
NE-HVAC-airAC-SpltPkg-240to759kBtuh-11p5eer | DEER2017 | D17 v2 |  | Any | EUn | 1985 | CZ14 | cWtd | Cap-Tons | 3286 | 766800 | None | 157 | 0.147 | 0 | 157 | 0.147 | 0 | 157 | 0.147 | 0 | 157 | 0.147 | 0 | DEER:HVAC_Split-Package_AC | Annual | 1719 | 156.6 | 0.1466 | 0 | 156.6 | 0.1466 | 0 | NE-HVAC-airAC-SpltPkg-240to759kBtuh-11p5eer_MZDEER2017AnyEUn1985CZ14cPVVG | 33836 | NE-HVAC-airAC-SpltPkg-240to759kBtuh-11p5eer_SZDEER2017AnyEUn1985CZ14cDXGF | 33835 |  | 160 | 0.139 | 0 | 143 | 0.177 | 0 | 160 | 0.139 | 0 | 143 | 0.177 | 0 | 3370 | 751000 | 2950 | 830000
NE-HVAC-airAC-SpltPkg-240to759kBtuh-11p5eer | DEER2017 | D17 v2 |  | Any | EUn | 1985 | CZ15 | cWtd | Cap-Tons | 3906 | 766800 | None | 244 | 0.146 | 0 | 244 | 0.146 | 0 | 244 | 0.146 | 0 | 244 | 0.146 | 0 | DEER:HVAC_Split-Package_AC | Annual | 1719 | 243.8 | 0.146 | 0 | 243.8 | 0.146 | 0 | NE-HVAC-airAC-SpltPkg-240to759kBtuh-11p5eer_MZDEER2017AnyEUn1985CZ15cPVVG | 33838 | NE-HVAC-airAC-SpltPkg-240to759kBtuh-11p5eer_SZDEER2017AnyEUn1985CZ15cDXGF | 33837 |  | 247 | 0.138 | 0 | 231 | 0.178 | 0 | 247 | 0.138 | 0 | 231 | 0.178 | 0 | 3980 | 751000 | 3610 | 830000
NE-HVAC-airAC-SpltPkg-240to759kBtuh-11p5eer | DEER2017 | D17 v2 |  | Any | EUn | 1985 | CZ16 | cWtd | Cap-Tons | 2324 | 766800 | None | 79.7 | 0.0848 | 0 | 79.7 | 0.0848 | 0 | 79.7 | 0.0848 | 0 | 79.7 | 0.0848 | 0 | DEER:HVAC_Split-Package_AC | Annual | 1719 | 79.74 | 0.08484 | 0 | 79.74 | 0.08484 | 0 | NE-HVAC-airAC-SpltPkg-240to759kBtuh-11p5eer_MZDEER2017AnyEUn1985CZ16cPVVG | 33840 | NE-HVAC-airAC-SpltPkg-240to759kBtuh-11p5eer_SZDEER2017AnyEUn1985CZ16cDXGF | 33839 |  | 82.2 | 0.0808 | 0 | 69.9 | 0.101 | 0 | 82.2 | 0.0808 | 0 | 69.9 | 0.101 | 0 | 2400 | 751000 | 2020 | 830000
NE-HVAC-airAC-SpltPkg-240to759kBtuh-11p5eer | DEER2017 | D17 v2 |  | Any | EUn | 1996 | CZ01 | cWtd | Cap-Tons | 1812 | 766800 | None | 31 | 0.0639 | 0 | 31 | 0.0639 | 0 | 31 | 0.0639 | 0 | 31 | 0.0639 | 0 | DEER:HVAC_Split-Package_AC | Annual | 1719 | 30.96 | 0.06392 | 0 | 30.96 | 0.06392 | 0 | NE-HVAC-airAC-SpltPkg-240to759kBtuh-11p5eer_MZDEER2017AnyEUn1996CZ01cPVVG | 55170 | NE-HVAC-airAC-SpltPkg-240to759kBtuh-11p5eer_SZDEER2017AnyEUn1996CZ01cDXGF | 55169 |  | 34.5 | 0.0593 | 0 | 16.8 | 0.0824 | 0 | 34.5 | 0.0593 | 0 | 16.8 | 0.0824 | 0 | 1870 | 751000 | 1580 | 830000
NE-HVAC-airAC-SpltPkg-240to759kBtuh-11p5eer | DEER2017 | D17 v2 |  | Any | EUn | 1996 | CZ02 | cWtd | Cap-Tons | 2416 | 766800 | None | 117 | 0.129 | 0 | 117 | 0.129 | 0 | 117 | 0.129 | 0 | 117 | 0.129 | 0 | DEER:HVAC_Split-Package_AC | Annual | 1719 | 116.78 | 0.1294 | 0 | 116.78 | 0.1294 | 0 | NE-HVAC-airAC-SpltPkg-240to759kBtuh-11p5eer_MZDEER2017AnyEUn1996CZ02cPVVG | 55172 | NE-HVAC-airAC-SpltPkg-240to759kBtuh-11p5eer_SZDEER2017AnyEUn1996CZ02cDXGF | 55171 |  | 123 | 0.124 | 0 | 91.9 | 0.151 | 0 | 123 | 0.124 | 0 | 91.9 | 0.151 | 0 | 2460 | 751000 | 2240 | 830000
NE-HVAC-airAC-SpltPkg-240to759kBtuh-11p5eer | DEER2017 | D17 v2 |  | Any | EUn | 1996 | CZ03 | cWtd | Cap-Tons | 2200 | 766800 | None | 85.7 | 0.0838 | 0 | 85.7 | 0.0838 | 0 | 85.7 | 0.0838 | 0 | 85.7 | 0.0838 | 0 | DEER:HVAC_Split-Package_AC | Annual | 1719 | 85.7 | 0.08382 | 0 | 85.7 | 0.08382 | 0 | NE-HVAC-airAC-SpltPkg-240to759kBtuh-11p5eer_MZDEER2017AnyEUn1996CZ03cPVVG | 55174 | NE-HVAC-airAC-SpltPkg-240to759kBtuh-11p5eer_SZDEER2017AnyEUn1996CZ03cDXGF | 55173 |  | 93.1 | 0.0813 | 0 | 56.1 | 0.0939 | 0 | 93.1 | 0.0813 | 0 | 56.1 | 0.0939 | 0 | 2260 | 751000 | 1960 | 830000
NE-HVAC-airAC-SpltPkg-240to759kBtuh-11p5eer | DEER2017 | D17 v2 |  | Any | EUn | 1996 | CZ04 | cWtd | Cap-Tons | 2628 | 766800 | None | 126 | 0.134 | 0 | 126 | 0.134 | 0 | 126 | 0.134 | 0 | 126 | 0.134 | 0 | DEER:HVAC_Split-Package_AC | Annual | 1719 | 125.8 | 0.1338 | 0 | 125.8 | 0.1338 | 0 | NE-HVAC-airAC-SpltPkg-240to759kBtuh-11p5eer_MZDEER2017AnyEUn1996CZ04cPVVG | 55176 | NE-HVAC-airAC-SpltPkg-240to759kBtuh-11p5eer_SZDEER2017AnyEUn1996CZ04cDXGF | 55175 |  | 134 | 0.127 | 0 | 93 | 0.161 | 0 | 134 | 0.127 | 0 | 93 | 0.161 | 0 | 2680 | 751000 | 2420 | 830000
NE-HVAC-airAC-SpltPkg-240to759kBtuh-11p5eer | DEER2017 | D17 v2 |  | Any | EUn | 1996 | CZ05 | cWtd | Cap-Tons | 2060 | 766800 | None | 93.2 | 0.0902 | 0 | 93.2 | 0.0902 | 0 | 93.2 | 0.0902 | 0 | 93.2 | 0.0902 | 0 | DEER:HVAC_Split-Package_AC | Annual | 1719 | 93.18 | 0.0902 | 0 | 93.18 | 0.0902 | 0 | NE-HVAC-airAC-SpltPkg-240to759kBtuh-11p5eer_MZDEER2017AnyEUn1996CZ05cPVVG | 55178 | NE-HVAC-airAC-SpltPkg-240to759kBtuh-11p5eer_SZDEER2017AnyEUn1996CZ05cDXGF | 55177 |  | 100 | 0.0855 | 0 | 65.9 | 0.109 | 0 | 100 | 0.0855 | 0 | 65.9 | 0.109 | 0 | 2120 | 751000 | 1820 | 830000
NE-HVAC-airAC-SpltPkg-240to759kBtuh-11p5eer | DEER2017 | D17 v2 |  | Any | EUn | 1996 | CZ06 | cWtd | Cap-Tons | 2428 | 766800 | None | 149 | 0.116 | 0 | 149 | 0.116 | 0 | 149 | 0.116 | 0 | 149 | 0.116 | 0 | DEER:HVAC_Split-Package_AC | Annual | 1719 | 149.4 | 0.1158 | 0 | 149.4 | 0.1158 | 0 | NE-HVAC-airAC-SpltPkg-240to759kBtuh-11p5eer_MZDEER2017AnyEUn1996CZ06cPVVG | 55180 | NE-HVAC-airAC-SpltPkg-240to759kBtuh-11p5eer_SZDEER2017AnyEUn1996CZ06cDXGF | 55179 |  | 160 | 0.11 | 0 | 107 | 0.139 | 0 | 160 | 0.11 | 0 | 107 | 0.139 | 0 | 2470 | 751000 | 2260 | 830000
NE-HVAC-airAC-SpltPkg-240to759kBtuh-11p5eer | DEER2017 | D17 v2 |  | Any | EUn | 1996 | CZ07 | cWtd | Cap-Tons | 2400 | 766800 | None | 144 | 0.107 | 0 | 144 | 0.107 | 0 | 144 | 0.107 | 0 | 144 | 0.107 | 0 | DEER:HVAC_Split-Package_AC | Annual | 1719 | 144.04 | 0.1074 | 0 | 144.04 | 0.1074 | 0 | NE-HVAC-airAC-SpltPkg-240to759kBtuh-11p5eer_MZDEER2017AnyEUn1996CZ07cPVVG | 55182 | NE-HVAC-airAC-SpltPkg-240to759kBtuh-11p5eer_SZDEER2017AnyEUn1996CZ07cDXGF | 55181 |  | 157 | 0.101 | 0 | 92.2 | 0.133 | 0 | 157 | 0.101 | 0 | 92.2 | 0.133 | 0 | 2460 | 751000 | 2160 | 830000
NE-HVAC-airAC-SpltPkg-240to759kBtuh-11p5eer | DEER2017 | D17 v2 |  | Any | EUn | 1996 | CZ08 | cWtd | Cap-Tons | 2656 | 766800 | None | 160 | 0.127 | 0 | 160 | 0.127 | 0 | 160 | 0.127 | 0 | 160 | 0.127 | 0 | DEER:HVAC_Split-Package_AC | Annual | 1719 | 160.2 | 0.1268 | 0 | 160.2 | 0.1268 | 0 | NE-HVAC-airAC-SpltPkg-240to759kBtuh-11p5eer_MZDEER2017AnyEUn1996CZ08cPVVG | 55184 | NE-HVAC-airAC-SpltPkg-240to759kBtuh-11p5eer_SZDEER2017AnyEUn1996CZ08cDXGF | 55183 |  | 170 | 0.121 | 0 | 121 | 0.15 | 0 | 170 | 0.121 | 0 | 121 | 0.15 | 0 | 2710 | 751000 | 2440 | 830000
NE-HVAC-airAC-SpltPkg-240to759kBtuh-11p5eer | DEER2017 | D17 v2 |  | Any | EUn | 1996 | CZ09 | cWtd | Cap-Tons | 3330 | 766800 | None | 147 | 0.143 | 0 | 147 | 0.143 | 0 | 147 | 0.143 | 0 | 147 | 0.143 | 0 | DEER:HVAC_Split-Package_AC | Annual | 1719 | 146.8 | 0.1432 | 0 | 146.8 | 0.1432 | 0 | NE-HVAC-airAC-SpltPkg-240to759kBtuh-11p5eer_MZDEER2017AnyEUn1996CZ09cPVVG | 55186 | NE-HVAC-airAC-SpltPkg-240to759kBtuh-11p5eer_SZDEER2017AnyEUn1996CZ09cDXGF | 55185 |  | 158 | 0.137 | 0 | 102 | 0.168 | 0 | 158 | 0.137 | 0 | 102 | 0.168 | 0 | 3370 | 751000 | 3170 | 830000
NE-HVAC-airAC-SpltPkg-240to759kBtuh-11p5eer | DEER2017 | D17 v2 |  | Any | EUn | 1996 | CZ10 | cWtd | Cap-Tons | 3204 | 766800 | None | 157 | 0.154 | 0 | 157 | 0.154 | 0 | 157 | 0.154 | 0 | 157 | 0.154 | 0 | DEER:HVAC_Split-Package_AC | Annual | 1719 | 156.6 | 0.1542 | 0 | 156.6 | 0.1542 | 0 | NE-HVAC-airAC-SpltPkg-240to759kBtuh-11p5eer_MZDEER2017AnyEUn1996CZ10cPVVG | 55188 | NE-HVAC-airAC-SpltPkg-240to759kBtuh-11p5eer_SZDEER2017AnyEUn1996CZ10cDXGF | 55187 |  | 166 | 0.147 | 0 | 119 | 0.183 | 0 | 166 | 0.147 | 0 | 119 | 0.183 | 0 | 3240 | 751000 | 3060 | 830000
NE-HVAC-airAC-SpltPkg-240to759kBtuh-11p5eer | DEER2017 | D17 v2 |  | Any | EUn | 1996 | CZ11 | cWtd | Cap-Tons | 2754 | 766800 | None | 158 | 0.125 | 0 | 158 | 0.125 | 0 | 158 | 0.125 | 0 | 158 | 0.125 | 0 | DEER:HVAC_Split-Package_AC | Annual | 1719 | 157.8 | 0.1246 | 0 | 157.8 | 0.1246 | 0 | NE-HVAC-airAC-SpltPkg-240to759kBtuh-11p5eer_MZDEER2017AnyEUn1996CZ11cPVVG | 55190 | NE-HVAC-airAC-SpltPkg-240to759kBtuh-11p5eer_SZDEER2017AnyEUn1996CZ11cDXGF | 55189 |  | 162 | 0.119 | 0 | 141 | 0.147 | 0 | 162 | 0.119 | 0 | 141 | 0.147 | 0 | 2800 | 751000 | 2570 | 830000
NE-HVAC-airAC-SpltPkg-240to759kBtuh-11p5eer | DEER2017 | D17 v2 |  | Any | EUn | 1996 | CZ12 | cWtd | Cap-Tons | 2794 | 766800 | None | 136 | 0.12 | 0 | 136 | 0.12 | 0 | 136 | 0.12 | 0 | 136 | 0.12 | 0 | DEER:HVAC_Split-Package_AC | Annual | 1719 | 135.6 | 0.12 | 0 | 135.6 | 0.12 | 0 | NE-HVAC-airAC-SpltPkg-240to759kBtuh-11p5eer_MZDEER2017AnyEUn1996CZ12cPVVG | 55192 | NE-HVAC-airAC-SpltPkg-240to759kBtuh-11p5eer_SZDEER2017AnyEUn1996CZ12cDXGF | 55191 |  | 142 | 0.115 | 0 | 110 | 0.14 | 0 | 142 | 0.115 | 0 | 110 | 0.14 | 0 | 2840 | 751000 | 2610 | 830000
NE-HVAC-airAC-SpltPkg-240to759kBtuh-11p5eer | DEER2017 | D17 v2 |  | Any | EUn | 1996 | CZ13 | cWtd | Cap-Tons | 2878 | 766800 | None | 160 | 0.121 | 0 | 160 | 0.121 | 0 | 160 | 0.121 | 0 | 160 | 0.121 | 0 | DEER:HVAC_Split-Package_AC | Annual | 1719 | 160.2 | 0.1206 | 0 | 160.2 | 0.1206 | 0 | NE-HVAC-airAC-SpltPkg-240to759kBtuh-11p5eer_MZDEER2017AnyEUn1996CZ13cPVVG | 55194 | NE-HVAC-airAC-SpltPkg-240to759kBtuh-11p5eer_SZDEER2017AnyEUn1996CZ13cDXGF | 55193 |  | 165 | 0.115 | 0 | 141 | 0.143 | 0 | 165 | 0.115 | 0 | 141 | 0.143 | 0 | 2920 | 751000 | 2710 | 830000
NE-HVAC-airAC-SpltPkg-240to759kBtuh-11p5eer | DEER2017 | D17 v2 |  | Any | EUn | 1996 | CZ14 | cWtd | Cap-Tons | 2772 | 766800 | None | 161 | 0.154 | 0 | 161 | 0.154 | 0 | 161 | 0.154 | 0 | 161 | 0.154 | 0 | DEER:HVAC_Split-Package_AC | Annual | 1719 | 160.8 | 0.1544 | 0 | 160.8 | 0.1544 | 0 | NE-HVAC-airAC-SpltPkg-240to759kBtuh-11p5eer_MZDEER2017AnyEUn1996CZ14cPVVG | 55196 | NE-HVAC-airAC-SpltPkg-240to759kBtuh-11p5eer_SZDEER2017AnyEUn1996CZ14cDXGF | 55195 |  | 165 | 0.148 | 0 | 144 | 0.18 | 0 | 165 | 0.148 | 0 | 144 | 0.18 | 0 | 2820 | 751000 | 2580 | 830000
NE-HVAC-airAC-SpltPkg-240to759kBtuh-11p5eer | DEER2017 | D17 v2 |  | Any | EUn | 1996 | CZ15 | cWtd | Cap-Tons | 3346 | 766800 | None | 248 | 0.153 | 0 | 248 | 0.153 | 0 | 248 | 0.153 | 0 | 248 | 0.153 | 0 | DEER:HVAC_Split-Package_AC | Annual | 1719 | 247.8 | 0.1532 | 0 | 247.8 | 0.1532 | 0 | NE-HVAC-airAC-SpltPkg-240to759kBtuh-11p5eer_MZDEER2017AnyEUn1996CZ15cPVVG | 55198 | NE-HVAC-airAC-SpltPkg-240to759kBtuh-11p5eer_SZDEER2017AnyEUn1996CZ15cDXGF | 55197 |  | 251 | 0.146 | 0 | 235 | 0.182 | 0 | 251 | 0.146 | 0 | 235 | 0.182 | 0 | 3380 | 751000 | 3210 | 830000
NE-HVAC-airAC-SpltPkg-240to759kBtuh-11p5eer | DEER2017 | D17 v2 |  | Any | EUn | 1996 | CZ16 | cWtd | Cap-Tons | 1888 | 766800 | None | 84.2 | 0.0905 | 0 | 84.2 | 0.0905 | 0 | 84.2 | 0.0905 | 0 | 84.2 | 0.0905 | 0 | DEER:HVAC_Split-Package_AC | Annual | 1719 | 84.24 | 0.09048 | 0 | 84.24 | 0.09048 | 0 | NE-HVAC-airAC-SpltPkg-240to759kBtuh-11p5eer_MZDEER2017AnyEUn1996CZ16cPVVG | 55200 | NE-HVAC-airAC-SpltPkg-240to759kBtuh-11p5eer_SZDEER2017AnyEUn1996CZ16cDXGF | 55199 |  | 87.9 | 0.0871 | 0 | 69.6 | 0.104 | 0 | 87.9 | 0.0871 | 0 | 69.6 | 0.104 | 0 | 1930 | 751000 | 1720 | 830000
NE-HVAC-airAC-SpltPkg-240to759kBtuh-11p5eer | DEER2017 | D17 v2 |  | Any | EUn | 2003 | CZ01 | cWtd | Cap-Tons | 1680 | 766800 | None | 43.8 | 0.0689 | 0 | 43.8 | 0.0689 | 0 | 43.8 | 0.0689 | 0 | 43.8 | 0.0689 | 0 | DEER:HVAC_Split-Package_AC | Annual | 1719 | 43.78 | 0.06894 | 0 | 43.78 | 0.06894 | 0 | NE-HVAC-airAC-SpltPkg-240to759kBtuh-11p5eer_MZDEER2017AnyEUn2003CZ01cPVVG | 76530 | NE-HVAC-airAC-SpltPkg-240to759kBtuh-11p5eer_SZDEER2017AnyEUn2003CZ01cDXGF | 76529 |  | 50 | 0.0649 | 0 | 18.9 | 0.0851 | 0 | 50 | 0.0649 | 0 | 18.9 | 0.0851 | 0 | 1720 | 751000 | 1520 | 830000
NE-HVAC-airAC-SpltPkg-240to759kBtuh-11p5eer | DEER2017 | D17 v2 |  | Any | EUn | 2003 | CZ02 | cWtd | Cap-Tons | 2432 | 766800 | None | 98.9 | 0.112 | 0 | 98.9 | 0.112 | 0 | 98.9 | 0.112 | 0 | 98.9 | 0.112 | 0 | DEER:HVAC_Split-Package_AC | Annual | 1719 | 98.94 | 0.1116 | 0 | 98.94 | 0.1116 | 0 | NE-HVAC-airAC-SpltPkg-240to759kBtuh-11p5eer_MZDEER2017AnyEUn2003CZ02cPVVG | 76532 | NE-HVAC-airAC-SpltPkg-240to759kBtuh-11p5eer_SZDEER2017AnyEUn2003CZ02cDXGF | 76531 |  | 104 | 0.106 | 0 | 78.7 | 0.134 | 0 | 104 | 0.106 | 0 | 78.7 | 0.134 | 0 | 2460 | 751000 | 2320 | 830000
NE-HVAC-airAC-SpltPkg-240to759kBtuh-11p5eer | DEER2017 | D17 v2 |  | Any | EUn | 2003 | CZ03 | cWtd | Cap-Tons | 2030 | 766800 | None | 90.7 | 0.0799 | 0 | 90.7 | 0.0799 | 0 | 90.7 | 0.0799 | 0 | 90.7 | 0.0799 | 0 | DEER:HVAC_Split-Package_AC | Annual | 1719 | 90.72 | 0.07986 | 0 | 90.72 | 0.07986 | 0 | NE-HVAC-airAC-SpltPkg-240to759kBtuh-11p5eer_MZDEER2017AnyEUn2003CZ03cPVVG | 76534 | NE-HVAC-airAC-SpltPkg-240to759kBtuh-11p5eer_SZDEER2017AnyEUn2003CZ03cDXGF | 76533 |  | 99 | 0.0766 | 0 | 57.6 | 0.0929 | 0 | 99 | 0.0766 | 0 | 57.6 | 0.0929 | 0 | 2070 | 751000 | 1870 | 830000
NE-HVAC-airAC-SpltPkg-240to759kBtuh-11p5eer | DEER2017 | D17 v2 |  | Any | EUn | 2003 | CZ04 | cWtd | Cap-Tons | 2418 | 766800 | None | 121 | 0.131 | 0 | 121 | 0.131 | 0 | 121 | 0.131 | 0 | 121 | 0.131 | 0 | DEER:HVAC_Split-Package_AC | Annual | 1719 | 121.16 | 0.1314 | 0 | 121.16 | 0.1314 | 0 | NE-HVAC-airAC-SpltPkg-240to759kBtuh-11p5eer_MZDEER2017AnyEUn2003CZ04cPVVG | 76536 | NE-HVAC-airAC-SpltPkg-240to759kBtuh-11p5eer_SZDEER2017AnyEUn2003CZ04cDXGF | 76535 |  | 128 | 0.124 | 0 | 93.8 | 0.161 | 0 | 128 | 0.124 | 0 | 93.8 | 0.161 | 0 | 2450 | 751000 | 2290 | 830000
NE-HVAC-airAC-SpltPkg-240to759kBtuh-11p5eer | DEER2017 | D17 v2 |  | Any | EUn | 2003 | CZ05 | cWtd | Cap-Tons | 1888 | 766800 | None | 98.3 | 0.0871 | 0 | 98.3 | 0.0871 | 0 | 98.3 | 0.0871 | 0 | 98.3 | 0.0871 | 0 | DEER:HVAC_Split-Package_AC | Annual | 1719 | 98.3 | 0.08708 | 0 | 98.3 | 0.08708 | 0 | NE-HVAC-airAC-SpltPkg-240to759kBtuh-11p5eer_MZDEER2017AnyEUn2003CZ05cPVVG | 76538 | NE-HVAC-airAC-SpltPkg-240to759kBtuh-11p5eer_SZDEER2017AnyEUn2003CZ05cDXGF | 76537 |  | 106 | 0.0816 | 0 | 67.5 | 0.109 | 0 | 106 | 0.0816 | 0 | 67.5 | 0.109 | 0 | 1930 | 751000 | 1720 | 830000
NE-HVAC-airAC-SpltPkg-240to759kBtuh-11p5eer | DEER2017 | D17 v2 |  | Any | EUn | 2003 | CZ06 | cWtd | Cap-Tons | 2268 | 766800 | None | 148 | 0.115 | 0 | 148 | 0.115 | 0 | 148 | 0.115 | 0 | 148 | 0.115 | 0 | DEER:HVAC_Split-Package_AC | Annual | 1719 | 148.2 | 0.1148 | 0 | 148.2 | 0.1148 | 0 | NE-HVAC-airAC-SpltPkg-240to759kBtuh-11p5eer_MZDEER2017AnyEUn2003CZ06cPVVG | 76540 | NE-HVAC-airAC-SpltPkg-240to759kBtuh-11p5eer_SZDEER2017AnyEUn2003CZ06cDXGF | 76539 |  | 158 | 0.109 | 0 | 109 | 0.138 | 0 | 158 | 0.109 | 0 | 109 | 0.138 | 0 | 2290 | 751000 | 2180 | 830000
NE-HVAC-airAC-SpltPkg-240to759kBtuh-11p5eer | DEER2017 | D17 v2 |  | Any | EUn | 2003 | CZ07 | cWtd | Cap-Tons | 1840 | 766800 | None | 169 | 0.126 | 0 | 169 | 0.126 | 0 | 169 | 0.126 | 0 | 169 | 0.126 | 0 | DEER:HVAC_Split-Package_AC | Annual | 1719 | 168.6 | 0.126 | 0 | 168.6 | 0.126 | 0 | NE-HVAC-airAC-SpltPkg-240to759kBtuh-11p5eer_MZDEER2017AnyEUn2003CZ07cPVVG | 76542 | NE-HVAC-airAC-SpltPkg-240to759kBtuh-11p5eer_SZDEER2017AnyEUn2003CZ07cDXGF | 76541 |  | 177 | 0.12 | 0 | 135 | 0.15 | 0 | 177 | 0.12 | 0 | 135 | 0.15 | 0 | 1870 | 751000 | 1720 | 830000
NE-HVAC-airAC-SpltPkg-240to759kBtuh-11p5eer | DEER2017 | D17 v2 |  | Any | EUn | 2003 | CZ08 | cWtd | Cap-Tons | 2494 | 766800 | None | 156 | 0.124 | 0 | 156 | 0.124 | 0 | 156 | 0.124 | 0 | 156 | 0.124 | 0 | DEER:HVAC_Split-Package_AC | Annual | 1719 | 155.6 | 0.1242 | 0 | 155.6 | 0.1242 | 0 | NE-HVAC-airAC-SpltPkg-240to759kBtuh-11p5eer_MZDEER2017AnyEUn2003CZ08cPVVG | 76544 | NE-HVAC-airAC-SpltPkg-240to759kBtuh-11p5eer_SZDEER2017AnyEUn2003CZ08cDXGF | 76543 |  | 164 | 0.118 | 0 | 122 | 0.149 | 0 | 164 | 0.118 | 0 | 122 | 0.149 | 0 | 2530 | 751000 | 2350 | 830000
NE-HVAC-airAC-SpltPkg-240to759kBtuh-11p5eer | DEER2017 | D17 v2 |  | Any | EUn | 2003 | CZ09 | cWtd | Cap-Tons | 3116 | 766800 | None | 139 | 0.142 | 0 | 139 | 0.142 | 0 | 139 | 0.142 | 0 | 139 | 0.142 | 0 | DEER:HVAC_Split-Package_AC | Annual | 1719 | 139 | 0.1422 | 0 | 139 | 0.1422 | 0 | NE-HVAC-airAC-SpltPkg-240to759kBtuh-11p5eer_MZDEER2017AnyEUn2003CZ09cPVVG | 76546 | NE-HVAC-airAC-SpltPkg-240to759kBtuh-11p5eer_SZDEER2017AnyEUn2003CZ09cDXGF | 76545 |  | 148 | 0.136 | 0 | 103 | 0.167 | 0 | 148 | 0.136 | 0 | 103 | 0.167 | 0 | 3130 | 751000 | 3060 | 830000
NE-HVAC-airAC-SpltPkg-240to759kBtuh-11p5eer | DEER2017 | D17 v2 |  | Any | EUn | 2003 | CZ10 | cWtd | Cap-Tons | 2672 | 766800 | None | 153 | 0.159 | 0 | 153 | 0.159 | 0 | 153 | 0.159 | 0 | 153 | 0.159 | 0 | DEER:HVAC_Split-Package_AC | Annual | 1719 | 152.8 | 0.1592 | 0 | 152.8 | 0.1592 | 0 | NE-HVAC-airAC-SpltPkg-240to759kBtuh-11p5eer_MZDEER2017AnyEUn2003CZ10cPVVG | 76548 | NE-HVAC-airAC-SpltPkg-240to759kBtuh-11p5eer_SZDEER2017AnyEUn2003CZ10cDXGF | 76547 |  | 159 | 0.152 | 0 | 128 | 0.188 | 0 | 159 | 0.152 | 0 | 128 | 0.188 | 0 | 2690 | 751000 | 2600 | 830000
NE-HVAC-airAC-SpltPkg-240to759kBtuh-11p5eer | DEER2017 | D17 v2 |  | Any | EUn | 2003 | CZ11 | cWtd | Cap-Tons | 2456 | 766800 | None | 153 | 0.123 | 0 | 153 | 0.123 | 0 | 153 | 0.123 | 0 | 153 | 0.123 | 0 | DEER:HVAC_Split-Package_AC | Annual | 1719 | 153 | 0.123 | 0 | 153 | 0.123 | 0 | NE-HVAC-airAC-SpltPkg-240to759kBtuh-11p5eer_MZDEER2017AnyEUn2003CZ11cPVVG | 76550 | NE-HVAC-airAC-SpltPkg-240to759kBtuh-11p5eer_SZDEER2017AnyEUn2003CZ11cDXGF | 76549 |  | 155 | 0.117 | 0 | 145 | 0.147 | 0 | 155 | 0.117 | 0 | 145 | 0.147 | 0 | 2480 | 751000 | 2360 | 830000
NE-HVAC-airAC-SpltPkg-240to759kBtuh-11p5eer | DEER2017 | D17 v2 |  | Any | EUn | 2003 | CZ12 | cWtd | Cap-Tons | 2526 | 766800 | None | 128 | 0.118 | 0 | 128 | 0.118 | 0 | 128 | 0.118 | 0 | 128 | 0.118 | 0 | DEER:HVAC_Split-Package_AC | Annual | 1719 | 128.2 | 0.1176 | 0 | 128.2 | 0.1176 | 0 | NE-HVAC-airAC-SpltPkg-240to759kBtuh-11p5eer_MZDEER2017AnyEUn2003CZ12cPVVG | 76552 | NE-HVAC-airAC-SpltPkg-240to759kBtuh-11p5eer_SZDEER2017AnyEUn2003CZ12cDXGF | 76551 |  | 132 | 0.112 | 0 | 113 | 0.14 | 0 | 132 | 0.112 | 0 | 113 | 0.14 | 0 | 2550 | 751000 | 2430 | 830000
NE-HVAC-airAC-SpltPkg-240to759kBtuh-11p5eer | DEER2017 | D17 v2 |  | Any | EUn | 2003 | CZ13 | cWtd | Cap-Tons | 2658 | 766800 | None | 150 | 0.116 | 0 | 150 | 0.116 | 0 | 150 | 0.116 | 0 | 150 | 0.116 | 0 | DEER:HVAC_Split-Package_AC | Annual | 1719 | 149.6 | 0.1162 | 0 | 149.6 | 0.1162 | 0 | NE-HVAC-airAC-SpltPkg-240to759kBtuh-11p5eer_MZDEER2017AnyEUn2003CZ13cPVVG | 76554 | NE-HVAC-airAC-SpltPkg-240to759kBtuh-11p5eer_SZDEER2017AnyEUn2003CZ13cDXGF | 76553 |  | 152 | 0.11 | 0 | 140 | 0.141 | 0 | 152 | 0.11 | 0 | 140 | 0.141 | 0 | 2680 | 751000 | 2570 | 830000
NE-HVAC-airAC-SpltPkg-240to759kBtuh-11p5eer | DEER2017 | D17 v2 |  | Any | EUn | 2003 | CZ14 | cWtd | Cap-Tons | 2484 | 766800 | None | 157 | 0.151 | 0 | 157 | 0.151 | 0 | 157 | 0.151 | 0 | 157 | 0.151 | 0 | DEER:HVAC_Split-Package_AC | Annual | 1719 | 156.8 | 0.1506 | 0 | 156.8 | 0.1506 | 0 | NE-HVAC-airAC-SpltPkg-240to759kBtuh-11p5eer_MZDEER2017AnyEUn2003CZ14cPVVG | 76556 | NE-HVAC-airAC-SpltPkg-240to759kBtuh-11p5eer_SZDEER2017AnyEUn2003CZ14cDXGF | 76555 |  | 159 | 0.143 | 0 | 148 | 0.181 | 0 | 159 | 0.143 | 0 | 148 | 0.181 | 0 | 2510 | 751000 | 2380 | 830000
NE-HVAC-airAC-SpltPkg-240to759kBtuh-11p5eer | DEER2017 | D17 v2 |  | Any | EUn | 2003 | CZ15 | cWtd | Cap-Tons | 2936 | 766800 | None | 245 | 0.154 | 0 | 245 | 0.154 | 0 | 245 | 0.154 | 0 | 245 | 0.154 | 0 | DEER:HVAC_Split-Package_AC | Annual | 1719 | 245.2 | 0.154 | 0 | 245.2 | 0.154 | 0 | NE-HVAC-airAC-SpltPkg-240to759kBtuh-11p5eer_MZDEER2017AnyEUn2003CZ15cPVVG | 76558 | NE-HVAC-airAC-SpltPkg-240to759kBtuh-11p5eer_SZDEER2017AnyEUn2003CZ15cDXGF | 76557 |  | 245 | 0.146 | 0 | 246 | 0.186 | 0 | 245 | 0.146 | 0 | 246 | 0.186 | 0 | 2950 | 751000 | 2880 | 830000
NE-HVAC-airAC-SpltPkg-240to759kBtuh-11p5eer | DEER2017 | D17 v2 |  | Any | EUn | 2003 | CZ16 | cWtd | Cap-Tons | 1706 | 766800 | None | 87.9 | 0.0881 | 0 | 87.9 | 0.0881 | 0 | 87.9 | 0.0881 | 0 | 87.9 | 0.0881 | 0 | DEER:HVAC_Split-Package_AC | Annual | 1719 | 87.92 | 0.08812 | 0 | 87.92 | 0.08812 | 0 | NE-HVAC-airAC-SpltPkg-240to759kBtuh-11p5eer_MZDEER2017AnyEUn2003CZ16cPVVG | 76560 | NE-HVAC-airAC-SpltPkg-240to759kBtuh-11p5eer_SZDEER2017AnyEUn2003CZ16cDXGF | 76559 |  | 91.2 | 0.0839 | 0 | 74.8 | 0.105 | 0 | 91.2 | 0.0839 | 0 | 74.8 | 0.105 | 0 | 1730 | 751000 | 1610 | 830000
NE-HVAC-airAC-SpltPkg-240to759kBtuh-11p5eer | DEER2017 | D17 v2 |  | Any | EUn | 2007 | CZ01 | cWtd | Cap-Tons | 1658 | 766800 | None | 43.4 | 0.0686 | 0 | 43.4 | 0.0686 | 0 | 43.4 | 0.0686 | 0 | 43.4 | 0.0686 | 0 | DEER:HVAC_Split-Package_AC | Annual | 1719 | 43.44 | 0.06856 | 0 | 43.44 | 0.06856 | 0 | NE-HVAC-airAC-SpltPkg-240to759kBtuh-11p5eer_MZDEER2017AnyEUn2007CZ01cPVVG | 97890 | NE-HVAC-airAC-SpltPkg-240to759kBtuh-11p5eer_SZDEER2017AnyEUn2007CZ01cDXGF | 97889 |  | 49.7 | 0.0646 | 0 | 18.4 | 0.0844 | 0 | 49.7 | 0.0646 | 0 | 18.4 | 0.0844 | 0 | 1700 | 751000 | 1490 | 830000
NE-HVAC-airAC-SpltPkg-240to759kBtuh-11p5eer | DEER2017 | D17 v2 |  | Any | EUn | 2007 | CZ02 | cWtd | Cap-Tons | 2412 | 766800 | None | 98.8 | 0.112 | 0 | 98.8 | 0.112 | 0 | 98.8 | 0.112 | 0 | 98.8 | 0.112 | 0 | DEER:HVAC_Split-Package_AC | Annual | 1719 | 98.8 | 0.1116 | 0 | 98.8 | 0.1116 | 0 | NE-HVAC-airAC-SpltPkg-240to759kBtuh-11p5eer_MZDEER2017AnyEUn2007CZ02cPVVG | 97892 | NE-HVAC-airAC-SpltPkg-240to759kBtuh-11p5eer_SZDEER2017AnyEUn2007CZ02cDXGF | 97891 |  | 104 | 0.106 | 0 | 78 | 0.134 | 0 | 104 | 0.106 | 0 | 78 | 0.134 | 0 | 2440 | 751000 | 2300 | 830000
NE-HVAC-airAC-SpltPkg-240to759kBtuh-11p5eer | DEER2017 | D17 v2 |  | Any | EUn | 2007 | CZ03 | cWtd | Cap-Tons | 2016 | 766800 | None | 90.2 | 0.0795 | 0 | 90.2 | 0.0795 | 0 | 90.2 | 0.0795 | 0 | 90.2 | 0.0795 | 0 | DEER:HVAC_Split-Package_AC | Annual | 1719 | 90.16 | 0.0795 | 0 | 90.16 | 0.0795 | 0 | NE-HVAC-airAC-SpltPkg-240to759kBtuh-11p5eer_MZDEER2017AnyEUn2007CZ03cPVVG | 97894 | NE-HVAC-airAC-SpltPkg-240to759kBtuh-11p5eer_SZDEER2017AnyEUn2007CZ03cDXGF | 97893 |  | 98.5 | 0.0763 | 0 | 56.8 | 0.0923 | 0 | 98.5 | 0.0763 | 0 | 56.8 | 0.0923 | 0 | 2060 | 751000 | 1840 | 830000
NE-HVAC-airAC-SpltPkg-240to759kBtuh-11p5eer | DEER2017 | D17 v2 |  | Any | EUn | 2007 | CZ04 | cWtd | Cap-Tons | 2398 | 766800 | None | 121 | 0.131 | 0 | 121 | 0.131 | 0 | 121 | 0.131 | 0 | 121 | 0.131 | 0 | DEER:HVAC_Split-Package_AC | Annual | 1719 | 121 | 0.1312 | 0 | 121 | 0.1312 | 0 | NE-HVAC-airAC-SpltPkg-240to759kBtuh-11p5eer_MZDEER2017AnyEUn2007CZ04cPVVG | 97896 | NE-HVAC-airAC-SpltPkg-240to759kBtuh-11p5eer_SZDEER2017AnyEUn2007CZ04cDXGF | 97895 |  | 128 | 0.124 | 0 | 93 | 0.16 | 0 | 128 | 0.124 | 0 | 93 | 0.16 | 0 | 2430 | 751000 | 2270 | 830000
NE-HVAC-airAC-SpltPkg-240to759kBtuh-11p5eer | DEER2017 | D17 v2 |  | Any | EUn | 2007 | CZ05 | cWtd | Cap-Tons | 1868 | 766800 | None | 97.3 | 0.0865 | 0 | 97.3 | 0.0865 | 0 | 97.3 | 0.0865 | 0 | 97.3 | 0.0865 | 0 | DEER:HVAC_Split-Package_AC | Annual | 1719 | 97.3 | 0.08648 | 0 | 97.3 | 0.08648 | 0 | NE-HVAC-airAC-SpltPkg-240to759kBtuh-11p5eer_MZDEER2017AnyEUn2007CZ05cPVVG | 97898 | NE-HVAC-airAC-SpltPkg-240to759kBtuh-11p5eer_SZDEER2017AnyEUn2007CZ05cDXGF | 97897 |  | 105 | 0.0811 | 0 | 66.5 | 0.108 | 0 | 105 | 0.0811 | 0 | 66.5 | 0.108 | 0 | 1910 | 751000 | 1700 | 830000
NE-HVAC-airAC-SpltPkg-240to759kBtuh-11p5eer | DEER2017 | D17 v2 |  | Any | EUn | 2007 | CZ06 | cWtd | Cap-Tons | 2248 | 766800 | None | 148 | 0.115 | 0 | 148 | 0.115 | 0 | 148 | 0.115 | 0 | 148 | 0.115 | 0 | DEER:HVAC_Split-Package_AC | Annual | 1719 | 148 | 0.1148 | 0 | 148 | 0.1148 | 0 | NE-HVAC-airAC-SpltPkg-240to759kBtuh-11p5eer_MZDEER2017AnyEUn2007CZ06cPVVG | 97900 | NE-HVAC-airAC-SpltPkg-240to759kBtuh-11p5eer_SZDEER2017AnyEUn2007CZ06cDXGF | 97899 |  | 158 | 0.109 | 0 | 108 | 0.138 | 0 | 158 | 0.109 | 0 | 108 | 0.138 | 0 | 2270 | 751000 | 2160 | 830000
NE-HVAC-airAC-SpltPkg-240to759kBtuh-11p5eer | DEER2017 | D17 v2 |  | Any | EUn | 2007 | CZ07 | cWtd | Cap-Tons | 1820 | 766800 | None | 168 | 0.126 | 0 | 168 | 0.126 | 0 | 168 | 0.126 | 0 | 168 | 0.126 | 0 | DEER:HVAC_Split-Package_AC | Annual | 1719 | 167.6 | 0.126 | 0 | 167.6 | 0.126 | 0 | NE-HVAC-airAC-SpltPkg-240to759kBtuh-11p5eer_MZDEER2017AnyEUn2007CZ07cPVVG | 97902 | NE-HVAC-airAC-SpltPkg-240to759kBtuh-11p5eer_SZDEER2017AnyEUn2007CZ07cDXGF | 97901 |  | 176 | 0.12 | 0 | 134 | 0.15 | 0 | 176 | 0.12 | 0 | 134 | 0.15 | 0 | 1850 | 751000 | 1700 | 830000
NE-HVAC-airAC-SpltPkg-240to759kBtuh-11p5eer | DEER2017 | D17 v2 |  | Any | EUn | 2007 | CZ08 | cWtd | Cap-Tons | 2472 | 766800 | None | 155 | 0.124 | 0 | 155 | 0.124 | 0 | 155 | 0.124 | 0 | 155 | 0.124 | 0 | DEER:HVAC_Split-Package_AC | Annual | 1719 | 155.4 | 0.1242 | 0 | 155.4 | 0.1242 | 0 | NE-HVAC-airAC-SpltPkg-240to759kBtuh-11p5eer_MZDEER2017AnyEUn2007CZ08cPVVG | 97904 | NE-HVAC-airAC-SpltPkg-240to759kBtuh-11p5eer_SZDEER2017AnyEUn2007CZ08cDXGF | 97903 |  | 164 | 0.118 | 0 | 121 | 0.149 | 0 | 164 | 0.118 | 0 | 121 | 0.149 | 0 | 2510 | 751000 | 2320 | 830000
NE-HVAC-airAC-SpltPkg-240to759kBtuh-11p5eer | DEER2017 | D17 v2 |  | Any | EUn | 2007 | CZ09 | cWtd | Cap-Tons | 3094 | 766800 | None | 138 | 0.142 | 0 | 138 | 0.142 | 0 | 138 | 0.142 | 0 | 138 | 0.142 | 0 | DEER:HVAC_Split-Package_AC | Annual | 1719 | 138 | 0.1422 | 0 | 138 | 0.1422 | 0 | NE-HVAC-airAC-SpltPkg-240to759kBtuh-11p5eer_MZDEER2017AnyEUn2007CZ09cPVVG | 97906 | NE-HVAC-airAC-SpltPkg-240to759kBtuh-11p5eer_SZDEER2017AnyEUn2007CZ09cDXGF | 97905 |  | 147 | 0.136 | 0 | 102 | 0.167 | 0 | 147 | 0.136 | 0 | 102 | 0.167 | 0 | 3110 | 751000 | 3030 | 830000
NE-HVAC-airAC-SpltPkg-240to759kBtuh-11p5eer | DEER2017 | D17 v2 |  | Any | EUn | 2007 | CZ10 | cWtd | Cap-Tons | 2650 | 766800 | None | 152 | 0.159 | 0 | 152 | 0.159 | 0 | 152 | 0.159 | 0 | 152 | 0.159 | 0 | DEER:HVAC_Split-Package_AC | Annual | 1719 | 151.8 | 0.1592 | 0 | 151.8 | 0.1592 | 0 | NE-HVAC-airAC-SpltPkg-240to759kBtuh-11p5eer_MZDEER2017AnyEUn2007CZ10cPVVG | 97908 | NE-HVAC-airAC-SpltPkg-240to759kBtuh-11p5eer_SZDEER2017AnyEUn2007CZ10cDXGF | 97907 |  | 158 | 0.152 | 0 | 127 | 0.188 | 0 | 158 | 0.152 | 0 | 127 | 0.188 | 0 | 2670 | 751000 | 2570 | 830000
NE-HVAC-airAC-SpltPkg-240to759kBtuh-11p5eer | DEER2017 | D17 v2 |  | Any | EUn | 2007 | CZ11 | cWtd | Cap-Tons | 2434 | 766800 | None | 152 | 0.123 | 0 | 152 | 0.123 | 0 | 152 | 0.123 | 0 | 152 | 0.123 | 0 | DEER:HVAC_Split-Package_AC | Annual | 1719 | 152 | 0.123 | 0 | 152 | 0.123 | 0 | NE-HVAC-airAC-SpltPkg-240to759kBtuh-11p5eer_MZDEER2017AnyEUn2007CZ11cPVVG | 97910 | NE-HVAC-airAC-SpltPkg-240to759kBtuh-11p5eer_SZDEER2017AnyEUn2007CZ11cDXGF | 97909 |  | 154 | 0.117 | 0 | 144 | 0.147 | 0 | 154 | 0.117 | 0 | 144 | 0.147 | 0 | 2460 | 751000 | 2330 | 830000
NE-HVAC-airAC-SpltPkg-240to759kBtuh-11p5eer | DEER2017 | D17 v2 |  | Any | EUn | 2007 | CZ12 | cWtd | Cap-Tons | 2504 | 766800 | None | 127 | 0.118 | 0 | 127 | 0.118 | 0 | 127 | 0.118 | 0 | 127 | 0.118 | 0 | DEER:HVAC_Split-Package_AC | Annual | 1719 | 127.2 | 0.1176 | 0 | 127.2 | 0.1176 | 0 | NE-HVAC-airAC-SpltPkg-240to759kBtuh-11p5eer_MZDEER2017AnyEUn2007CZ12cPVVG | 97912 | NE-HVAC-airAC-SpltPkg-240to759kBtuh-11p5eer_SZDEER2017AnyEUn2007CZ12cDXGF | 97911 |  | 131 | 0.112 | 0 | 112 | 0.14 | 0 | 131 | 0.112 | 0 | 112 | 0.14 | 0 | 2530 | 751000 | 2400 | 830000
NE-HVAC-airAC-SpltPkg-240to759kBtuh-11p5eer | DEER2017 | D17 v2 |  | Any | EUn | 2007 | CZ13 | cWtd | Cap-Tons | 2636 | 766800 | None | 149 | 0.116 | 0 | 149 | 0.116 | 0 | 149 | 0.116 | 0 | 149 | 0.116 | 0 | DEER:HVAC_Split-Package_AC | Annual | 1719 | 148.6 | 0.1162 | 0 | 148.6 | 0.1162 | 0 | NE-HVAC-airAC-SpltPkg-240to759kBtuh-11p5eer_MZDEER2017AnyEUn2007CZ13cPVVG | 97914 | NE-HVAC-airAC-SpltPkg-240to759kBtuh-11p5eer_SZDEER2017AnyEUn2007CZ13cDXGF | 97913 |  | 151 | 0.11 | 0 | 139 | 0.141 | 0 | 151 | 0.11 | 0 | 139 | 0.141 | 0 | 2660 | 751000 | 2540 | 830000
NE-HVAC-airAC-SpltPkg-240to759kBtuh-11p5eer | DEER2017 | D17 v2 |  | Any | EUn | 2007 | CZ14 | cWtd | Cap-Tons | 2462 | 766800 | None | 156 | 0.15 | 0 | 156 | 0.15 | 0 | 156 | 0.15 | 0 | 156 | 0.15 | 0 | DEER:HVAC_Split-Package_AC | Annual | 1719 | 155.8 | 0.1504 | 0 | 155.8 | 0.1504 | 0 | NE-HVAC-airAC-SpltPkg-240to759kBtuh-11p5eer_MZDEER2017AnyEUn2007CZ14cPVVG | 97916 | NE-HVAC-airAC-SpltPkg-240to759kBtuh-11p5eer_SZDEER2017AnyEUn2007CZ14cDXGF | 97915 |  | 158 | 0.143 | 0 | 147 | 0.18 | 0 | 158 | 0.143 | 0 | 147 | 0.18 | 0 | 2490 | 751000 | 2350 | 830000
NE-HVAC-airAC-SpltPkg-240to759kBtuh-11p5eer | DEER2017 | D17 v2 |  | Any | EUn | 2007 | CZ15 | cWtd | Cap-Tons | 2914 | 766800 | None | 245 | 0.154 | 0 | 245 | 0.154 | 0 | 245 | 0.154 | 0 | 245 | 0.154 | 0 | DEER:HVAC_Split-Package_AC | Annual | 1719 | 245.2 | 0.154 | 0 | 245.2 | 0.154 | 0 | NE-HVAC-airAC-SpltPkg-240to759kBtuh-11p5eer_MZDEER2017AnyEUn2007CZ15cPVVG | 97918 | NE-HVAC-airAC-SpltPkg-240to759kBtuh-11p5eer_SZDEER2017AnyEUn2007CZ15cDXGF | 97917 |  | 245 | 0.146 | 0 | 246 | 0.186 | 0 | 245 | 0.146 | 0 | 246 | 0.186 | 0 | 2930 | 751000 | 2850 | 830000
NE-HVAC-airAC-SpltPkg-240to759kBtuh-11p5eer | DEER2017 | D17 v2 |  | Any | EUn | 2007 | CZ16 | cWtd | Cap-Tons | 1694 | 766800 | None | 87.7 | 0.0878 | 0 | 87.7 | 0.0878 | 0 | 87.7 | 0.0878 | 0 | 87.7 | 0.0878 | 0 | DEER:HVAC_Split-Package_AC | Annual | 1719 | 87.72 | 0.08776 | 0 | 87.72 | 0.08776 | 0 | NE-HVAC-airAC-SpltPkg-240to759kBtuh-11p5eer_MZDEER2017AnyEUn2007CZ16cPVVG | 97920 | NE-HVAC-airAC-SpltPkg-240to759kBtuh-11p5eer_SZDEER2017AnyEUn2007CZ16cDXGF | 97919 |  | 91.1 | 0.0837 | 0 | 74.2 | 0.104 | 0 | 91.1 | 0.0837 | 0 | 74.2 | 0.104 | 0 | 1720 | 751000 | 1590 | 830000
NE-HVAC-airAC-SpltPkg-240to759kBtuh-11p5eer | DEER2017 | D17 v2 |  | Any | EUn | 2011 | CZ01 | cWtd | Cap-Tons | 1630 | 766800 | None | 129 | 0.0744 | -0.103 | 44 | 0.0687 | 0 | 129 | 0.0744 | -0.103 | 44 | 0.0687 | 0 | DEER:HVAC_Split-Package_AC | Annual | 1719 | 128.64 | 0.07436 | -0.1028 | 43.98 | 0.06866 | 0 | NE-HVAC-airAC-SpltPkg-240to759kBtuh-11p5eer_MZDEER2017AnyEUn2011CZ01cPVVG | 119250 | NE-HVAC-airAC-SpltPkg-240to759kBtuh-11p5eer_SZDEER2017AnyEUn2011CZ01cDXGF | 119249 |  | 50.3 | 0.0647 | 0 | 442 | 0.113 | -0.514 | 50.3 | 0.0647 | 0 | 18.7 | 0.0845 | 0 | 1670 | 751000 | 1470 | 830000
NE-HVAC-airAC-SpltPkg-240to759kBtuh-11p5eer | DEER2017 | D17 v2 |  | Any | EUn | 2011 | CZ02 | cWtd | Cap-Tons | 2366 | 766800 | None | 194 | 0.141 | -0.964 | 98.8 | 0.111 | 0 | 194 | 0.141 | -0.964 | 98.8 | 0.111 | 0 | DEER:HVAC_Split-Package_AC | Annual | 1719 | 193.8 | 0.141 | -0.964 | 98.8 | 0.1114 | 0 | NE-HVAC-airAC-SpltPkg-240to759kBtuh-11p5eer_MZDEER2017AnyEUn2011CZ02cPVVG | 119252 | NE-HVAC-airAC-SpltPkg-240to759kBtuh-11p5eer_SZDEER2017AnyEUn2011CZ02cDXGF | 119251 |  | 104 | 0.106 | 0 | 553 | 0.281 | -4.82 | 104 | 0.106 | 0 | 78 | 0.133 | 0 | 2390 | 751000 | 2270 | 830000
NE-HVAC-airAC-SpltPkg-240to759kBtuh-11p5eer | DEER2017 | D17 v2 |  | Any | EUn | 2011 | CZ03 | cWtd | Cap-Tons | 1970 | 766800 | None | 175 | 0.109 | -0.29 | 91.1 | 0.0799 | 0 | 175 | 0.109 | -0.29 | 91.1 | 0.0799 | 0 | DEER:HVAC_Split-Package_AC | Annual | 1719 | 174.92 | 0.10936 | -0.29 | 91.06 | 0.07994 | 0 | NE-HVAC-airAC-SpltPkg-240to759kBtuh-11p5eer_MZDEER2017AnyEUn2011CZ03cPVVG | 119254 | NE-HVAC-airAC-SpltPkg-240to759kBtuh-11p5eer_SZDEER2017AnyEUn2011CZ03cDXGF | 119253 |  | 99.4 | 0.0767 | 0 | 477 | 0.24 | -1.45 | 99.4 | 0.0767 | 0 | 57.7 | 0.0929 | 0 | 2010 | 751000 | 1810 | 830000
NE-HVAC-airAC-SpltPkg-240to759kBtuh-11p5eer | DEER2017 | D17 v2 |  | Any | EUn | 2011 | CZ04 | cWtd | Cap-Tons | 2350 | 766800 | None | 223 | 0.151 | -0.528 | 121 | 0.131 | 0 | 223 | 0.151 | -0.528 | 121 | 0.131 | 0 | DEER:HVAC_Split-Package_AC | Annual | 1719 | 223 | 0.1514 | -0.528 | 121.06 | 0.1312 | 0 | NE-HVAC-airAC-SpltPkg-240to759kBtuh-11p5eer_MZDEER2017AnyEUn2011CZ04cPVVG | 119256 | NE-HVAC-airAC-SpltPkg-240to759kBtuh-11p5eer_SZDEER2017AnyEUn2011CZ04cDXGF | 119255 |  | 128 | 0.124 | 0 | 603 | 0.261 | -2.64 | 128 | 0.124 | 0 | 93.3 | 0.16 | 0 | 2380 | 751000 | 2230 | 830000
NE-HVAC-airAC-SpltPkg-240to759kBtuh-11p5eer | DEER2017 | D17 v2 |  | Any | EUn | 2011 | CZ05 | cWtd | Cap-Tons | 1830 | 766800 | None | 180 | 0.11 | -0.113 | 98.4 | 0.0868 | 0 | 180 | 0.11 | -0.113 | 98.4 | 0.0868 | 0 | DEER:HVAC_Split-Package_AC | Annual | 1719 | 180 | 0.11 | -0.1132 | 98.38 | 0.0868 | 0 | NE-HVAC-airAC-SpltPkg-240to759kBtuh-11p5eer_MZDEER2017AnyEUn2011CZ05cPVVG | 119258 | NE-HVAC-airAC-SpltPkg-240to759kBtuh-11p5eer_SZDEER2017AnyEUn2011CZ05cDXGF | 119257 |  | 106 | 0.0815 | 0 | 476 | 0.224 | -0.566 | 106 | 0.0815 | 0 | 67.9 | 0.108 | 0 | 1870 | 751000 | 1670 | 830000
NE-HVAC-airAC-SpltPkg-240to759kBtuh-11p5eer | DEER2017 | D17 v2 |  | Any | EUn | 2011 | CZ06 | cWtd | Cap-Tons | 2218 | 766800 | None | 238 | 0.133 | -0.181 | 148 | 0.115 | 0 | 238 | 0.133 | -0.181 | 148 | 0.115 | 0 | DEER:HVAC_Split-Package_AC | Annual | 1719 | 237.6 | 0.1334 | -0.1808 | 148 | 0.1146 | 0 | NE-HVAC-airAC-SpltPkg-240to759kBtuh-11p5eer_MZDEER2017AnyEUn2011CZ06cPVVG | 119260 | NE-HVAC-airAC-SpltPkg-240to759kBtuh-11p5eer_SZDEER2017AnyEUn2011CZ06cDXGF | 119259 |  | 158 | 0.109 | 0 | 556 | 0.231 | -0.904 | 158 | 0.109 | 0 | 108 | 0.137 | 0 | 2240 | 751000 | 2130 | 830000
NE-HVAC-airAC-SpltPkg-240to759kBtuh-11p5eer | DEER2017 | D17 v2 |  | Any | EUn | 2011 | CZ07 | cWtd | Cap-Tons | 1782 | 766800 | None | 239 | 0.133 | 0.142 | 169 | 0.126 | 0 | 239 | 0.133 | 0.142 | 169 | 0.126 | 0 | DEER:HVAC_Split-Package_AC | Annual | 1719 | 239 | 0.1332 | 0.1422 | 168.6 | 0.126 | 0 | NE-HVAC-airAC-SpltPkg-240to759kBtuh-11p5eer_MZDEER2017AnyEUn2011CZ07cPVVG | 119262 | NE-HVAC-airAC-SpltPkg-240to759kBtuh-11p5eer_SZDEER2017AnyEUn2011CZ07cDXGF | 119261 |  | 177 | 0.12 | 0 | 487 | 0.186 | 0.711 | 177 | 0.12 | 0 | 135 | 0.15 | 0 | 1810 | 751000 | 1670 | 830000
NE-HVAC-airAC-SpltPkg-240to759kBtuh-11p5eer | DEER2017 | D17 v2 |  | Any | EUn | 2011 | CZ08 | cWtd | Cap-Tons | 2418 | 766800 | None | 254 | 0.143 | -0.172 | 156 | 0.124 | 0 | 254 | 0.143 | -0.172 | 156 | 0.124 | 0 | DEER:HVAC_Split-Package_AC | Annual | 1719 | 254.2 | 0.1434 | -0.1718 | 155.6 | 0.124 | 0 | NE-HVAC-airAC-SpltPkg-240to759kBtuh-11p5eer_MZDEER2017AnyEUn2011CZ08cPVVG | 119264 | NE-HVAC-airAC-SpltPkg-240to759kBtuh-11p5eer_SZDEER2017AnyEUn2011CZ08cDXGF | 119263 |  | 164 | 0.118 | 0 | 615 | 0.245 | -0.859 | 164 | 0.118 | 0 | 122 | 0.148 | 0 | 2450 | 751000 | 2290 | 830000
NE-HVAC-airAC-SpltPkg-240to759kBtuh-11p5eer | DEER2017 | D17 v2 |  | Any | EUn | 2011 | CZ09 | cWtd | Cap-Tons | 3028 | 766800 | None | 249 | 0.165 | -0.478 | 138 | 0.142 | 0 | 249 | 0.165 | -0.478 | 138 | 0.142 | 0 | DEER:HVAC_Split-Package_AC | Annual | 1719 | 248.6 | 0.1654 | -0.478 | 138 | 0.142 | 0 | NE-HVAC-airAC-SpltPkg-240to759kBtuh-11p5eer_MZDEER2017AnyEUn2011CZ09cPVVG | 119266 | NE-HVAC-airAC-SpltPkg-240to759kBtuh-11p5eer_SZDEER2017AnyEUn2011CZ09cDXGF | 119265 |  | 147 | 0.136 | 0 | 655 | 0.283 | -2.39 | 147 | 0.136 | 0 | 102 | 0.166 | 0 | 3040 | 751000 | 2980 | 830000
NE-HVAC-airAC-SpltPkg-240to759kBtuh-11p5eer | DEER2017 | D17 v2 |  | Any | EUn | 2011 | CZ10 | cWtd | Cap-Tons | 2602 | 766800 | None | 259 | 0.178 | -0.438 | 152 | 0.159 | 0 | 259 | 0.178 | -0.438 | 152 | 0.159 | 0 | DEER:HVAC_Split-Package_AC | Annual | 1719 | 258.8 | 0.178 | -0.438 | 151.8 | 0.1592 | 0 | NE-HVAC-airAC-SpltPkg-240to759kBtuh-11p5eer_MZDEER2017AnyEUn2011CZ10cPVVG | 119268 | NE-HVAC-airAC-SpltPkg-240to759kBtuh-11p5eer_SZDEER2017AnyEUn2011CZ10cDXGF | 119267 |  | 158 | 0.152 | 0 | 662 | 0.282 | -2.19 | 158 | 0.152 | 0 | 127 | 0.188 | 0 | 2620 | 751000 | 2530 | 830000
NE-HVAC-airAC-SpltPkg-240to759kBtuh-11p5eer | DEER2017 | D17 v2 |  | Any | EUn | 2011 | CZ11 | cWtd | Cap-Tons | 2378 | 766800 | None | 258 | 0.153 | -0.94 | 153 | 0.123 | 0 | 258 | 0.153 | -0.94 | 153 | 0.123 | 0 | DEER:HVAC_Split-Package_AC | Annual | 1719 | 258.2 | 0.1528 | -0.94 | 152.8 | 0.1228 | 0 | NE-HVAC-airAC-SpltPkg-240to759kBtuh-11p5eer_MZDEER2017AnyEUn2011CZ11cPVVG | 119270 | NE-HVAC-airAC-SpltPkg-240to759kBtuh-11p5eer_SZDEER2017AnyEUn2011CZ11cDXGF | 119269 |  | 155 | 0.117 | 0 | 671 | 0.296 | -4.7 | 155 | 0.117 | 0 | 144 | 0.146 | 0 | 2400 | 751000 | 2290 | 830000
NE-HVAC-airAC-SpltPkg-240to759kBtuh-11p5eer | DEER2017 | D17 v2 |  | Any | EUn | 2011 | CZ12 | cWtd | Cap-Tons | 2448 | 766800 | None | 235 | 0.146 | -0.934 | 127 | 0.117 | 0 | 235 | 0.146 | -0.934 | 127 | 0.117 | 0 | DEER:HVAC_Split-Package_AC | Annual | 1719 | 234.6 | 0.1458 | -0.934 | 127.2 | 0.1174 | 0 | NE-HVAC-airAC-SpltPkg-240to759kBtuh-11p5eer_MZDEER2017AnyEUn2011CZ12cPVVG | 119272 | NE-HVAC-airAC-SpltPkg-240to759kBtuh-11p5eer_SZDEER2017AnyEUn2011CZ12cDXGF | 119271 |  | 131 | 0.112 | 0 | 649 | 0.281 | -4.67 | 131 | 0.112 | 0 | 112 | 0.139 | 0 | 2470 | 751000 | 2360 | 830000
NE-HVAC-airAC-SpltPkg-240to759kBtuh-11p5eer | DEER2017 | D17 v2 |  | Any | EUn | 2011 | CZ13 | cWtd | Cap-Tons | 2580 | 766800 | None | 254 | 0.142 | -0.916 | 148 | 0.116 | 0 | 254 | 0.142 | -0.916 | 148 | 0.116 | 0 | DEER:HVAC_Split-Package_AC | Annual | 1719 | 253.6 | 0.1424 | -0.916 | 148.4 | 0.116 | 0 | NE-HVAC-airAC-SpltPkg-240to759kBtuh-11p5eer_MZDEER2017AnyEUn2011CZ13cPVVG | 119274 | NE-HVAC-airAC-SpltPkg-240to759kBtuh-11p5eer_SZDEER2017AnyEUn2011CZ13cDXGF | 119273 |  | 151 | 0.11 | 0 | 664 | 0.272 | -4.58 | 151 | 0.11 | 0 | 138 | 0.14 | 0 | 2600 | 751000 | 2500 | 830000
NE-HVAC-airAC-SpltPkg-240to759kBtuh-11p5eer | DEER2017 | D17 v2 |  | Any | EUn | 2011 | CZ14 | cWtd | Cap-Tons | 2406 | 766800 | None | 264 | 0.167 | -0.828 | 156 | 0.15 | 0 | 264 | 0.167 | -0.828 | 156 | 0.15 | 0 | DEER:HVAC_Split-Package_AC | Annual | 1719 | 263.8 | 0.1666 | -0.828 | 155.8 | 0.1502 | 0 | NE-HVAC-airAC-SpltPkg-240to759kBtuh-11p5eer_MZDEER2017AnyEUn2011CZ14cPVVG | 119276 | NE-HVAC-airAC-SpltPkg-240to759kBtuh-11p5eer_SZDEER2017AnyEUn2011CZ14cDXGF | 119275 |  | 158 | 0.143 | 0 | 687 | 0.261 | -4.14 | 158 | 0.143 | 0 | 147 | 0.179 | 0 | 2430 | 751000 | 2310 | 830000
NE-HVAC-airAC-SpltPkg-240to759kBtuh-11p5eer | DEER2017 | D17 v2 |  | Any | EUn | 2011 | CZ15 | cWtd | Cap-Tons | 2858 | 766800 | None | 361 | 0.176 | -0.152 | 244 | 0.154 | 0 | 361 | 0.176 | -0.152 | 244 | 0.154 | 0 | DEER:HVAC_Split-Package_AC | Annual | 1719 | 360.6 | 0.1764 | -0.152 | 244 | 0.1538 | 0 | NE-HVAC-airAC-SpltPkg-240to759kBtuh-11p5eer_MZDEER2017AnyEUn2011CZ15cPVVG | 119278 | NE-HVAC-airAC-SpltPkg-240to759kBtuh-11p5eer_SZDEER2017AnyEUn2011CZ15cDXGF | 119277 |  | 244 | 0.146 | 0 | 827 | 0.298 | -0.76 | 244 | 0.146 | 0 | 244 | 0.185 | 0 | 2870 | 751000 | 2810 | 830000
NE-HVAC-airAC-SpltPkg-240to759kBtuh-11p5eer | DEER2017 | D17 v2 |  | Any | EUn | 2011 | CZ16 | cWtd | Cap-Tons | 1686 | 766800 | None | 181 | 0.118 | -0.542 | 87 | 0.086 | 0 | 181 | 0.118 | -0.542 | 87 | 0.086 | 0 | DEER:HVAC_Split-Package_AC | Annual | 1719 | 181 | 0.11796 | -0.542 | 86.98 | 0.08596 | 0 | NE-HVAC-airAC-SpltPkg-240to759kBtuh-11p5eer_MZDEER2017AnyEUn2011CZ16cPVVG | 119280 | NE-HVAC-airAC-SpltPkg-240to759kBtuh-11p5eer_SZDEER2017AnyEUn2011CZ16cDXGF | 119279 |  | 90.5 | 0.0822 | 0 | 543 | 0.261 | -2.71 | 90.5 | 0.0822 | 0 | 72.9 | 0.101 | 0 | 1710 | 751000 | 1590 | 830000
NE-HVAC-airAC-SpltPkg-240to759kBtuh-11p5eer | DEER2017 | D17 v2 |  | Any | EUn | 2014 | CZ01 | cWtd | Cap-Tons | 1522 | 766800 | None | 44.5 | 0.0702 | 0 | 44.5 | 0.0702 | 0 | 44.5 | 0.0702 | 0 | 44.5 | 0.0702 | 0 | DEER:HVAC_Split-Package_AC | Annual | 1719 | 44.5 | 0.07022 | 0 | 44.5 | 0.07022 | 0 | NE-HVAC-airAC-SpltPkg-240to759kBtuh-11p5eer_MZDEER2017AnyEUn2014CZ01cPVVG | 140610 | NE-HVAC-airAC-SpltPkg-240to759kBtuh-11p5eer_SZDEER2017AnyEUn2014CZ01cDXGF | 140609 |  | 50.7 | 0.0658 | 0 | 19.7 | 0.0879 | 0 | 50.7 | 0.0658 | 0 | 19.7 | 0.0879 | 0 | 1560 | 751000 | 1370 | 830000
NE-HVAC-airAC-SpltPkg-240to759kBtuh-11p5eer | DEER2017 | D17 v2 |  | Any | EUn | 2014 | CZ02 | cWtd | Cap-Tons | 2286 | 766800 | None | 97.9 | 0.111 | 0 | 97.9 | 0.111 | 0 | 97.9 | 0.111 | 0 | 97.9 | 0.111 | 0 | DEER:HVAC_Split-Package_AC | Annual | 1719 | 97.88 | 0.1112 | 0 | 97.88 | 0.1112 | 0 | NE-HVAC-airAC-SpltPkg-240to759kBtuh-11p5eer_MZDEER2017AnyEUn2014CZ02cPVVG | 140612 | NE-HVAC-airAC-SpltPkg-240to759kBtuh-11p5eer_SZDEER2017AnyEUn2014CZ02cDXGF | 140611 |  | 103 | 0.106 | 0 | 77.4 | 0.132 | 0 | 103 | 0.106 | 0 | 77.4 | 0.132 | 0 | 2310 | 751000 | 2190 | 830000
NE-HVAC-airAC-SpltPkg-240to759kBtuh-11p5eer | DEER2017 | D17 v2 |  | Any | EUn | 2014 | CZ03 | cWtd | Cap-Tons | 1794 | 766800 | None | 91.1 | 0.079 | 0 | 91.1 | 0.079 | 0 | 91.1 | 0.079 | 0 | 91.1 | 0.079 | 0 | DEER:HVAC_Split-Package_AC | Annual | 1719 | 91.08 | 0.07902 | 0 | 91.08 | 0.07902 | 0 | NE-HVAC-airAC-SpltPkg-240to759kBtuh-11p5eer_MZDEER2017AnyEUn2014CZ03cPVVG | 140614 | NE-HVAC-airAC-SpltPkg-240to759kBtuh-11p5eer_SZDEER2017AnyEUn2014CZ03cDXGF | 140613 |  | 98.6 | 0.0761 | 0 | 61 | 0.0907 | 0 | 98.6 | 0.0761 | 0 | 61 | 0.0907 | 0 | 1830 | 751000 | 1650 | 830000
NE-HVAC-airAC-SpltPkg-240to759kBtuh-11p5eer | DEER2017 | D17 v2 |  | Any | EUn | 2014 | CZ04 | cWtd | Cap-Tons | 2144 | 766800 | None | 119 | 0.133 | 0 | 119 | 0.133 | 0 | 119 | 0.133 | 0 | 119 | 0.133 | 0 | DEER:HVAC_Split-Package_AC | Annual | 1719 | 118.6 | 0.133 | 0 | 118.6 | 0.133 | 0 | NE-HVAC-airAC-SpltPkg-240to759kBtuh-11p5eer_MZDEER2017AnyEUn2014CZ04cPVVG | 140616 | NE-HVAC-airAC-SpltPkg-240to759kBtuh-11p5eer_SZDEER2017AnyEUn2014CZ04cDXGF | 140615 |  | 125 | 0.126 | 0 | 93 | 0.161 | 0 | 125 | 0.126 | 0 | 93 | 0.161 | 0 | 2170 | 751000 | 2040 | 830000
NE-HVAC-airAC-SpltPkg-240to759kBtuh-11p5eer | DEER2017 | D17 v2 |  | Any | EUn | 2014 | CZ05 | cWtd | Cap-Tons | 1652 | 766800 | None | 98.6 | 0.0878 | 0 | 98.6 | 0.0878 | 0 | 98.6 | 0.0878 | 0 | 98.6 | 0.0878 | 0 | DEER:HVAC_Split-Package_AC | Annual | 1719 | 98.58 | 0.08776 | 0 | 98.58 | 0.08776 | 0 | NE-HVAC-airAC-SpltPkg-240to759kBtuh-11p5eer_MZDEER2017AnyEUn2014CZ05cPVVG | 140618 | NE-HVAC-airAC-SpltPkg-240to759kBtuh-11p5eer_SZDEER2017AnyEUn2014CZ05cDXGF | 140617 |  | 105 | 0.0822 | 0 | 72.9 | 0.11 | 0 | 105 | 0.0822 | 0 | 72.9 | 0.11 | 0 | 1690 | 751000 | 1500 | 830000
NE-HVAC-airAC-SpltPkg-240to759kBtuh-11p5eer | DEER2017 | D17 v2 |  | Any | EUn | 2014 | CZ06 | cWtd | Cap-Tons | 1982 | 766800 | None | 147 | 0.117 | 0 | 147 | 0.117 | 0 | 147 | 0.117 | 0 | 147 | 0.117 | 0 | DEER:HVAC_Split-Package_AC | Annual | 1719 | 146.6 | 0.117 | 0 | 146.6 | 0.117 | 0 | NE-HVAC-airAC-SpltPkg-240to759kBtuh-11p5eer_MZDEER2017AnyEUn2014CZ06cPVVG | 140620 | NE-HVAC-airAC-SpltPkg-240to759kBtuh-11p5eer_SZDEER2017AnyEUn2014CZ06cDXGF | 140619 |  | 155 | 0.111 | 0 | 113 | 0.141 | 0 | 155 | 0.111 | 0 | 113 | 0.141 | 0 | 2000 | 751000 | 1910 | 830000
NE-HVAC-airAC-SpltPkg-240to759kBtuh-11p5eer | DEER2017 | D17 v2 |  | Any | EUn | 2014 | CZ07 | cWtd | Cap-Tons | 1574 | 766800 | None | 171 | 0.13 | 0 | 171 | 0.13 | 0 | 171 | 0.13 | 0 | 171 | 0.13 | 0 | DEER:HVAC_Split-Package_AC | Annual | 1719 | 171.2 | 0.1296 | 0 | 171.2 | 0.1296 | 0 | NE-HVAC-airAC-SpltPkg-240to759kBtuh-11p5eer_MZDEER2017AnyEUn2014CZ07cPVVG | 140622 | NE-HVAC-airAC-SpltPkg-240to759kBtuh-11p5eer_SZDEER2017AnyEUn2014CZ07cDXGF | 140621 |  | 176 | 0.124 | 0 | 152 | 0.152 | 0 | 176 | 0.124 | 0 | 152 | 0.152 | 0 | 1600 | 751000 | 1470 | 830000
NE-HVAC-airAC-SpltPkg-240to759kBtuh-11p5eer | DEER2017 | D17 v2 |  | Any | EUn | 2014 | CZ08 | cWtd | Cap-Tons | 2170 | 766800 | None | 153 | 0.127 | 0 | 153 | 0.127 | 0 | 153 | 0.127 | 0 | 153 | 0.127 | 0 | DEER:HVAC_Split-Package_AC | Annual | 1719 | 153 | 0.127 | 0 | 153 | 0.127 | 0 | NE-HVAC-airAC-SpltPkg-240to759kBtuh-11p5eer_MZDEER2017AnyEUn2014CZ08cPVVG | 140624 | NE-HVAC-airAC-SpltPkg-240to759kBtuh-11p5eer_SZDEER2017AnyEUn2014CZ08cDXGF | 140623 |  | 160 | 0.121 | 0 | 125 | 0.151 | 0 | 160 | 0.121 | 0 | 125 | 0.151 | 0 | 2200 | 751000 | 2050 | 830000
NE-HVAC-airAC-SpltPkg-240to759kBtuh-11p5eer | DEER2017 | D17 v2 |  | Any | EUn | 2014 | CZ09 | cWtd | Cap-Tons | 2750 | 766800 | None | 135 | 0.144 | 0 | 135 | 0.144 | 0 | 135 | 0.144 | 0 | 135 | 0.144 | 0 | DEER:HVAC_Split-Package_AC | Annual | 1719 | 134.6 | 0.1442 | 0 | 134.6 | 0.1442 | 0 | NE-HVAC-airAC-SpltPkg-240to759kBtuh-11p5eer_MZDEER2017AnyEUn2014CZ09cPVVG | 140626 | NE-HVAC-airAC-SpltPkg-240to759kBtuh-11p5eer_SZDEER2017AnyEUn2014CZ09cDXGF | 140625 |  | 143 | 0.138 | 0 | 101 | 0.169 | 0 | 143 | 0.138 | 0 | 101 | 0.169 | 0 | 2760 | 751000 | 2710 | 830000
NE-HVAC-airAC-SpltPkg-240to759kBtuh-11p5eer | DEER2017 | D17 v2 |  | Any | EUn | 2014 | CZ10 | cWtd | Cap-Tons | 2506 | 766800 | None | 150 | 0.16 | 0 | 150 | 0.16 | 0 | 150 | 0.16 | 0 | 150 | 0.16 | 0 | DEER:HVAC_Split-Package_AC | Annual | 1719 | 150 | 0.16 | 0 | 150 | 0.16 | 0 | NE-HVAC-airAC-SpltPkg-240to759kBtuh-11p5eer_MZDEER2017AnyEUn2014CZ10cPVVG | 140628 | NE-HVAC-airAC-SpltPkg-240to759kBtuh-11p5eer_SZDEER2017AnyEUn2014CZ10cDXGF | 140627 |  | 156 | 0.153 | 0 | 126 | 0.188 | 0 | 156 | 0.153 | 0 | 126 | 0.188 | 0 | 2520 | 751000 | 2450 | 830000
NE-HVAC-airAC-SpltPkg-240to759kBtuh-11p5eer | DEER2017 | D17 v2 |  | Any | EUn | 2014 | CZ11 | cWtd | Cap-Tons | 2290 | 766800 | None | 151 | 0.123 | 0 | 151 | 0.123 | 0 | 151 | 0.123 | 0 | 151 | 0.123 | 0 | DEER:HVAC_Split-Package_AC | Annual | 1719 | 151.2 | 0.1228 | 0 | 151.2 | 0.1228 | 0 | NE-HVAC-airAC-SpltPkg-240to759kBtuh-11p5eer_MZDEER2017AnyEUn2014CZ11cPVVG | 140630 | NE-HVAC-airAC-SpltPkg-240to759kBtuh-11p5eer_SZDEER2017AnyEUn2014CZ11cDXGF | 140629 |  | 153 | 0.117 | 0 | 144 | 0.146 | 0 | 153 | 0.117 | 0 | 144 | 0.146 | 0 | 2310 | 751000 | 2210 | 830000
NE-HVAC-airAC-SpltPkg-240to759kBtuh-11p5eer | DEER2017 | D17 v2 |  | Any | EUn | 2014 | CZ12 | cWtd | Cap-Tons | 2368 | 766800 | None | 125 | 0.118 | 0 | 125 | 0.118 | 0 | 125 | 0.118 | 0 | 125 | 0.118 | 0 | DEER:HVAC_Split-Package_AC | Annual | 1719 | 125.2 | 0.1176 | 0 | 125.2 | 0.1176 | 0 | NE-HVAC-airAC-SpltPkg-240to759kBtuh-11p5eer_MZDEER2017AnyEUn2014CZ12cPVVG | 140632 | NE-HVAC-airAC-SpltPkg-240to759kBtuh-11p5eer_SZDEER2017AnyEUn2014CZ12cDXGF | 140631 |  | 129 | 0.112 | 0 | 110 | 0.14 | 0 | 129 | 0.112 | 0 | 110 | 0.14 | 0 | 2390 | 751000 | 2280 | 830000
NE-HVAC-airAC-SpltPkg-240to759kBtuh-11p5eer | DEER2017 | D17 v2 |  | Any | EUn | 2014 | CZ13 | cWtd | Cap-Tons | 2490 | 766800 | None | 147 | 0.116 | 0 | 147 | 0.116 | 0 | 147 | 0.116 | 0 | 147 | 0.116 | 0 | DEER:HVAC_Split-Package_AC | Annual | 1719 | 146.8 | 0.116 | 0 | 146.8 | 0.116 | 0 | NE-HVAC-airAC-SpltPkg-240to759kBtuh-11p5eer_MZDEER2017AnyEUn2014CZ13cPVVG | 140634 | NE-HVAC-airAC-SpltPkg-240to759kBtuh-11p5eer_SZDEER2017AnyEUn2014CZ13cDXGF | 140633 |  | 149 | 0.11 | 0 | 138 | 0.14 | 0 | 149 | 0.11 | 0 | 138 | 0.14 | 0 | 2510 | 751000 | 2410 | 830000
NE-HVAC-airAC-SpltPkg-240to759kBtuh-11p5eer | DEER2017 | D17 v2 |  | Any | EUn | 2014 | CZ14 | cWtd | Cap-Tons | 2318 | 766800 | None | 155 | 0.151 | 0 | 155 | 0.151 | 0 | 155 | 0.151 | 0 | 155 | 0.151 | 0 | DEER:HVAC_Split-Package_AC | Annual | 1719 | 155 | 0.1512 | 0 | 155 | 0.1512 | 0 | NE-HVAC-airAC-SpltPkg-240to759kBtuh-11p5eer_MZDEER2017AnyEUn2014CZ14cPVVG | 140636 | NE-HVAC-airAC-SpltPkg-240to759kBtuh-11p5eer_SZDEER2017AnyEUn2014CZ14cDXGF | 140635 |  | 157 | 0.144 | 0 | 147 | 0.18 | 0 | 157 | 0.144 | 0 | 147 | 0.18 | 0 | 2340 | 751000 | 2230 | 830000
NE-HVAC-airAC-SpltPkg-240to759kBtuh-11p5eer | DEER2017 | D17 v2 |  | Any | EUn | 2014 | CZ15 | cWtd | Cap-Tons | 2750 | 766800 | None | 243 | 0.155 | 0 | 243 | 0.155 | 0 | 243 | 0.155 | 0 | 243 | 0.155 | 0 | DEER:HVAC_Split-Package_AC | Annual | 1719 | 242.6 | 0.1548 | 0 | 242.6 | 0.1548 | 0 | NE-HVAC-airAC-SpltPkg-240to759kBtuh-11p5eer_MZDEER2017AnyEUn2014CZ15cPVVG | 140638 | NE-HVAC-airAC-SpltPkg-240to759kBtuh-11p5eer_SZDEER2017AnyEUn2014CZ15cDXGF | 140637 |  | 242 | 0.147 | 0 | 245 | 0.186 | 0 | 242 | 0.147 | 0 | 245 | 0.186 | 0 | 2760 | 751000 | 2710 | 830000
NE-HVAC-airAC-SpltPkg-240to759kBtuh-11p5eer | DEER2017 | D17 v2 |  | Any | EUn | 2014 | CZ16 | cWtd | Cap-Tons | 1568 | 766800 | None | 85.2 | 0.0858 | 0 | 85.2 | 0.0858 | 0 | 85.2 | 0.0858 | 0 | 85.2 | 0.0858 | 0 | DEER:HVAC_Split-Package_AC | Annual | 1719 | 85.18 | 0.08584 | 0 | 85.18 | 0.08584 | 0 | NE-HVAC-airAC-SpltPkg-240to759kBtuh-11p5eer_MZDEER2017AnyEUn2014CZ16cPVVG | 140640 | NE-HVAC-airAC-SpltPkg-240to759kBtuh-11p5eer_SZDEER2017AnyEUn2014CZ16cDXGF | 140639 |  | 88.1 | 0.0818 | 0 | 73.5 | 0.102 | 0 | 88.1 | 0.0818 | 0 | 73.5 | 0.102 | 0 | 1590 | 751000 | 1480 | 830000
NE-HVAC-airAC-SpltPkg-240to759kBtuh-11p5eer | DEER2017 | D17 v2 |  | Any | EUn | New | CZ01 | cWtd | Cap-Tons | 1522 | 766800 | None | 44.5 | 0.0702 | 0 | 44.5 | 0.0702 | 0 | 44.5 | 0.0702 | 0 | 44.5 | 0.0702 | 0 | DEER:HVAC_Split-Package_AC | Annual | 1719 | 44.5 | 0.07022 | 0 | 44.5 | 0.07022 | 0 | NE-HVAC-airAC-SpltPkg-240to759kBtuh-11p5eer_MZDEER2017AnyEUnNewCZ01cPVVG | 165210 | NE-HVAC-airAC-SpltPkg-240to759kBtuh-11p5eer_SZDEER2017AnyEUnNewCZ01cDXGF | 165209 |  | 50.7 | 0.0658 | 0 | 19.7 | 0.0879 | 0 | 50.7 | 0.0658 | 0 | 19.7 | 0.0879 | 0 | 1560 | 751000 | 1370 | 830000
NE-HVAC-airAC-SpltPkg-240to759kBtuh-11p5eer | DEER2017 | D17 v2 |  | Any | EUn | New | CZ02 | cWtd | Cap-Tons | 2286 | 766800 | None | 97.9 | 0.111 | 0 | 97.9 | 0.111 | 0 | 97.9 | 0.111 | 0 | 97.9 | 0.111 | 0 | DEER:HVAC_Split-Package_AC | Annual | 1719 | 97.88 | 0.1112 | 0 | 97.88 | 0.1112 | 0 | NE-HVAC-airAC-SpltPkg-240to759kBtuh-11p5eer_MZDEER2017AnyEUnNewCZ02cPVVG | 165212 | NE-HVAC-airAC-SpltPkg-240to759kBtuh-11p5eer_SZDEER2017AnyEUnNewCZ02cDXGF | 165211 |  | 103 | 0.106 | 0 | 77.4 | 0.132 | 0 | 103 | 0.106 | 0 | 77.4 | 0.132 | 0 | 2310 | 751000 | 2190 | 830000
NE-HVAC-airAC-SpltPkg-240to759kBtuh-11p5eer | DEER2017 | D17 v2 |  | Any | EUn | New | CZ03 | cWtd | Cap-Tons | 1794 | 766800 | None | 91.1 | 0.079 | 0 | 91.1 | 0.079 | 0 | 91.1 | 0.079 | 0 | 91.1 | 0.079 | 0 | DEER:HVAC_Split-Package_AC | Annual | 1719 | 91.08 | 0.07902 | 0 | 91.08 | 0.07902 | 0 | NE-HVAC-airAC-SpltPkg-240to759kBtuh-11p5eer_MZDEER2017AnyEUnNewCZ03cPVVG | 165214 | NE-HVAC-airAC-SpltPkg-240to759kBtuh-11p5eer_SZDEER2017AnyEUnNewCZ03cDXGF | 165213 |  | 98.6 | 0.0761 | 0 | 61 | 0.0907 | 0 | 98.6 | 0.0761 | 0 | 61 | 0.0907 | 0 | 1830 | 751000 | 1650 | 830000
NE-HVAC-airAC-SpltPkg-240to759kBtuh-11p5eer | DEER2017 | D17 v2 |  | Any | EUn | New | CZ04 | cWtd | Cap-Tons | 2144 | 766800 | None | 119 | 0.133 | 0 | 119 | 0.133 | 0 | 119 | 0.133 | 0 | 119 | 0.133 | 0 | DEER:HVAC_Split-Package_AC | Annual | 1719 | 118.6 | 0.133 | 0 | 118.6 | 0.133 | 0 | NE-HVAC-airAC-SpltPkg-240to759kBtuh-11p5eer_MZDEER2017AnyEUnNewCZ04cPVVG | 165216 | NE-HVAC-airAC-SpltPkg-240to759kBtuh-11p5eer_SZDEER2017AnyEUnNewCZ04cDXGF | 165215 |  | 125 | 0.126 | 0 | 93 | 0.161 | 0 | 125 | 0.126 | 0 | 93 | 0.161 | 0 | 2170 | 751000 | 2040 | 830000
NE-HVAC-airAC-SpltPkg-240to759kBtuh-11p5eer | DEER2017 | D17 v2 |  | Any | EUn | New | CZ05 | cWtd | Cap-Tons | 1652 | 766800 | None | 98.6 | 0.0878 | 0 | 98.6 | 0.0878 | 0 | 98.6 | 0.0878 | 0 | 98.6 | 0.0878 | 0 | DEER:HVAC_Split-Package_AC | Annual | 1719 | 98.58 | 0.08776 | 0 | 98.58 | 0.08776 | 0 | NE-HVAC-airAC-SpltPkg-240to759kBtuh-11p5eer_MZDEER2017AnyEUnNewCZ05cPVVG | 165218 | NE-HVAC-airAC-SpltPkg-240to759kBtuh-11p5eer_SZDEER2017AnyEUnNewCZ05cDXGF | 165217 |  | 105 | 0.0822 | 0 | 72.9 | 0.11 | 0 | 105 | 0.0822 | 0 | 72.9 | 0.11 | 0 | 1690 | 751000 | 1500 | 830000
NE-HVAC-airAC-SpltPkg-240to759kBtuh-11p5eer | DEER2017 | D17 v2 |  | Any | EUn | New | CZ06 | cWtd | Cap-Tons | 1982 | 766800 | None | 147 | 0.117 | 0 | 147 | 0.117 | 0 | 147 | 0.117 | 0 | 147 | 0.117 | 0 | DEER:HVAC_Split-Package_AC | Annual | 1719 | 146.6 | 0.117 | 0 | 146.6 | 0.117 | 0 | NE-HVAC-airAC-SpltPkg-240to759kBtuh-11p5eer_MZDEER2017AnyEUnNewCZ06cPVVG | 165220 | NE-HVAC-airAC-SpltPkg-240to759kBtuh-11p5eer_SZDEER2017AnyEUnNewCZ06cDXGF | 165219 |  | 155 | 0.111 | 0 | 113 | 0.141 | 0 | 155 | 0.111 | 0 | 113 | 0.141 | 0 | 2000 | 751000 | 1910 | 830000
NE-HVAC-airAC-SpltPkg-240to759kBtuh-11p5eer | DEER2017 | D17 v2 |  | Any | EUn | New | CZ07 | cWtd | Cap-Tons | 1574 | 766800 | None | 171 | 0.13 | 0 | 171 | 0.13 | 0 | 171 | 0.13 | 0 | 171 | 0.13 | 0 | DEER:HVAC_Split-Package_AC | Annual | 1719 | 171.2 | 0.1296 | 0 | 171.2 | 0.1296 | 0 | NE-HVAC-airAC-SpltPkg-240to759kBtuh-11p5eer_MZDEER2017AnyEUnNewCZ07cPVVG | 165222 | NE-HVAC-airAC-SpltPkg-240to759kBtuh-11p5eer_SZDEER2017AnyEUnNewCZ07cDXGF | 165221 |  | 176 | 0.124 | 0 | 152 | 0.152 | 0 | 176 | 0.124 | 0 | 152 | 0.152 | 0 | 1600 | 751000 | 1470 | 830000
NE-HVAC-airAC-SpltPkg-240to759kBtuh-11p5eer | DEER2017 | D17 v2 |  | Any | EUn | New | CZ08 | cWtd | Cap-Tons | 2170 | 766800 | None | 153 | 0.127 | 0 | 153 | 0.127 | 0 | 153 | 0.127 | 0 | 153 | 0.127 | 0 | DEER:HVAC_Split-Package_AC | Annual | 1719 | 153 | 0.127 | 0 | 153 | 0.127 | 0 | NE-HVAC-airAC-SpltPkg-240to759kBtuh-11p5eer_MZDEER2017AnyEUnNewCZ08cPVVG | 165224 | NE-HVAC-airAC-SpltPkg-240to759kBtuh-11p5eer_SZDEER2017AnyEUnNewCZ08cDXGF | 165223 |  | 160 | 0.121 | 0 | 125 | 0.151 | 0 | 160 | 0.121 | 0 | 125 | 0.151 | 0 | 2200 | 751000 | 2050 | 830000
NE-HVAC-airAC-SpltPkg-240to759kBtuh-11p5eer | DEER2017 | D17 v2 |  | Any | EUn | New | CZ09 | cWtd | Cap-Tons | 2750 | 766800 | None | 135 | 0.144 | 0 | 135 | 0.144 | 0 | 135 | 0.144 | 0 | 135 | 0.144 | 0 | DEER:HVAC_Split-Package_AC | Annual | 1719 | 134.6 | 0.1442 | 0 | 134.6 | 0.1442 | 0 | NE-HVAC-airAC-SpltPkg-240to759kBtuh-11p5eer_MZDEER2017AnyEUnNewCZ09cPVVG | 165226 | NE-HVAC-airAC-SpltPkg-240to759kBtuh-11p5eer_SZDEER2017AnyEUnNewCZ09cDXGF | 165225 |  | 143 | 0.138 | 0 | 101 | 0.169 | 0 | 143 | 0.138 | 0 | 101 | 0.169 | 0 | 2760 | 751000 | 2710 | 830000
NE-HVAC-airAC-SpltPkg-240to759kBtuh-11p5eer | DEER2017 | D17 v2 |  | Any | EUn | New | CZ10 | cWtd | Cap-Tons | 2506 | 766800 | None | 150 | 0.16 | 0 | 150 | 0.16 | 0 | 150 | 0.16 | 0 | 150 | 0.16 | 0 | DEER:HVAC_Split-Package_AC | Annual | 1719 | 150 | 0.16 | 0 | 150 | 0.16 | 0 | NE-HVAC-airAC-SpltPkg-240to759kBtuh-11p5eer_MZDEER2017AnyEUnNewCZ10cPVVG | 165228 | NE-HVAC-airAC-SpltPkg-240to759kBtuh-11p5eer_SZDEER2017AnyEUnNewCZ10cDXGF | 165227 |  | 156 | 0.153 | 0 | 126 | 0.188 | 0 | 156 | 0.153 | 0 | 126 | 0.188 | 0 | 2520 | 751000 | 2450 | 830000
NE-HVAC-airAC-SpltPkg-240to759kBtuh-11p5eer | DEER2017 | D17 v2 |  | Any | EUn | New | CZ11 | cWtd | Cap-Tons | 2290 | 766800 | None | 151 | 0.123 | 0 | 151 | 0.123 | 0 | 151 | 0.123 | 0 | 151 | 0.123 | 0 | DEER:HVAC_Split-Package_AC | Annual | 1719 | 151.2 | 0.1228 | 0 | 151.2 | 0.1228 | 0 | NE-HVAC-airAC-SpltPkg-240to759kBtuh-11p5eer_MZDEER2017AnyEUnNewCZ11cPVVG | 165230 | NE-HVAC-airAC-SpltPkg-240to759kBtuh-11p5eer_SZDEER2017AnyEUnNewCZ11cDXGF | 165229 |  | 153 | 0.117 | 0 | 144 | 0.146 | 0 | 153 | 0.117 | 0 | 144 | 0.146 | 0 | 2310 | 751000 | 2210 | 830000
NE-HVAC-airAC-SpltPkg-240to759kBtuh-11p5eer | DEER2017 | D17 v2 |  | Any | EUn | New | CZ12 | cWtd | Cap-Tons | 2368 | 766800 | None | 125 | 0.118 | 0 | 125 | 0.118 | 0 | 125 | 0.118 | 0 | 125 | 0.118 | 0 | DEER:HVAC_Split-Package_AC | Annual | 1719 | 125.2 | 0.1176 | 0 | 125.2 | 0.1176 | 0 | NE-HVAC-airAC-SpltPkg-240to759kBtuh-11p5eer_MZDEER2017AnyEUnNewCZ12cPVVG | 165232 | NE-HVAC-airAC-SpltPkg-240to759kBtuh-11p5eer_SZDEER2017AnyEUnNewCZ12cDXGF | 165231 |  | 129 | 0.112 | 0 | 110 | 0.14 | 0 | 129 | 0.112 | 0 | 110 | 0.14 | 0 | 2390 | 751000 | 2280 | 830000
NE-HVAC-airAC-SpltPkg-240to759kBtuh-11p5eer | DEER2017 | D17 v2 |  | Any | EUn | New | CZ13 | cWtd | Cap-Tons | 2490 | 766800 | None | 147 | 0.116 | 0 | 147 | 0.116 | 0 | 147 | 0.116 | 0 | 147 | 0.116 | 0 | DEER:HVAC_Split-Package_AC | Annual | 1719 | 146.8 | 0.116 | 0 | 146.8 | 0.116 | 0 | NE-HVAC-airAC-SpltPkg-240to759kBtuh-11p5eer_MZDEER2017AnyEUnNewCZ13cPVVG | 165234 | NE-HVAC-airAC-SpltPkg-240to759kBtuh-11p5eer_SZDEER2017AnyEUnNewCZ13cDXGF | 165233 |  | 149 | 0.11 | 0 | 138 | 0.14 | 0 | 149 | 0.11 | 0 | 138 | 0.14 | 0 | 2510 | 751000 | 2410 | 830000
NE-HVAC-airAC-SpltPkg-240to759kBtuh-11p5eer | DEER2017 | D17 v2 |  | Any | EUn | New | CZ14 | cWtd | Cap-Tons | 2318 | 766800 | None | 155 | 0.151 | 0 | 155 | 0.151 | 0 | 155 | 0.151 | 0 | 155 | 0.151 | 0 | DEER:HVAC_Split-Package_AC | Annual | 1719 | 155 | 0.1512 | 0 | 155 | 0.1512 | 0 | NE-HVAC-airAC-SpltPkg-240to759kBtuh-11p5eer_MZDEER2017AnyEUnNewCZ14cPVVG | 165236 | NE-HVAC-airAC-SpltPkg-240to759kBtuh-11p5eer_SZDEER2017AnyEUnNewCZ14cDXGF | 165235 |  | 157 | 0.144 | 0 | 147 | 0.18 | 0 | 157 | 0.144 | 0 | 147 | 0.18 | 0 | 2340 | 751000 | 2230 | 830000
NE-HVAC-airAC-SpltPkg-240to759kBtuh-11p5eer | DEER2017 | D17 v2 |  | Any | EUn | New | CZ15 | cWtd | Cap-Tons | 2750 | 766800 | None | 243 | 0.155 | 0 | 243 | 0.155 | 0 | 243 | 0.155 | 0 | 243 | 0.155 | 0 | DEER:HVAC_Split-Package_AC | Annual | 1719 | 242.6 | 0.1548 | 0 | 242.6 | 0.1548 | 0 | NE-HVAC-airAC-SpltPkg-240to759kBtuh-11p5eer_MZDEER2017AnyEUnNewCZ15cPVVG | 165238 | NE-HVAC-airAC-SpltPkg-240to759kBtuh-11p5eer_SZDEER2017AnyEUnNewCZ15cDXGF | 165237 |  | 242 | 0.147 | 0 | 245 | 0.186 | 0 | 242 | 0.147 | 0 | 245 | 0.186 | 0 | 2760 | 751000 | 2710 | 830000
NE-HVAC-airAC-SpltPkg-240to759kBtuh-11p5eer | DEER2017 | D17 v2 |  | Any | EUn | New | CZ16 | cWtd | Cap-Tons | 1568 | 766800 | None | 85.2 | 0.0858 | 0 | 85.2 | 0.0858 | 0 | 85.2 | 0.0858 | 0 | 85.2 | 0.0858 | 0 | DEER:HVAC_Split-Package_AC | Annual | 1719 | 85.18 | 0.08584 | 0 | 85.18 | 0.08584 | 0 | NE-HVAC-airAC-SpltPkg-240to759kBtuh-11p5eer_MZDEER2017AnyEUnNewCZ16cPVVG | 165240 | NE-HVAC-airAC-SpltPkg-240to759kBtuh-11p5eer_SZDEER2017AnyEUnNewCZ16cDXGF | 165239 |  | 88.1 | 0.0818 | 0 | 73.5 | 0.102 | 0 | 88.1 | 0.0818 | 0 | 73.5 | 0.102 | 0 | 1590 | 751000 | 1480 | 830000
NE-HVAC-airAC-SpltPkg-240to759kBtuh-11p5eer | DEER2017 | D17 v2 |  | Any | Gro | 1975 | CZ01 | cDXGF | Cap-Tons | 58 | 46400 | None | 1.12 | 0.00983 | 0 | 1.12 | 0.00983 | 0 | 1.12 | 0.00983 | 0 | 1.12 | 0.00983 | 0 | DEER:HVAC_Split-Package_AC | Annual | 1719 | 1.12 | 0.00983 | 0 | 1.12 | 0.00983 | 0 | NE-HVAC-airAC-SpltPkg-240to759kBtuh-11p5eer_MZDEER2017AnyGro1975CZ01cPVVG | #N/A | NE-HVAC-airAC-SpltPkg-240to759kBtuh-11p5eer_SZDEER2017AnyGro1975CZ01cDXGF | 12481 |  | #N/A | #N/A | #N/A | 1.12 | 0.00983 | 0 | #N/A | #N/A | #N/A | 1.12 | 0.00983 | 0 | #N/A | #N/A | 58 | 46400
NE-HVAC-airAC-SpltPkg-240to759kBtuh-11p5eer | DEER2017 | D17 v2 |  | Any | Gro | 1975 | CZ02 | cDXGF | Cap-Tons | 141 | 46400 | None | 36.1 | 0.0801 | 0 | 36.1 | 0.0801 | 0 | 36.1 | 0.0801 | 0 | 36.1 | 0.0801 | 0 | DEER:HVAC_Split-Package_AC | Annual | 1719 | 36.1 | 0.0801 | 0 | 36.1 | 0.0801 | 0 | NE-HVAC-airAC-SpltPkg-240to759kBtuh-11p5eer_MZDEER2017AnyGro1975CZ02cPVVG | #N/A | NE-HVAC-airAC-SpltPkg-240to759kBtuh-11p5eer_SZDEER2017AnyGro1975CZ02cDXGF | 12482 |  | #N/A | #N/A | #N/A | 36.1 | 0.0801 | 0 | #N/A | #N/A | #N/A | 36.1 | 0.0801 | 0 | #N/A | #N/A | 141 | 46400
NE-HVAC-airAC-SpltPkg-240to759kBtuh-11p5eer | DEER2017 | D17 v2 |  | Any | Gro | 1975 | CZ03 | cDXGF | Cap-Tons | 100 | 46400 | None | 10.4 | 0.0495 | 0 | 10.4 | 0.0495 | 0 | 10.4 | 0.0495 | 0 | 10.4 | 0.0495 | 0 | DEER:HVAC_Split-Package_AC | Annual | 1719 | 10.4 | 0.0495 | 0 | 10.4 | 0.0495 | 0 | NE-HVAC-airAC-SpltPkg-240to759kBtuh-11p5eer_MZDEER2017AnyGro1975CZ03cPVVG | #N/A | NE-HVAC-airAC-SpltPkg-240to759kBtuh-11p5eer_SZDEER2017AnyGro1975CZ03cDXGF | 12483 |  | #N/A | #N/A | #N/A | 10.4 | 0.0495 | 0 | #N/A | #N/A | #N/A | 10.4 | 0.0495 | 0 | #N/A | #N/A | 100 | 46400
NE-HVAC-airAC-SpltPkg-240to759kBtuh-11p5eer | DEER2017 | D17 v2 |  | Any | Gro | 1975 | CZ04 | cDXGF | Cap-Tons | 123 | 46400 | None | 39.4 | 0.0718 | 0 | 39.4 | 0.0718 | 0 | 39.4 | 0.0718 | 0 | 39.4 | 0.0718 | 0 | DEER:HVAC_Split-Package_AC | Annual | 1719 | 39.4 | 0.0718 | 0 | 39.4 | 0.0718 | 0 | NE-HVAC-airAC-SpltPkg-240to759kBtuh-11p5eer_MZDEER2017AnyGro1975CZ04cPVVG | #N/A | NE-HVAC-airAC-SpltPkg-240to759kBtuh-11p5eer_SZDEER2017AnyGro1975CZ04cDXGF | 12484 |  | #N/A | #N/A | #N/A | 39.4 | 0.0718 | 0 | #N/A | #N/A | #N/A | 39.4 | 0.0718 | 0 | #N/A | #N/A | 123 | 46400
NE-HVAC-airAC-SpltPkg-240to759kBtuh-11p5eer | DEER2017 | D17 v2 |  | Any | Gro | 1975 | CZ05 | cDXGF | Cap-Tons | 90.6 | 46400 | None | 10.1 | 0.0289 | 0 | 10.1 | 0.0289 | 0 | 10.1 | 0.0289 | 0 | 10.1 | 0.0289 | 0 | DEER:HVAC_Split-Package_AC | Annual | 1719 | 10.1 | 0.0289 | 0 | 10.1 | 0.0289 | 0 | NE-HVAC-airAC-SpltPkg-240to759kBtuh-11p5eer_MZDEER2017AnyGro1975CZ05cPVVG | #N/A | NE-HVAC-airAC-SpltPkg-240to759kBtuh-11p5eer_SZDEER2017AnyGro1975CZ05cDXGF | 12485 |  | #N/A | #N/A | #N/A | 10.1 | 0.0289 | 0 | #N/A | #N/A | #N/A | 10.1 | 0.0289 | 0 | #N/A | #N/A | 90.6 | 46400
NE-HVAC-airAC-SpltPkg-240to759kBtuh-11p5eer | DEER2017 | D17 v2 |  | Any | Gro | 1975 | CZ06 | cDXGF | Cap-Tons | 115 | 46400 | None | 33.2 | 0.0587 | 0 | 33.2 | 0.0587 | 0 | 33.2 | 0.0587 | 0 | 33.2 | 0.0587 | 0 | DEER:HVAC_Split-Package_AC | Annual | 1719 | 33.2 | 0.0587 | 0 | 33.2 | 0.0587 | 0 | NE-HVAC-airAC-SpltPkg-240to759kBtuh-11p5eer_MZDEER2017AnyGro1975CZ06cPVVG | #N/A | NE-HVAC-airAC-SpltPkg-240to759kBtuh-11p5eer_SZDEER2017AnyGro1975CZ06cDXGF | 12486 |  | #N/A | #N/A | #N/A | 33.2 | 0.0587 | 0 | #N/A | #N/A | #N/A | 33.2 | 0.0587 | 0 | #N/A | #N/A | 115 | 46400
NE-HVAC-airAC-SpltPkg-240to759kBtuh-11p5eer | DEER2017 | D17 v2 |  | Any | Gro | 1975 | CZ07 | cDXGF | Cap-Tons | 99.5 | 46400 | None | 24.6 | 0.0531 | 0 | 24.6 | 0.0531 | 0 | 24.6 | 0.0531 | 0 | 24.6 | 0.0531 | 0 | DEER:HVAC_Split-Package_AC | Annual | 1719 | 24.6 | 0.0531 | 0 | 24.6 | 0.0531 | 0 | NE-HVAC-airAC-SpltPkg-240to759kBtuh-11p5eer_MZDEER2017AnyGro1975CZ07cPVVG | #N/A | NE-HVAC-airAC-SpltPkg-240to759kBtuh-11p5eer_SZDEER2017AnyGro1975CZ07cDXGF | 12487 |  | #N/A | #N/A | #N/A | 24.6 | 0.0531 | 0 | #N/A | #N/A | #N/A | 24.6 | 0.0531 | 0 | #N/A | #N/A | 99.5 | 46400
NE-HVAC-airAC-SpltPkg-240to759kBtuh-11p5eer | DEER2017 | D17 v2 |  | Any | Gro | 1975 | CZ08 | cDXGF | Cap-Tons | 140 | 46400 | None | 48.4 | 0.065 | 0 | 48.4 | 0.065 | 0 | 48.4 | 0.065 | 0 | 48.4 | 0.065 | 0 | DEER:HVAC_Split-Package_AC | Annual | 1719 | 48.4 | 0.065 | 0 | 48.4 | 0.065 | 0 | NE-HVAC-airAC-SpltPkg-240to759kBtuh-11p5eer_MZDEER2017AnyGro1975CZ08cPVVG | #N/A | NE-HVAC-airAC-SpltPkg-240to759kBtuh-11p5eer_SZDEER2017AnyGro1975CZ08cDXGF | 12488 |  | #N/A | #N/A | #N/A | 48.4 | 0.065 | 0 | #N/A | #N/A | #N/A | 48.4 | 0.065 | 0 | #N/A | #N/A | 140 | 46400
NE-HVAC-airAC-SpltPkg-240to759kBtuh-11p5eer | DEER2017 | D17 v2 |  | Any | Gro | 1975 | CZ09 | cDXGF | Cap-Tons | 162 | 46400 | None | 56.9 | 0.0886 | 0 | 56.9 | 0.0886 | 0 | 56.9 | 0.0886 | 0 | 56.9 | 0.0886 | 0 | DEER:HVAC_Split-Package_AC | Annual | 1719 | 56.9 | 0.0886 | 0 | 56.9 | 0.0886 | 0 | NE-HVAC-airAC-SpltPkg-240to759kBtuh-11p5eer_MZDEER2017AnyGro1975CZ09cPVVG | #N/A | NE-HVAC-airAC-SpltPkg-240to759kBtuh-11p5eer_SZDEER2017AnyGro1975CZ09cDXGF | 12489 |  | #N/A | #N/A | #N/A | 56.9 | 0.0886 | 0 | #N/A | #N/A | #N/A | 56.9 | 0.0886 | 0 | #N/A | #N/A | 162 | 46400
NE-HVAC-airAC-SpltPkg-240to759kBtuh-11p5eer | DEER2017 | D17 v2 |  | Any | Gro | 1975 | CZ10 | cDXGF | Cap-Tons | 163 | 46400 | None | 67.5 | 0.0932 | 0 | 67.5 | 0.0932 | 0 | 67.5 | 0.0932 | 0 | 67.5 | 0.0932 | 0 | DEER:HVAC_Split-Package_AC | Annual | 1719 | 67.5 | 0.0932 | 0 | 67.5 | 0.0932 | 0 | NE-HVAC-airAC-SpltPkg-240to759kBtuh-11p5eer_MZDEER2017AnyGro1975CZ10cPVVG | #N/A | NE-HVAC-airAC-SpltPkg-240to759kBtuh-11p5eer_SZDEER2017AnyGro1975CZ10cDXGF | 12490 |  | #N/A | #N/A | #N/A | 67.5 | 0.0932 | 0 | #N/A | #N/A | #N/A | 67.5 | 0.0932 | 0 | #N/A | #N/A | 163 | 46400
NE-HVAC-airAC-SpltPkg-240to759kBtuh-11p5eer | DEER2017 | D17 v2 |  | Any | Gro | 1975 | CZ11 | cDXGF | Cap-Tons | 173 | 46400 | None | 76.9 | 0.084 | 0 | 76.9 | 0.084 | 0 | 76.9 | 0.084 | 0 | 76.9 | 0.084 | 0 | DEER:HVAC_Split-Package_AC | Annual | 1719 | 76.9 | 0.084 | 0 | 76.9 | 0.084 | 0 | NE-HVAC-airAC-SpltPkg-240to759kBtuh-11p5eer_MZDEER2017AnyGro1975CZ11cPVVG | #N/A | NE-HVAC-airAC-SpltPkg-240to759kBtuh-11p5eer_SZDEER2017AnyGro1975CZ11cDXGF | 12491 |  | #N/A | #N/A | #N/A | 76.9 | 0.084 | 0 | #N/A | #N/A | #N/A | 76.9 | 0.084 | 0 | #N/A | #N/A | 173 | 46400
NE-HVAC-airAC-SpltPkg-240to759kBtuh-11p5eer | DEER2017 | D17 v2 |  | Any | Gro | 1975 | CZ12 | cDXGF | Cap-Tons | 173 | 46400 | None | 53.8 | 0.0767 | 0 | 53.8 | 0.0767 | 0 | 53.8 | 0.0767 | 0 | 53.8 | 0.0767 | 0 | DEER:HVAC_Split-Package_AC | Annual | 1719 | 53.8 | 0.0767 | 0 | 53.8 | 0.0767 | 0 | NE-HVAC-airAC-SpltPkg-240to759kBtuh-11p5eer_MZDEER2017AnyGro1975CZ12cPVVG | #N/A | NE-HVAC-airAC-SpltPkg-240to759kBtuh-11p5eer_SZDEER2017AnyGro1975CZ12cDXGF | 12492 |  | #N/A | #N/A | #N/A | 53.8 | 0.0767 | 0 | #N/A | #N/A | #N/A | 53.8 | 0.0767 | 0 | #N/A | #N/A | 173 | 46400
NE-HVAC-airAC-SpltPkg-240to759kBtuh-11p5eer | DEER2017 | D17 v2 |  | Any | Gro | 1975 | CZ13 | cDXGF | Cap-Tons | 171 | 46400 | None | 82.8 | 0.082 | 0 | 82.8 | 0.082 | 0 | 82.8 | 0.082 | 0 | 82.8 | 0.082 | 0 | DEER:HVAC_Split-Package_AC | Annual | 1719 | 82.8 | 0.082 | 0 | 82.8 | 0.082 | 0 | NE-HVAC-airAC-SpltPkg-240to759kBtuh-11p5eer_MZDEER2017AnyGro1975CZ13cPVVG | #N/A | NE-HVAC-airAC-SpltPkg-240to759kBtuh-11p5eer_SZDEER2017AnyGro1975CZ13cDXGF | 12493 |  | #N/A | #N/A | #N/A | 82.8 | 0.082 | 0 | #N/A | #N/A | #N/A | 82.8 | 0.082 | 0 | #N/A | #N/A | 171 | 46400
NE-HVAC-airAC-SpltPkg-240to759kBtuh-11p5eer | DEER2017 | D17 v2 |  | Any | Gro | 1975 | CZ14 | cDXGF | Cap-Tons | 179 | 46400 | None | 78.4 | 0.0783 | 0 | 78.4 | 0.0783 | 0 | 78.4 | 0.0783 | 0 | 78.4 | 0.0783 | 0 | DEER:HVAC_Split-Package_AC | Annual | 1719 | 78.4 | 0.0783 | 0 | 78.4 | 0.0783 | 0 | NE-HVAC-airAC-SpltPkg-240to759kBtuh-11p5eer_MZDEER2017AnyGro1975CZ14cPVVG | #N/A | NE-HVAC-airAC-SpltPkg-240to759kBtuh-11p5eer_SZDEER2017AnyGro1975CZ14cDXGF | 12494 |  | #N/A | #N/A | #N/A | 78.4 | 0.0783 | 0 | #N/A | #N/A | #N/A | 78.4 | 0.0783 | 0 | #N/A | #N/A | 179 | 46400
NE-HVAC-airAC-SpltPkg-240to759kBtuh-11p5eer | DEER2017 | D17 v2 |  | Any | Gro | 1975 | CZ15 | cDXGF | Cap-Tons | 229 | 46400 | None | 139 | 0.0843 | 0 | 139 | 0.0843 | 0 | 139 | 0.0843 | 0 | 139 | 0.0843 | 0 | DEER:HVAC_Split-Package_AC | Annual | 1719 | 139 | 0.0843 | 0 | 139 | 0.0843 | 0 | NE-HVAC-airAC-SpltPkg-240to759kBtuh-11p5eer_MZDEER2017AnyGro1975CZ15cPVVG | #N/A | NE-HVAC-airAC-SpltPkg-240to759kBtuh-11p5eer_SZDEER2017AnyGro1975CZ15cDXGF | 12495 |  | #N/A | #N/A | #N/A | 139 | 0.0843 | 0 | #N/A | #N/A | #N/A | 139 | 0.0843 | 0 | #N/A | #N/A | 229 | 46400
NE-HVAC-airAC-SpltPkg-240to759kBtuh-11p5eer | DEER2017 | D17 v2 |  | Any | Gro | 1975 | CZ16 | cDXGF | Cap-Tons | 102 | 46400 | None | 27 | 0.0569 | 0 | 27 | 0.0569 | 0 | 27 | 0.0569 | 0 | 27 | 0.0569 | 0 | DEER:HVAC_Split-Package_AC | Annual | 1719 | 27 | 0.0569 | 0 | 27 | 0.0569 | 0 | NE-HVAC-airAC-SpltPkg-240to759kBtuh-11p5eer_MZDEER2017AnyGro1975CZ16cPVVG | #N/A | NE-HVAC-airAC-SpltPkg-240to759kBtuh-11p5eer_SZDEER2017AnyGro1975CZ16cDXGF | 12496 |  | #N/A | #N/A | #N/A | 27 | 0.0569 | 0 | #N/A | #N/A | #N/A | 27 | 0.0569 | 0 | #N/A | #N/A | 102 | 46400
NE-HVAC-airAC-SpltPkg-240to759kBtuh-11p5eer | DEER2017 | D17 v2 |  | Any | Gro | 1985 | CZ01 | cDXGF | Cap-Tons | 50.7 | 46400 | None | 1.09 | 0.0072 | 0 | 1.09 | 0.0072 | 0 | 1.09 | 0.0072 | 0 | 1.09 | 0.0072 | 0 | DEER:HVAC_Split-Package_AC | Annual | 1719 | 1.09 | 0.0072 | 0 | 1.09 | 0.0072 | 0 | NE-HVAC-airAC-SpltPkg-240to759kBtuh-11p5eer_MZDEER2017AnyGro1985CZ01cPVVG | #N/A | NE-HVAC-airAC-SpltPkg-240to759kBtuh-11p5eer_SZDEER2017AnyGro1985CZ01cDXGF | 33841 |  | #N/A | #N/A | #N/A | 1.09 | 0.0072 | 0 | #N/A | #N/A | #N/A | 1.09 | 0.0072 | 0 | #N/A | #N/A | 50.7 | 46400
NE-HVAC-airAC-SpltPkg-240to759kBtuh-11p5eer | DEER2017 | D17 v2 |  | Any | Gro | 1985 | CZ02 | cDXGF | Cap-Tons | 131 | 46400 | None | 32.5 | 0.0773 | 0 | 32.5 | 0.0773 | 0 | 32.5 | 0.0773 | 0 | 32.5 | 0.0773 | 0 | DEER:HVAC_Split-Package_AC | Annual | 1719 | 32.5 | 0.0773 | 0 | 32.5 | 0.0773 | 0 | NE-HVAC-airAC-SpltPkg-240to759kBtuh-11p5eer_MZDEER2017AnyGro1985CZ02cPVVG | #N/A | NE-HVAC-airAC-SpltPkg-240to759kBtuh-11p5eer_SZDEER2017AnyGro1985CZ02cDXGF | 33842 |  | #N/A | #N/A | #N/A | 32.5 | 0.0773 | 0 | #N/A | #N/A | #N/A | 32.5 | 0.0773 | 0 | #N/A | #N/A | 131 | 46400
NE-HVAC-airAC-SpltPkg-240to759kBtuh-11p5eer | DEER2017 | D17 v2 |  | Any | Gro | 1985 | CZ03 | cDXGF | Cap-Tons | 91.6 | 46400 | None | 8.33 | 0.0457 | 0 | 8.33 | 0.0457 | 0 | 8.33 | 0.0457 | 0 | 8.33 | 0.0457 | 0 | DEER:HVAC_Split-Package_AC | Annual | 1719 | 8.33 | 0.0457 | 0 | 8.33 | 0.0457 | 0 | NE-HVAC-airAC-SpltPkg-240to759kBtuh-11p5eer_MZDEER2017AnyGro1985CZ03cPVVG | #N/A | NE-HVAC-airAC-SpltPkg-240to759kBtuh-11p5eer_SZDEER2017AnyGro1985CZ03cDXGF | 33843 |  | #N/A | #N/A | #N/A | 8.33 | 0.0457 | 0 | #N/A | #N/A | #N/A | 8.33 | 0.0457 | 0 | #N/A | #N/A | 91.6 | 46400
NE-HVAC-airAC-SpltPkg-240to759kBtuh-11p5eer | DEER2017 | D17 v2 |  | Any | Gro | 1985 | CZ04 | cDXGF | Cap-Tons | 118 | 46400 | None | 34.4 | 0.0686 | 0 | 34.4 | 0.0686 | 0 | 34.4 | 0.0686 | 0 | 34.4 | 0.0686 | 0 | DEER:HVAC_Split-Package_AC | Annual | 1719 | 34.4 | 0.0686 | 0 | 34.4 | 0.0686 | 0 | NE-HVAC-airAC-SpltPkg-240to759kBtuh-11p5eer_MZDEER2017AnyGro1985CZ04cPVVG | #N/A | NE-HVAC-airAC-SpltPkg-240to759kBtuh-11p5eer_SZDEER2017AnyGro1985CZ04cDXGF | 33844 |  | #N/A | #N/A | #N/A | 34.4 | 0.0686 | 0 | #N/A | #N/A | #N/A | 34.4 | 0.0686 | 0 | #N/A | #N/A | 118 | 46400
NE-HVAC-airAC-SpltPkg-240to759kBtuh-11p5eer | DEER2017 | D17 v2 |  | Any | Gro | 1985 | CZ05 | cDXGF | Cap-Tons | 79.9 | 46400 | None | 7.99 | 0.0267 | 0 | 7.99 | 0.0267 | 0 | 7.99 | 0.0267 | 0 | 7.99 | 0.0267 | 0 | DEER:HVAC_Split-Package_AC | Annual | 1719 | 7.99 | 0.0267 | 0 | 7.99 | 0.0267 | 0 | NE-HVAC-airAC-SpltPkg-240to759kBtuh-11p5eer_MZDEER2017AnyGro1985CZ05cPVVG | #N/A | NE-HVAC-airAC-SpltPkg-240to759kBtuh-11p5eer_SZDEER2017AnyGro1985CZ05cDXGF | 33845 |  | #N/A | #N/A | #N/A | 7.99 | 0.0267 | 0 | #N/A | #N/A | #N/A | 7.99 | 0.0267 | 0 | #N/A | #N/A | 79.9 | 46400
NE-HVAC-airAC-SpltPkg-240to759kBtuh-11p5eer | DEER2017 | D17 v2 |  | Any | Gro | 1985 | CZ06 | cDXGF | Cap-Tons | 115 | 46400 | None | 25.9 | 0.0525 | 0 | 25.9 | 0.0525 | 0 | 25.9 | 0.0525 | 0 | 25.9 | 0.0525 | 0 | DEER:HVAC_Split-Package_AC | Annual | 1719 | 25.9 | 0.0525 | 0 | 25.9 | 0.0525 | 0 | NE-HVAC-airAC-SpltPkg-240to759kBtuh-11p5eer_MZDEER2017AnyGro1985CZ06cPVVG | #N/A | NE-HVAC-airAC-SpltPkg-240to759kBtuh-11p5eer_SZDEER2017AnyGro1985CZ06cDXGF | 33846 |  | #N/A | #N/A | #N/A | 25.9 | 0.0525 | 0 | #N/A | #N/A | #N/A | 25.9 | 0.0525 | 0 | #N/A | #N/A | 115 | 46400
NE-HVAC-airAC-SpltPkg-240to759kBtuh-11p5eer | DEER2017 | D17 v2 |  | Any | Gro | 1985 | CZ07 | cDXGF | Cap-Tons | 93 | 46400 | None | 19.2 | 0.0481 | 0 | 19.2 | 0.0481 | 0 | 19.2 | 0.0481 | 0 | 19.2 | 0.0481 | 0 | DEER:HVAC_Split-Package_AC | Annual | 1719 | 19.2 | 0.0481 | 0 | 19.2 | 0.0481 | 0 | NE-HVAC-airAC-SpltPkg-240to759kBtuh-11p5eer_MZDEER2017AnyGro1985CZ07cPVVG | #N/A | NE-HVAC-airAC-SpltPkg-240to759kBtuh-11p5eer_SZDEER2017AnyGro1985CZ07cDXGF | 33847 |  | #N/A | #N/A | #N/A | 19.2 | 0.0481 | 0 | #N/A | #N/A | #N/A | 19.2 | 0.0481 | 0 | #N/A | #N/A | 93 | 46400
NE-HVAC-airAC-SpltPkg-240to759kBtuh-11p5eer | DEER2017 | D17 v2 |  | Any | Gro | 1985 | CZ08 | cDXGF | Cap-Tons | 121 | 46400 | None | 45.2 | 0.0647 | 0 | 45.2 | 0.0647 | 0 | 45.2 | 0.0647 | 0 | 45.2 | 0.0647 | 0 | DEER:HVAC_Split-Package_AC | Annual | 1719 | 45.2 | 0.0647 | 0 | 45.2 | 0.0647 | 0 | NE-HVAC-airAC-SpltPkg-240to759kBtuh-11p5eer_MZDEER2017AnyGro1985CZ08cPVVG | #N/A | NE-HVAC-airAC-SpltPkg-240to759kBtuh-11p5eer_SZDEER2017AnyGro1985CZ08cDXGF | 33848 |  | #N/A | #N/A | #N/A | 45.2 | 0.0647 | 0 | #N/A | #N/A | #N/A | 45.2 | 0.0647 | 0 | #N/A | #N/A | 121 | 46400
NE-HVAC-airAC-SpltPkg-240to759kBtuh-11p5eer | DEER2017 | D17 v2 |  | Any | Gro | 1985 | CZ09 | cDXGF | Cap-Tons | 158 | 46400 | None | 50.8 | 0.0839 | 0 | 50.8 | 0.0839 | 0 | 50.8 | 0.0839 | 0 | 50.8 | 0.0839 | 0 | DEER:HVAC_Split-Package_AC | Annual | 1719 | 50.8 | 0.0839 | 0 | 50.8 | 0.0839 | 0 | NE-HVAC-airAC-SpltPkg-240to759kBtuh-11p5eer_MZDEER2017AnyGro1985CZ09cPVVG | #N/A | NE-HVAC-airAC-SpltPkg-240to759kBtuh-11p5eer_SZDEER2017AnyGro1985CZ09cDXGF | 33849 |  | #N/A | #N/A | #N/A | 50.8 | 0.0839 | 0 | #N/A | #N/A | #N/A | 50.8 | 0.0839 | 0 | #N/A | #N/A | 158 | 46400
NE-HVAC-airAC-SpltPkg-240to759kBtuh-11p5eer | DEER2017 | D17 v2 |  | Any | Gro | 1985 | CZ10 | cDXGF | Cap-Tons | 153 | 46400 | None | 63.2 | 0.0902 | 0 | 63.2 | 0.0902 | 0 | 63.2 | 0.0902 | 0 | 63.2 | 0.0902 | 0 | DEER:HVAC_Split-Package_AC | Annual | 1719 | 63.2 | 0.0902 | 0 | 63.2 | 0.0902 | 0 | NE-HVAC-airAC-SpltPkg-240to759kBtuh-11p5eer_MZDEER2017AnyGro1985CZ10cPVVG | #N/A | NE-HVAC-airAC-SpltPkg-240to759kBtuh-11p5eer_SZDEER2017AnyGro1985CZ10cDXGF | 33850 |  | #N/A | #N/A | #N/A | 63.2 | 0.0902 | 0 | #N/A | #N/A | #N/A | 63.2 | 0.0902 | 0 | #N/A | #N/A | 153 | 46400
NE-HVAC-airAC-SpltPkg-240to759kBtuh-11p5eer | DEER2017 | D17 v2 |  | Any | Gro | 1985 | CZ11 | cDXGF | Cap-Tons | 158 | 46400 | None | 74.5 | 0.0819 | 0 | 74.5 | 0.0819 | 0 | 74.5 | 0.0819 | 0 | 74.5 | 0.0819 | 0 | DEER:HVAC_Split-Package_AC | Annual | 1719 | 74.5 | 0.0819 | 0 | 74.5 | 0.0819 | 0 | NE-HVAC-airAC-SpltPkg-240to759kBtuh-11p5eer_MZDEER2017AnyGro1985CZ11cPVVG | #N/A | NE-HVAC-airAC-SpltPkg-240to759kBtuh-11p5eer_SZDEER2017AnyGro1985CZ11cDXGF | 33851 |  | #N/A | #N/A | #N/A | 74.5 | 0.0819 | 0 | #N/A | #N/A | #N/A | 74.5 | 0.0819 | 0 | #N/A | #N/A | 158 | 46400
NE-HVAC-airAC-SpltPkg-240to759kBtuh-11p5eer | DEER2017 | D17 v2 |  | Any | Gro | 1985 | CZ12 | cDXGF | Cap-Tons | 160 | 46400 | None | 50.5 | 0.0746 | 0 | 50.5 | 0.0746 | 0 | 50.5 | 0.0746 | 0 | 50.5 | 0.0746 | 0 | DEER:HVAC_Split-Package_AC | Annual | 1719 | 50.5 | 0.0746 | 0 | 50.5 | 0.0746 | 0 | NE-HVAC-airAC-SpltPkg-240to759kBtuh-11p5eer_MZDEER2017AnyGro1985CZ12cPVVG | #N/A | NE-HVAC-airAC-SpltPkg-240to759kBtuh-11p5eer_SZDEER2017AnyGro1985CZ12cDXGF | 33852 |  | #N/A | #N/A | #N/A | 50.5 | 0.0746 | 0 | #N/A | #N/A | #N/A | 50.5 | 0.0746 | 0 | #N/A | #N/A | 160 | 46400
NE-HVAC-airAC-SpltPkg-240to759kBtuh-11p5eer | DEER2017 | D17 v2 |  | Any | Gro | 1985 | CZ13 | cDXGF | Cap-Tons | 159 | 46400 | None | 79 | 0.0793 | 0 | 79 | 0.0793 | 0 | 79 | 0.0793 | 0 | 79 | 0.0793 | 0 | DEER:HVAC_Split-Package_AC | Annual | 1719 | 79 | 0.0793 | 0 | 79 | 0.0793 | 0 | NE-HVAC-airAC-SpltPkg-240to759kBtuh-11p5eer_MZDEER2017AnyGro1985CZ13cPVVG | #N/A | NE-HVAC-airAC-SpltPkg-240to759kBtuh-11p5eer_SZDEER2017AnyGro1985CZ13cDXGF | 33853 |  | #N/A | #N/A | #N/A | 79 | 0.0793 | 0 | #N/A | #N/A | #N/A | 79 | 0.0793 | 0 | #N/A | #N/A | 159 | 46400
NE-HVAC-airAC-SpltPkg-240to759kBtuh-11p5eer | DEER2017 | D17 v2 |  | Any | Gro | 1985 | CZ14 | cDXGF | Cap-Tons | 165 | 46400 | None | 74.3 | 0.0766 | 0 | 74.3 | 0.0766 | 0 | 74.3 | 0.0766 | 0 | 74.3 | 0.0766 | 0 | DEER:HVAC_Split-Package_AC | Annual | 1719 | 74.3 | 0.0766 | 0 | 74.3 | 0.0766 | 0 | NE-HVAC-airAC-SpltPkg-240to759kBtuh-11p5eer_MZDEER2017AnyGro1985CZ14cPVVG | #N/A | NE-HVAC-airAC-SpltPkg-240to759kBtuh-11p5eer_SZDEER2017AnyGro1985CZ14cDXGF | 33854 |  | #N/A | #N/A | #N/A | 74.3 | 0.0766 | 0 | #N/A | #N/A | #N/A | 74.3 | 0.0766 | 0 | #N/A | #N/A | 165 | 46400
NE-HVAC-airAC-SpltPkg-240to759kBtuh-11p5eer | DEER2017 | D17 v2 |  | Any | Gro | 1985 | CZ15 | cDXGF | Cap-Tons | 212 | 46400 | None | 134 | 0.0828 | 0 | 134 | 0.0828 | 0 | 134 | 0.0828 | 0 | 134 | 0.0828 | 0 | DEER:HVAC_Split-Package_AC | Annual | 1719 | 134 | 0.0828 | 0 | 134 | 0.0828 | 0 | NE-HVAC-airAC-SpltPkg-240to759kBtuh-11p5eer_MZDEER2017AnyGro1985CZ15cPVVG | #N/A | NE-HVAC-airAC-SpltPkg-240to759kBtuh-11p5eer_SZDEER2017AnyGro1985CZ15cDXGF | 33855 |  | #N/A | #N/A | #N/A | 134 | 0.0828 | 0 | #N/A | #N/A | #N/A | 134 | 0.0828 | 0 | #N/A | #N/A | 212 | 46400
NE-HVAC-airAC-SpltPkg-240to759kBtuh-11p5eer | DEER2017 | D17 v2 |  | Any | Gro | 1985 | CZ16 | cDXGF | Cap-Tons | 91.2 | 46400 | None | 23.2 | 0.0533 | 0 | 23.2 | 0.0533 | 0 | 23.2 | 0.0533 | 0 | 23.2 | 0.0533 | 0 | DEER:HVAC_Split-Package_AC | Annual | 1719 | 23.2 | 0.0533 | 0 | 23.2 | 0.0533 | 0 | NE-HVAC-airAC-SpltPkg-240to759kBtuh-11p5eer_MZDEER2017AnyGro1985CZ16cPVVG | #N/A | NE-HVAC-airAC-SpltPkg-240to759kBtuh-11p5eer_SZDEER2017AnyGro1985CZ16cDXGF | 33856 |  | #N/A | #N/A | #N/A | 23.2 | 0.0533 | 0 | #N/A | #N/A | #N/A | 23.2 | 0.0533 | 0 | #N/A | #N/A | 91.2 | 46400
NE-HVAC-airAC-SpltPkg-240to759kBtuh-11p5eer | DEER2017 | D17 v2 |  | Any | Gro | 1996 | CZ01 | cDXGF | Cap-Tons | 58 | 46400 | None | 0.762 | 0.0053 | 0 | 0.762 | 0.0053 | 0 | 0.762 | 0.0053 | 0 | 0.762 | 0.0053 | 0 | DEER:HVAC_Split-Package_AC | Annual | 1719 | 0.762 | 0.0053 | 0 | 0.762 | 0.0053 | 0 | NE-HVAC-airAC-SpltPkg-240to759kBtuh-11p5eer_MZDEER2017AnyGro1996CZ01cPVVG | #N/A | NE-HVAC-airAC-SpltPkg-240to759kBtuh-11p5eer_SZDEER2017AnyGro1996CZ01cDXGF | 55201 |  | #N/A | #N/A | #N/A | 0.762 | 0.0053 | 0 | #N/A | #N/A | #N/A | 0.762 | 0.0053 | 0 | #N/A | #N/A | 58 | 46400
NE-HVAC-airAC-SpltPkg-240to759kBtuh-11p5eer | DEER2017 | D17 v2 |  | Any | Gro | 1996 | CZ02 | cDXGF | Cap-Tons | 123 | 46400 | None | 29.2 | 0.0743 | 0 | 29.2 | 0.0743 | 0 | 29.2 | 0.0743 | 0 | 29.2 | 0.0743 | 0 | DEER:HVAC_Split-Package_AC | Annual | 1719 | 29.2 | 0.0743 | 0 | 29.2 | 0.0743 | 0 | NE-HVAC-airAC-SpltPkg-240to759kBtuh-11p5eer_MZDEER2017AnyGro1996CZ02cPVVG | #N/A | NE-HVAC-airAC-SpltPkg-240to759kBtuh-11p5eer_SZDEER2017AnyGro1996CZ02cDXGF | 55202 |  | #N/A | #N/A | #N/A | 29.2 | 0.0743 | 0 | #N/A | #N/A | #N/A | 29.2 | 0.0743 | 0 | #N/A | #N/A | 123 | 46400
NE-HVAC-airAC-SpltPkg-240to759kBtuh-11p5eer | DEER2017 | D17 v2 |  | Any | Gro | 1996 | CZ03 | cDXGF | Cap-Tons | 83.5 | 46400 | None | 7.19 | 0.0417 | 0 | 7.19 | 0.0417 | 0 | 7.19 | 0.0417 | 0 | 7.19 | 0.0417 | 0 | DEER:HVAC_Split-Package_AC | Annual | 1719 | 7.19 | 0.0417 | 0 | 7.19 | 0.0417 | 0 | NE-HVAC-airAC-SpltPkg-240to759kBtuh-11p5eer_MZDEER2017AnyGro1996CZ03cPVVG | #N/A | NE-HVAC-airAC-SpltPkg-240to759kBtuh-11p5eer_SZDEER2017AnyGro1996CZ03cDXGF | 55203 |  | #N/A | #N/A | #N/A | 7.19 | 0.0417 | 0 | #N/A | #N/A | #N/A | 7.19 | 0.0417 | 0 | #N/A | #N/A | 83.5 | 46400
NE-HVAC-airAC-SpltPkg-240to759kBtuh-11p5eer | DEER2017 | D17 v2 |  | Any | Gro | 1996 | CZ04 | cDXGF | Cap-Tons | 106 | 46400 | None | 31.4 | 0.068 | 0 | 31.4 | 0.068 | 0 | 31.4 | 0.068 | 0 | 31.4 | 0.068 | 0 | DEER:HVAC_Split-Package_AC | Annual | 1719 | 31.4 | 0.068 | 0 | 31.4 | 0.068 | 0 | NE-HVAC-airAC-SpltPkg-240to759kBtuh-11p5eer_MZDEER2017AnyGro1996CZ04cPVVG | #N/A | NE-HVAC-airAC-SpltPkg-240to759kBtuh-11p5eer_SZDEER2017AnyGro1996CZ04cDXGF | 55204 |  | #N/A | #N/A | #N/A | 31.4 | 0.068 | 0 | #N/A | #N/A | #N/A | 31.4 | 0.068 | 0 | #N/A | #N/A | 106 | 46400
NE-HVAC-airAC-SpltPkg-240to759kBtuh-11p5eer | DEER2017 | D17 v2 |  | Any | Gro | 1996 | CZ05 | cDXGF | Cap-Tons | 68.1 | 46400 | None | 6.94 | 0.0255 | 0 | 6.94 | 0.0255 | 0 | 6.94 | 0.0255 | 0 | 6.94 | 0.0255 | 0 | DEER:HVAC_Split-Package_AC | Annual | 1719 | 6.94 | 0.0255 | 0 | 6.94 | 0.0255 | 0 | NE-HVAC-airAC-SpltPkg-240to759kBtuh-11p5eer_MZDEER2017AnyGro1996CZ05cPVVG | #N/A | NE-HVAC-airAC-SpltPkg-240to759kBtuh-11p5eer_SZDEER2017AnyGro1996CZ05cDXGF | 55205 |  | #N/A | #N/A | #N/A | 6.94 | 0.0255 | 0 | #N/A | #N/A | #N/A | 6.94 | 0.0255 | 0 | #N/A | #N/A | 68.1 | 46400
NE-HVAC-airAC-SpltPkg-240to759kBtuh-11p5eer | DEER2017 | D17 v2 |  | Any | Gro | 1996 | CZ06 | cDXGF | Cap-Tons | 108 | 46400 | None | 20.8 | 0.0491 | 0 | 20.8 | 0.0491 | 0 | 20.8 | 0.0491 | 0 | 20.8 | 0.0491 | 0 | DEER:HVAC_Split-Package_AC | Annual | 1719 | 20.8 | 0.0491 | 0 | 20.8 | 0.0491 | 0 | NE-HVAC-airAC-SpltPkg-240to759kBtuh-11p5eer_MZDEER2017AnyGro1996CZ06cPVVG | #N/A | NE-HVAC-airAC-SpltPkg-240to759kBtuh-11p5eer_SZDEER2017AnyGro1996CZ06cDXGF | 55206 |  | #N/A | #N/A | #N/A | 20.8 | 0.0491 | 0 | #N/A | #N/A | #N/A | 20.8 | 0.0491 | 0 | #N/A | #N/A | 108 | 46400
NE-HVAC-airAC-SpltPkg-240to759kBtuh-11p5eer | DEER2017 | D17 v2 |  | Any | Gro | 1996 | CZ07 | cDXGF | Cap-Tons | 88 | 46400 | None | 15.1 | 0.0424 | 0 | 15.1 | 0.0424 | 0 | 15.1 | 0.0424 | 0 | 15.1 | 0.0424 | 0 | DEER:HVAC_Split-Package_AC | Annual | 1719 | 15.1 | 0.0424 | 0 | 15.1 | 0.0424 | 0 | NE-HVAC-airAC-SpltPkg-240to759kBtuh-11p5eer_MZDEER2017AnyGro1996CZ07cPVVG | #N/A | NE-HVAC-airAC-SpltPkg-240to759kBtuh-11p5eer_SZDEER2017AnyGro1996CZ07cDXGF | 55207 |  | #N/A | #N/A | #N/A | 15.1 | 0.0424 | 0 | #N/A | #N/A | #N/A | 15.1 | 0.0424 | 0 | #N/A | #N/A | 88 | 46400
NE-HVAC-airAC-SpltPkg-240to759kBtuh-11p5eer | DEER2017 | D17 v2 |  | Any | Gro | 1996 | CZ08 | cDXGF | Cap-Tons | 107 | 46400 | None | 41.4 | 0.064 | 0 | 41.4 | 0.064 | 0 | 41.4 | 0.064 | 0 | 41.4 | 0.064 | 0 | DEER:HVAC_Split-Package_AC | Annual | 1719 | 41.4 | 0.064 | 0 | 41.4 | 0.064 | 0 | NE-HVAC-airAC-SpltPkg-240to759kBtuh-11p5eer_MZDEER2017AnyGro1996CZ08cPVVG | #N/A | NE-HVAC-airAC-SpltPkg-240to759kBtuh-11p5eer_SZDEER2017AnyGro1996CZ08cDXGF | 55208 |  | #N/A | #N/A | #N/A | 41.4 | 0.064 | 0 | #N/A | #N/A | #N/A | 41.4 | 0.064 | 0 | #N/A | #N/A | 107 | 46400
NE-HVAC-airAC-SpltPkg-240to759kBtuh-11p5eer | DEER2017 | D17 v2 |  | Any | Gro | 1996 | CZ09 | cDXGF | Cap-Tons | 150 | 46400 | None | 46.5 | 0.0809 | 0 | 46.5 | 0.0809 | 0 | 46.5 | 0.0809 | 0 | 46.5 | 0.0809 | 0 | DEER:HVAC_Split-Package_AC | Annual | 1719 | 46.5 | 0.0809 | 0 | 46.5 | 0.0809 | 0 | NE-HVAC-airAC-SpltPkg-240to759kBtuh-11p5eer_MZDEER2017AnyGro1996CZ09cPVVG | #N/A | NE-HVAC-airAC-SpltPkg-240to759kBtuh-11p5eer_SZDEER2017AnyGro1996CZ09cDXGF | 55209 |  | #N/A | #N/A | #N/A | 46.5 | 0.0809 | 0 | #N/A | #N/A | #N/A | 46.5 | 0.0809 | 0 | #N/A | #N/A | 150 | 46400
NE-HVAC-airAC-SpltPkg-240to759kBtuh-11p5eer | DEER2017 | D17 v2 |  | Any | Gro | 1996 | CZ10 | cDXGF | Cap-Tons | 144 | 46400 | None | 59.4 | 0.0873 | 0 | 59.4 | 0.0873 | 0 | 59.4 | 0.0873 | 0 | 59.4 | 0.0873 | 0 | DEER:HVAC_Split-Package_AC | Annual | 1719 | 59.4 | 0.0873 | 0 | 59.4 | 0.0873 | 0 | NE-HVAC-airAC-SpltPkg-240to759kBtuh-11p5eer_MZDEER2017AnyGro1996CZ10cPVVG | #N/A | NE-HVAC-airAC-SpltPkg-240to759kBtuh-11p5eer_SZDEER2017AnyGro1996CZ10cDXGF | 55210 |  | #N/A | #N/A | #N/A | 59.4 | 0.0873 | 0 | #N/A | #N/A | #N/A | 59.4 | 0.0873 | 0 | #N/A | #N/A | 144 | 46400
NE-HVAC-airAC-SpltPkg-240to759kBtuh-11p5eer | DEER2017 | D17 v2 |  | Any | Gro | 1996 | CZ11 | cDXGF | Cap-Tons | 145 | 46400 | None | 72 | 0.0803 | 0 | 72 | 0.0803 | 0 | 72 | 0.0803 | 0 | 72 | 0.0803 | 0 | DEER:HVAC_Split-Package_AC | Annual | 1719 | 72 | 0.0803 | 0 | 72 | 0.0803 | 0 | NE-HVAC-airAC-SpltPkg-240to759kBtuh-11p5eer_MZDEER2017AnyGro1996CZ11cPVVG | #N/A | NE-HVAC-airAC-SpltPkg-240to759kBtuh-11p5eer_SZDEER2017AnyGro1996CZ11cDXGF | 55211 |  | #N/A | #N/A | #N/A | 72 | 0.0803 | 0 | #N/A | #N/A | #N/A | 72 | 0.0803 | 0 | #N/A | #N/A | 145 | 46400
NE-HVAC-airAC-SpltPkg-240to759kBtuh-11p5eer | DEER2017 | D17 v2 |  | Any | Gro | 1996 | CZ12 | cDXGF | Cap-Tons | 149 | 46400 | None | 47.3 | 0.0721 | 0 | 47.3 | 0.0721 | 0 | 47.3 | 0.0721 | 0 | 47.3 | 0.0721 | 0 | DEER:HVAC_Split-Package_AC | Annual | 1719 | 47.3 | 0.0721 | 0 | 47.3 | 0.0721 | 0 | NE-HVAC-airAC-SpltPkg-240to759kBtuh-11p5eer_MZDEER2017AnyGro1996CZ12cPVVG | #N/A | NE-HVAC-airAC-SpltPkg-240to759kBtuh-11p5eer_SZDEER2017AnyGro1996CZ12cDXGF | 55212 |  | #N/A | #N/A | #N/A | 47.3 | 0.0721 | 0 | #N/A | #N/A | #N/A | 47.3 | 0.0721 | 0 | #N/A | #N/A | 149 | 46400
NE-HVAC-airAC-SpltPkg-240to759kBtuh-11p5eer | DEER2017 | D17 v2 |  | Any | Gro | 1996 | CZ13 | cDXGF | Cap-Tons | 148 | 46400 | None | 75.2 | 0.0765 | 0 | 75.2 | 0.0765 | 0 | 75.2 | 0.0765 | 0 | 75.2 | 0.0765 | 0 | DEER:HVAC_Split-Package_AC | Annual | 1719 | 75.2 | 0.0765 | 0 | 75.2 | 0.0765 | 0 | NE-HVAC-airAC-SpltPkg-240to759kBtuh-11p5eer_MZDEER2017AnyGro1996CZ13cPVVG | #N/A | NE-HVAC-airAC-SpltPkg-240to759kBtuh-11p5eer_SZDEER2017AnyGro1996CZ13cDXGF | 55213 |  | #N/A | #N/A | #N/A | 75.2 | 0.0765 | 0 | #N/A | #N/A | #N/A | 75.2 | 0.0765 | 0 | #N/A | #N/A | 148 | 46400
NE-HVAC-airAC-SpltPkg-240to759kBtuh-11p5eer | DEER2017 | D17 v2 |  | Any | Gro | 1996 | CZ14 | cDXGF | Cap-Tons | 153 | 46400 | None | 69.1 | 0.0752 | 0 | 69.1 | 0.0752 | 0 | 69.1 | 0.0752 | 0 | 69.1 | 0.0752 | 0 | DEER:HVAC_Split-Package_AC | Annual | 1719 | 69.1 | 0.0752 | 0 | 69.1 | 0.0752 | 0 | NE-HVAC-airAC-SpltPkg-240to759kBtuh-11p5eer_MZDEER2017AnyGro1996CZ14cPVVG | #N/A | NE-HVAC-airAC-SpltPkg-240to759kBtuh-11p5eer_SZDEER2017AnyGro1996CZ14cDXGF | 55214 |  | #N/A | #N/A | #N/A | 69.1 | 0.0752 | 0 | #N/A | #N/A | #N/A | 69.1 | 0.0752 | 0 | #N/A | #N/A | 153 | 46400
NE-HVAC-airAC-SpltPkg-240to759kBtuh-11p5eer | DEER2017 | D17 v2 |  | Any | Gro | 1996 | CZ15 | cDXGF | Cap-Tons | 197 | 46400 | None | 128 | 0.0807 | 0 | 128 | 0.0807 | 0 | 128 | 0.0807 | 0 | 128 | 0.0807 | 0 | DEER:HVAC_Split-Package_AC | Annual | 1719 | 128 | 0.0807 | 0 | 128 | 0.0807 | 0 | NE-HVAC-airAC-SpltPkg-240to759kBtuh-11p5eer_MZDEER2017AnyGro1996CZ15cPVVG | #N/A | NE-HVAC-airAC-SpltPkg-240to759kBtuh-11p5eer_SZDEER2017AnyGro1996CZ15cDXGF | 55215 |  | #N/A | #N/A | #N/A | 128 | 0.0807 | 0 | #N/A | #N/A | #N/A | 128 | 0.0807 | 0 | #N/A | #N/A | 197 | 46400
NE-HVAC-airAC-SpltPkg-240to759kBtuh-11p5eer | DEER2017 | D17 v2 |  | Any | Gro | 1996 | CZ16 | cDXGF | Cap-Tons | 84.2 | 46400 | None | 19.4 | 0.0488 | 0 | 19.4 | 0.0488 | 0 | 19.4 | 0.0488 | 0 | 19.4 | 0.0488 | 0 | DEER:HVAC_Split-Package_AC | Annual | 1719 | 19.4 | 0.0488 | 0 | 19.4 | 0.0488 | 0 | NE-HVAC-airAC-SpltPkg-240to759kBtuh-11p5eer_MZDEER2017AnyGro1996CZ16cPVVG | #N/A | NE-HVAC-airAC-SpltPkg-240to759kBtuh-11p5eer_SZDEER2017AnyGro1996CZ16cDXGF | 55216 |  | #N/A | #N/A | #N/A | 19.4 | 0.0488 | 0 | #N/A | #N/A | #N/A | 19.4 | 0.0488 | 0 | #N/A | #N/A | 84.2 | 46400
NE-HVAC-airAC-SpltPkg-240to759kBtuh-11p5eer | DEER2017 | D17 v2 |  | Any | Gro | 2003 | CZ01 | cDXGF | Cap-Tons | 56.5 | 46400 | None | 0.824 | 0.00486 | 0 | 0.824 | 0.00486 | 0 | 0.824 | 0.00486 | 0 | 0.824 | 0.00486 | 0 | DEER:HVAC_Split-Package_AC | Annual | 1719 | 0.824 | 0.00486 | 0 | 0.824 | 0.00486 | 0 | NE-HVAC-airAC-SpltPkg-240to759kBtuh-11p5eer_MZDEER2017AnyGro2003CZ01cPVVG | #N/A | NE-HVAC-airAC-SpltPkg-240to759kBtuh-11p5eer_SZDEER2017AnyGro2003CZ01cDXGF | 76561 |  | #N/A | #N/A | #N/A | 0.824 | 0.00486 | 0 | #N/A | #N/A | #N/A | 0.824 | 0.00486 | 0 | #N/A | #N/A | 56.5 | 46400
NE-HVAC-airAC-SpltPkg-240to759kBtuh-11p5eer | DEER2017 | D17 v2 |  | Any | Gro | 2003 | CZ02 | cDXGF | Cap-Tons | 119 | 46400 | None | 27.6 | 0.0728 | 0 | 27.6 | 0.0728 | 0 | 27.6 | 0.0728 | 0 | 27.6 | 0.0728 | 0 | DEER:HVAC_Split-Package_AC | Annual | 1719 | 27.6 | 0.0728 | 0 | 27.6 | 0.0728 | 0 | NE-HVAC-airAC-SpltPkg-240to759kBtuh-11p5eer_MZDEER2017AnyGro2003CZ02cPVVG | #N/A | NE-HVAC-airAC-SpltPkg-240to759kBtuh-11p5eer_SZDEER2017AnyGro2003CZ02cDXGF | 76562 |  | #N/A | #N/A | #N/A | 27.6 | 0.0728 | 0 | #N/A | #N/A | #N/A | 27.6 | 0.0728 | 0 | #N/A | #N/A | 119 | 46400
NE-HVAC-airAC-SpltPkg-240to759kBtuh-11p5eer | DEER2017 | D17 v2 |  | Any | Gro | 2003 | CZ03 | cDXGF | Cap-Tons | 80.5 | 46400 | None | 6.56 | 0.0395 | 0 | 6.56 | 0.0395 | 0 | 6.56 | 0.0395 | 0 | 6.56 | 0.0395 | 0 | DEER:HVAC_Split-Package_AC | Annual | 1719 | 6.56 | 0.0395 | 0 | 6.56 | 0.0395 | 0 | NE-HVAC-airAC-SpltPkg-240to759kBtuh-11p5eer_MZDEER2017AnyGro2003CZ03cPVVG | #N/A | NE-HVAC-airAC-SpltPkg-240to759kBtuh-11p5eer_SZDEER2017AnyGro2003CZ03cDXGF | 76563 |  | #N/A | #N/A | #N/A | 6.56 | 0.0395 | 0 | #N/A | #N/A | #N/A | 6.56 | 0.0395 | 0 | #N/A | #N/A | 80.5 | 46400
NE-HVAC-airAC-SpltPkg-240to759kBtuh-11p5eer | DEER2017 | D17 v2 |  | Any | Gro | 2003 | CZ04 | cDXGF | Cap-Tons | 102 | 46400 | None | 29.2 | 0.0663 | 0 | 29.2 | 0.0663 | 0 | 29.2 | 0.0663 | 0 | 29.2 | 0.0663 | 0 | DEER:HVAC_Split-Package_AC | Annual | 1719 | 29.2 | 0.0663 | 0 | 29.2 | 0.0663 | 0 | NE-HVAC-airAC-SpltPkg-240to759kBtuh-11p5eer_MZDEER2017AnyGro2003CZ04cPVVG | #N/A | NE-HVAC-airAC-SpltPkg-240to759kBtuh-11p5eer_SZDEER2017AnyGro2003CZ04cDXGF | 76564 |  | #N/A | #N/A | #N/A | 29.2 | 0.0663 | 0 | #N/A | #N/A | #N/A | 29.2 | 0.0663 | 0 | #N/A | #N/A | 102 | 46400
NE-HVAC-airAC-SpltPkg-240to759kBtuh-11p5eer | DEER2017 | D17 v2 |  | Any | Gro | 2003 | CZ05 | cDXGF | Cap-Tons | 65.6 | 46400 | None | 6.19 | 0.0237 | 0 | 6.19 | 0.0237 | 0 | 6.19 | 0.0237 | 0 | 6.19 | 0.0237 | 0 | DEER:HVAC_Split-Package_AC | Annual | 1719 | 6.19 | 0.0237 | 0 | 6.19 | 0.0237 | 0 | NE-HVAC-airAC-SpltPkg-240to759kBtuh-11p5eer_MZDEER2017AnyGro2003CZ05cPVVG | #N/A | NE-HVAC-airAC-SpltPkg-240to759kBtuh-11p5eer_SZDEER2017AnyGro2003CZ05cDXGF | 76565 |  | #N/A | #N/A | #N/A | 6.19 | 0.0237 | 0 | #N/A | #N/A | #N/A | 6.19 | 0.0237 | 0 | #N/A | #N/A | 65.6 | 46400
NE-HVAC-airAC-SpltPkg-240to759kBtuh-11p5eer | DEER2017 | D17 v2 |  | Any | Gro | 2003 | CZ06 | cDXGF | Cap-Tons | 104 | 46400 | None | 18.5 | 0.0477 | 0 | 18.5 | 0.0477 | 0 | 18.5 | 0.0477 | 0 | 18.5 | 0.0477 | 0 | DEER:HVAC_Split-Package_AC | Annual | 1719 | 18.5 | 0.0477 | 0 | 18.5 | 0.0477 | 0 | NE-HVAC-airAC-SpltPkg-240to759kBtuh-11p5eer_MZDEER2017AnyGro2003CZ06cPVVG | #N/A | NE-HVAC-airAC-SpltPkg-240to759kBtuh-11p5eer_SZDEER2017AnyGro2003CZ06cDXGF | 76566 |  | #N/A | #N/A | #N/A | 18.5 | 0.0477 | 0 | #N/A | #N/A | #N/A | 18.5 | 0.0477 | 0 | #N/A | #N/A | 104 | 46400
NE-HVAC-airAC-SpltPkg-240to759kBtuh-11p5eer | DEER2017 | D17 v2 |  | Any | Gro | 2003 | CZ07 | cDXGF | Cap-Tons | 84.9 | 46400 | None | 13.3 | 0.0397 | 0 | 13.3 | 0.0397 | 0 | 13.3 | 0.0397 | 0 | 13.3 | 0.0397 | 0 | DEER:HVAC_Split-Package_AC | Annual | 1719 | 13.3 | 0.0397 | 0 | 13.3 | 0.0397 | 0 | NE-HVAC-airAC-SpltPkg-240to759kBtuh-11p5eer_MZDEER2017AnyGro2003CZ07cPVVG | #N/A | NE-HVAC-airAC-SpltPkg-240to759kBtuh-11p5eer_SZDEER2017AnyGro2003CZ07cDXGF | 76567 |  | #N/A | #N/A | #N/A | 13.3 | 0.0397 | 0 | #N/A | #N/A | #N/A | 13.3 | 0.0397 | 0 | #N/A | #N/A | 84.9 | 46400
NE-HVAC-airAC-SpltPkg-240to759kBtuh-11p5eer | DEER2017 | D17 v2 |  | Any | Gro | 2003 | CZ08 | cDXGF | Cap-Tons | 103 | 46400 | None | 38.5 | 0.0627 | 0 | 38.5 | 0.0627 | 0 | 38.5 | 0.0627 | 0 | 38.5 | 0.0627 | 0 | DEER:HVAC_Split-Package_AC | Annual | 1719 | 38.5 | 0.0627 | 0 | 38.5 | 0.0627 | 0 | NE-HVAC-airAC-SpltPkg-240to759kBtuh-11p5eer_MZDEER2017AnyGro2003CZ08cPVVG | #N/A | NE-HVAC-airAC-SpltPkg-240to759kBtuh-11p5eer_SZDEER2017AnyGro2003CZ08cDXGF | 76568 |  | #N/A | #N/A | #N/A | 38.5 | 0.0627 | 0 | #N/A | #N/A | #N/A | 38.5 | 0.0627 | 0 | #N/A | #N/A | 103 | 46400
NE-HVAC-airAC-SpltPkg-240to759kBtuh-11p5eer | DEER2017 | D17 v2 |  | Any | Gro | 2003 | CZ09 | cDXGF | Cap-Tons | 145 | 46400 | None | 44.1 | 0.0796 | 0 | 44.1 | 0.0796 | 0 | 44.1 | 0.0796 | 0 | 44.1 | 0.0796 | 0 | DEER:HVAC_Split-Package_AC | Annual | 1719 | 44.1 | 0.0796 | 0 | 44.1 | 0.0796 | 0 | NE-HVAC-airAC-SpltPkg-240to759kBtuh-11p5eer_MZDEER2017AnyGro2003CZ09cPVVG | #N/A | NE-HVAC-airAC-SpltPkg-240to759kBtuh-11p5eer_SZDEER2017AnyGro2003CZ09cDXGF | 76569 |  | #N/A | #N/A | #N/A | 44.1 | 0.0796 | 0 | #N/A | #N/A | #N/A | 44.1 | 0.0796 | 0 | #N/A | #N/A | 145 | 46400
NE-HVAC-airAC-SpltPkg-240to759kBtuh-11p5eer | DEER2017 | D17 v2 |  | Any | Gro | 2003 | CZ10 | cDXGF | Cap-Tons | 138 | 46400 | None | 57.2 | 0.0854 | 0 | 57.2 | 0.0854 | 0 | 57.2 | 0.0854 | 0 | 57.2 | 0.0854 | 0 | DEER:HVAC_Split-Package_AC | Annual | 1719 | 57.2 | 0.0854 | 0 | 57.2 | 0.0854 | 0 | NE-HVAC-airAC-SpltPkg-240to759kBtuh-11p5eer_MZDEER2017AnyGro2003CZ10cPVVG | #N/A | NE-HVAC-airAC-SpltPkg-240to759kBtuh-11p5eer_SZDEER2017AnyGro2003CZ10cDXGF | 76570 |  | #N/A | #N/A | #N/A | 57.2 | 0.0854 | 0 | #N/A | #N/A | #N/A | 57.2 | 0.0854 | 0 | #N/A | #N/A | 138 | 46400
NE-HVAC-airAC-SpltPkg-240to759kBtuh-11p5eer | DEER2017 | D17 v2 |  | Any | Gro | 2003 | CZ11 | cDXGF | Cap-Tons | 139 | 46400 | None | 70 | 0.08 | 0 | 70 | 0.08 | 0 | 70 | 0.08 | 0 | 70 | 0.08 | 0 | DEER:HVAC_Split-Package_AC | Annual | 1719 | 70 | 0.08 | 0 | 70 | 0.08 | 0 | NE-HVAC-airAC-SpltPkg-240to759kBtuh-11p5eer_MZDEER2017AnyGro2003CZ11cPVVG | #N/A | NE-HVAC-airAC-SpltPkg-240to759kBtuh-11p5eer_SZDEER2017AnyGro2003CZ11cDXGF | 76571 |  | #N/A | #N/A | #N/A | 70 | 0.08 | 0 | #N/A | #N/A | #N/A | 70 | 0.08 | 0 | #N/A | #N/A | 139 | 46400
NE-HVAC-airAC-SpltPkg-240to759kBtuh-11p5eer | DEER2017 | D17 v2 |  | Any | Gro | 2003 | CZ12 | cDXGF | Cap-Tons | 144 | 46400 | None | 45.6 | 0.0709 | 0 | 45.6 | 0.0709 | 0 | 45.6 | 0.0709 | 0 | 45.6 | 0.0709 | 0 | DEER:HVAC_Split-Package_AC | Annual | 1719 | 45.6 | 0.0709 | 0 | 45.6 | 0.0709 | 0 | NE-HVAC-airAC-SpltPkg-240to759kBtuh-11p5eer_MZDEER2017AnyGro2003CZ12cPVVG | #N/A | NE-HVAC-airAC-SpltPkg-240to759kBtuh-11p5eer_SZDEER2017AnyGro2003CZ12cDXGF | 76572 |  | #N/A | #N/A | #N/A | 45.6 | 0.0709 | 0 | #N/A | #N/A | #N/A | 45.6 | 0.0709 | 0 | #N/A | #N/A | 144 | 46400
NE-HVAC-airAC-SpltPkg-240to759kBtuh-11p5eer | DEER2017 | D17 v2 |  | Any | Gro | 2003 | CZ13 | cDXGF | Cap-Tons | 143 | 46400 | None | 73.2 | 0.0758 | 0 | 73.2 | 0.0758 | 0 | 73.2 | 0.0758 | 0 | 73.2 | 0.0758 | 0 | DEER:HVAC_Split-Package_AC | Annual | 1719 | 73.2 | 0.0758 | 0 | 73.2 | 0.0758 | 0 | NE-HVAC-airAC-SpltPkg-240to759kBtuh-11p5eer_MZDEER2017AnyGro2003CZ13cPVVG | #N/A | NE-HVAC-airAC-SpltPkg-240to759kBtuh-11p5eer_SZDEER2017AnyGro2003CZ13cDXGF | 76573 |  | #N/A | #N/A | #N/A | 73.2 | 0.0758 | 0 | #N/A | #N/A | #N/A | 73.2 | 0.0758 | 0 | #N/A | #N/A | 143 | 46400
NE-HVAC-airAC-SpltPkg-240to759kBtuh-11p5eer | DEER2017 | D17 v2 |  | Any | Gro | 2003 | CZ14 | cDXGF | Cap-Tons | 151 | 46400 | None | 68.8 | 0.0753 | 0 | 68.8 | 0.0753 | 0 | 68.8 | 0.0753 | 0 | 68.8 | 0.0753 | 0 | DEER:HVAC_Split-Package_AC | Annual | 1719 | 68.8 | 0.0753 | 0 | 68.8 | 0.0753 | 0 | NE-HVAC-airAC-SpltPkg-240to759kBtuh-11p5eer_MZDEER2017AnyGro2003CZ14cPVVG | #N/A | NE-HVAC-airAC-SpltPkg-240to759kBtuh-11p5eer_SZDEER2017AnyGro2003CZ14cDXGF | 76574 |  | #N/A | #N/A | #N/A | 68.8 | 0.0753 | 0 | #N/A | #N/A | #N/A | 68.8 | 0.0753 | 0 | #N/A | #N/A | 151 | 46400
NE-HVAC-airAC-SpltPkg-240to759kBtuh-11p5eer | DEER2017 | D17 v2 |  | Any | Gro | 2003 | CZ15 | cDXGF | Cap-Tons | 195 | 46400 | None | 130 | 0.0824 | 0 | 130 | 0.0824 | 0 | 130 | 0.0824 | 0 | 130 | 0.0824 | 0 | DEER:HVAC_Split-Package_AC | Annual | 1719 | 130 | 0.0824 | 0 | 130 | 0.0824 | 0 | NE-HVAC-airAC-SpltPkg-240to759kBtuh-11p5eer_MZDEER2017AnyGro2003CZ15cPVVG | #N/A | NE-HVAC-airAC-SpltPkg-240to759kBtuh-11p5eer_SZDEER2017AnyGro2003CZ15cDXGF | 76575 |  | #N/A | #N/A | #N/A | 130 | 0.0824 | 0 | #N/A | #N/A | #N/A | 130 | 0.0824 | 0 | #N/A | #N/A | 195 | 46400
NE-HVAC-airAC-SpltPkg-240to759kBtuh-11p5eer | DEER2017 | D17 v2 |  | Any | Gro | 2003 | CZ16 | cDXGF | Cap-Tons | 82.4 | 46400 | None | 18.3 | 0.0477 | 0 | 18.3 | 0.0477 | 0 | 18.3 | 0.0477 | 0 | 18.3 | 0.0477 | 0 | DEER:HVAC_Split-Package_AC | Annual | 1719 | 18.3 | 0.0477 | 0 | 18.3 | 0.0477 | 0 | NE-HVAC-airAC-SpltPkg-240to759kBtuh-11p5eer_MZDEER2017AnyGro2003CZ16cPVVG | #N/A | NE-HVAC-airAC-SpltPkg-240to759kBtuh-11p5eer_SZDEER2017AnyGro2003CZ16cDXGF | 76576 |  | #N/A | #N/A | #N/A | 18.3 | 0.0477 | 0 | #N/A | #N/A | #N/A | 18.3 | 0.0477 | 0 | #N/A | #N/A | 82.4 | 46400
NE-HVAC-airAC-SpltPkg-240to759kBtuh-11p5eer | DEER2017 | D17 v2 |  | Any | Gro | 2007 | CZ01 | cDXGF | Cap-Tons | 56.4 | 46400 | None | 1.77 | 0.0152 | 0 | 1.77 | 0.0152 | 0 | 1.77 | 0.0152 | 0 | 1.77 | 0.0152 | 0 | DEER:HVAC_Split-Package_AC | Annual | 1719 | 1.77 | 0.0152 | 0 | 1.77 | 0.0152 | 0 | NE-HVAC-airAC-SpltPkg-240to759kBtuh-11p5eer_MZDEER2017AnyGro2007CZ01cPVVG | #N/A | NE-HVAC-airAC-SpltPkg-240to759kBtuh-11p5eer_SZDEER2017AnyGro2007CZ01cDXGF | 97921 |  | #N/A | #N/A | #N/A | 1.77 | 0.0152 | 0 | #N/A | #N/A | #N/A | 1.77 | 0.0152 | 0 | #N/A | #N/A | 56.4 | 46400
NE-HVAC-airAC-SpltPkg-240to759kBtuh-11p5eer | DEER2017 | D17 v2 |  | Any | Gro | 2007 | CZ02 | cDXGF | Cap-Tons | 118 | 46400 | None | 49.9 | 0.0869 | 0 | 49.9 | 0.0869 | 0 | 49.9 | 0.0869 | 0 | 49.9 | 0.0869 | 0 | DEER:HVAC_Split-Package_AC | Annual | 1719 | 49.9 | 0.0869 | 0 | 49.9 | 0.0869 | 0 | NE-HVAC-airAC-SpltPkg-240to759kBtuh-11p5eer_MZDEER2017AnyGro2007CZ02cPVVG | #N/A | NE-HVAC-airAC-SpltPkg-240to759kBtuh-11p5eer_SZDEER2017AnyGro2007CZ02cDXGF | 97922 |  | #N/A | #N/A | #N/A | 49.9 | 0.0869 | 0 | #N/A | #N/A | #N/A | 49.9 | 0.0869 | 0 | #N/A | #N/A | 118 | 46400
NE-HVAC-airAC-SpltPkg-240to759kBtuh-11p5eer | DEER2017 | D17 v2 |  | Any | Gro | 2007 | CZ03 | cDXGF | Cap-Tons | 80.4 | 46400 | None | 18.7 | 0.0635 | 0 | 18.7 | 0.0635 | 0 | 18.7 | 0.0635 | 0 | 18.7 | 0.0635 | 0 | DEER:HVAC_Split-Package_AC | Annual | 1719 | 18.7 | 0.0635 | 0 | 18.7 | 0.0635 | 0 | NE-HVAC-airAC-SpltPkg-240to759kBtuh-11p5eer_MZDEER2017AnyGro2007CZ03cPVVG | #N/A | NE-HVAC-airAC-SpltPkg-240to759kBtuh-11p5eer_SZDEER2017AnyGro2007CZ03cDXGF | 97923 |  | #N/A | #N/A | #N/A | 18.7 | 0.0635 | 0 | #N/A | #N/A | #N/A | 18.7 | 0.0635 | 0 | #N/A | #N/A | 80.4 | 46400
NE-HVAC-airAC-SpltPkg-240to759kBtuh-11p5eer | DEER2017 | D17 v2 |  | Any | Gro | 2007 | CZ04 | cDXGF | Cap-Tons | 102 | 46400 | None | 58.6 | 0.0826 | 0 | 58.6 | 0.0826 | 0 | 58.6 | 0.0826 | 0 | 58.6 | 0.0826 | 0 | DEER:HVAC_Split-Package_AC | Annual | 1719 | 58.6 | 0.0826 | 0 | 58.6 | 0.0826 | 0 | NE-HVAC-airAC-SpltPkg-240to759kBtuh-11p5eer_MZDEER2017AnyGro2007CZ04cPVVG | #N/A | NE-HVAC-airAC-SpltPkg-240to759kBtuh-11p5eer_SZDEER2017AnyGro2007CZ04cDXGF | 97924 |  | #N/A | #N/A | #N/A | 58.6 | 0.0826 | 0 | #N/A | #N/A | #N/A | 58.6 | 0.0826 | 0 | #N/A | #N/A | 102 | 46400
NE-HVAC-airAC-SpltPkg-240to759kBtuh-11p5eer | DEER2017 | D17 v2 |  | Any | Gro | 2007 | CZ05 | cDXGF | Cap-Tons | 65.5 | 46400 | None | 20 | 0.0439 | 0 | 20 | 0.0439 | 0 | 20 | 0.0439 | 0 | 20 | 0.0439 | 0 | DEER:HVAC_Split-Package_AC | Annual | 1719 | 20 | 0.0439 | 0 | 20 | 0.0439 | 0 | NE-HVAC-airAC-SpltPkg-240to759kBtuh-11p5eer_MZDEER2017AnyGro2007CZ05cPVVG | #N/A | NE-HVAC-airAC-SpltPkg-240to759kBtuh-11p5eer_SZDEER2017AnyGro2007CZ05cDXGF | 97925 |  | #N/A | #N/A | #N/A | 20 | 0.0439 | 0 | #N/A | #N/A | #N/A | 20 | 0.0439 | 0 | #N/A | #N/A | 65.5 | 46400
NE-HVAC-airAC-SpltPkg-240to759kBtuh-11p5eer | DEER2017 | D17 v2 |  | Any | Gro | 2007 | CZ06 | cDXGF | Cap-Tons | 104 | 46400 | None | 52.7 | 0.0682 | 0 | 52.7 | 0.0682 | 0 | 52.7 | 0.0682 | 0 | 52.7 | 0.0682 | 0 | DEER:HVAC_Split-Package_AC | Annual | 1719 | 52.7 | 0.0682 | 0 | 52.7 | 0.0682 | 0 | NE-HVAC-airAC-SpltPkg-240to759kBtuh-11p5eer_MZDEER2017AnyGro2007CZ06cPVVG | #N/A | NE-HVAC-airAC-SpltPkg-240to759kBtuh-11p5eer_SZDEER2017AnyGro2007CZ06cDXGF | 97926 |  | #N/A | #N/A | #N/A | 52.7 | 0.0682 | 0 | #N/A | #N/A | #N/A | 52.7 | 0.0682 | 0 | #N/A | #N/A | 104 | 46400
NE-HVAC-airAC-SpltPkg-240to759kBtuh-11p5eer | DEER2017 | D17 v2 |  | Any | Gro | 2007 | CZ07 | cDXGF | Cap-Tons | 84.8 | 46400 | None | 45.6 | 0.0678 | 0 | 45.6 | 0.0678 | 0 | 45.6 | 0.0678 | 0 | 45.6 | 0.0678 | 0 | DEER:HVAC_Split-Package_AC | Annual | 1719 | 45.6 | 0.0678 | 0 | 45.6 | 0.0678 | 0 | NE-HVAC-airAC-SpltPkg-240to759kBtuh-11p5eer_MZDEER2017AnyGro2007CZ07cPVVG | #N/A | NE-HVAC-airAC-SpltPkg-240to759kBtuh-11p5eer_SZDEER2017AnyGro2007CZ07cDXGF | 97927 |  | #N/A | #N/A | #N/A | 45.6 | 0.0678 | 0 | #N/A | #N/A | #N/A | 45.6 | 0.0678 | 0 | #N/A | #N/A | 84.8 | 46400
NE-HVAC-airAC-SpltPkg-240to759kBtuh-11p5eer | DEER2017 | D17 v2 |  | Any | Gro | 2007 | CZ08 | cDXGF | Cap-Tons | 103 | 46400 | None | 79.2 | 0.0813 | 0 | 79.2 | 0.0813 | 0 | 79.2 | 0.0813 | 0 | 79.2 | 0.0813 | 0 | DEER:HVAC_Split-Package_AC | Annual | 1719 | 79.2 | 0.0813 | 0 | 79.2 | 0.0813 | 0 | NE-HVAC-airAC-SpltPkg-240to759kBtuh-11p5eer_MZDEER2017AnyGro2007CZ08cPVVG | #N/A | NE-HVAC-airAC-SpltPkg-240to759kBtuh-11p5eer_SZDEER2017AnyGro2007CZ08cDXGF | 97928 |  | #N/A | #N/A | #N/A | 79.2 | 0.0813 | 0 | #N/A | #N/A | #N/A | 79.2 | 0.0813 | 0 | #N/A | #N/A | 103 | 46400
NE-HVAC-airAC-SpltPkg-240to759kBtuh-11p5eer | DEER2017 | D17 v2 |  | Any | Gro | 2007 | CZ09 | cDXGF | Cap-Tons | 145 | 46400 | None | 77.1 | 0.093 | 0 | 77.1 | 0.093 | 0 | 77.1 | 0.093 | 0 | 77.1 | 0.093 | 0 | DEER:HVAC_Split-Package_AC | Annual | 1719 | 77.1 | 0.093 | 0 | 77.1 | 0.093 | 0 | NE-HVAC-airAC-SpltPkg-240to759kBtuh-11p5eer_MZDEER2017AnyGro2007CZ09cPVVG | #N/A | NE-HVAC-airAC-SpltPkg-240to759kBtuh-11p5eer_SZDEER2017AnyGro2007CZ09cDXGF | 97929 |  | #N/A | #N/A | #N/A | 77.1 | 0.093 | 0 | #N/A | #N/A | #N/A | 77.1 | 0.093 | 0 | #N/A | #N/A | 145 | 46400
NE-HVAC-airAC-SpltPkg-240to759kBtuh-11p5eer | DEER2017 | D17 v2 |  | Any | Gro | 2007 | CZ10 | cDXGF | Cap-Tons | 138 | 46400 | None | 91.5 | 0.0973 | 0 | 91.5 | 0.0973 | 0 | 91.5 | 0.0973 | 0 | 91.5 | 0.0973 | 0 | DEER:HVAC_Split-Package_AC | Annual | 1719 | 91.5 | 0.0973 | 0 | 91.5 | 0.0973 | 0 | NE-HVAC-airAC-SpltPkg-240to759kBtuh-11p5eer_MZDEER2017AnyGro2007CZ10cPVVG | #N/A | NE-HVAC-airAC-SpltPkg-240to759kBtuh-11p5eer_SZDEER2017AnyGro2007CZ10cDXGF | 97930 |  | #N/A | #N/A | #N/A | 91.5 | 0.0973 | 0 | #N/A | #N/A | #N/A | 91.5 | 0.0973 | 0 | #N/A | #N/A | 138 | 46400
NE-HVAC-airAC-SpltPkg-240to759kBtuh-11p5eer | DEER2017 | D17 v2 |  | Any | Gro | 2007 | CZ11 | cDXGF | Cap-Tons | 139 | 46400 | None | 102 | 0.0933 | 0 | 102 | 0.0933 | 0 | 102 | 0.0933 | 0 | 102 | 0.0933 | 0 | DEER:HVAC_Split-Package_AC | Annual | 1719 | 102 | 0.0933 | 0 | 102 | 0.0933 | 0 | NE-HVAC-airAC-SpltPkg-240to759kBtuh-11p5eer_MZDEER2017AnyGro2007CZ11cPVVG | #N/A | NE-HVAC-airAC-SpltPkg-240to759kBtuh-11p5eer_SZDEER2017AnyGro2007CZ11cDXGF | 97931 |  | #N/A | #N/A | #N/A | 102 | 0.0933 | 0 | #N/A | #N/A | #N/A | 102 | 0.0933 | 0 | #N/A | #N/A | 139 | 46400
NE-HVAC-airAC-SpltPkg-240to759kBtuh-11p5eer | DEER2017 | D17 v2 |  | Any | Gro | 2007 | CZ12 | cDXGF | Cap-Tons | 144 | 46400 | None | 73.4 | 0.0842 | 0 | 73.4 | 0.0842 | 0 | 73.4 | 0.0842 | 0 | 73.4 | 0.0842 | 0 | DEER:HVAC_Split-Package_AC | Annual | 1719 | 73.4 | 0.0842 | 0 | 73.4 | 0.0842 | 0 | NE-HVAC-airAC-SpltPkg-240to759kBtuh-11p5eer_MZDEER2017AnyGro2007CZ12cPVVG | #N/A | NE-HVAC-airAC-SpltPkg-240to759kBtuh-11p5eer_SZDEER2017AnyGro2007CZ12cDXGF | 97932 |  | #N/A | #N/A | #N/A | 73.4 | 0.0842 | 0 | #N/A | #N/A | #N/A | 73.4 | 0.0842 | 0 | #N/A | #N/A | 144 | 46400
NE-HVAC-airAC-SpltPkg-240to759kBtuh-11p5eer | DEER2017 | D17 v2 |  | Any | Gro | 2007 | CZ13 | cDXGF | Cap-Tons | 143 | 46400 | None | 106 | 0.0893 | 0 | 106 | 0.0893 | 0 | 106 | 0.0893 | 0 | 106 | 0.0893 | 0 | DEER:HVAC_Split-Package_AC | Annual | 1719 | 106 | 0.0893 | 0 | 106 | 0.0893 | 0 | NE-HVAC-airAC-SpltPkg-240to759kBtuh-11p5eer_MZDEER2017AnyGro2007CZ13cPVVG | #N/A | NE-HVAC-airAC-SpltPkg-240to759kBtuh-11p5eer_SZDEER2017AnyGro2007CZ13cDXGF | 97933 |  | #N/A | #N/A | #N/A | 106 | 0.0893 | 0 | #N/A | #N/A | #N/A | 106 | 0.0893 | 0 | #N/A | #N/A | 143 | 46400
NE-HVAC-airAC-SpltPkg-240to759kBtuh-11p5eer | DEER2017 | D17 v2 |  | Any | Gro | 2007 | CZ14 | cDXGF | Cap-Tons | 151 | 46400 | None | 98.9 | 0.0888 | 0 | 98.9 | 0.0888 | 0 | 98.9 | 0.0888 | 0 | 98.9 | 0.0888 | 0 | DEER:HVAC_Split-Package_AC | Annual | 1719 | 98.9 | 0.0888 | 0 | 98.9 | 0.0888 | 0 | NE-HVAC-airAC-SpltPkg-240to759kBtuh-11p5eer_MZDEER2017AnyGro2007CZ14cPVVG | #N/A | NE-HVAC-airAC-SpltPkg-240to759kBtuh-11p5eer_SZDEER2017AnyGro2007CZ14cDXGF | 97934 |  | #N/A | #N/A | #N/A | 98.9 | 0.0888 | 0 | #N/A | #N/A | #N/A | 98.9 | 0.0888 | 0 | #N/A | #N/A | 151 | 46400
NE-HVAC-airAC-SpltPkg-240to759kBtuh-11p5eer | DEER2017 | D17 v2 |  | Any | Gro | 2007 | CZ15 | cDXGF | Cap-Tons | 195 | 46400 | None | 172 | 0.0944 | 0 | 172 | 0.0944 | 0 | 172 | 0.0944 | 0 | 172 | 0.0944 | 0 | DEER:HVAC_Split-Package_AC | Annual | 1719 | 172 | 0.0944 | 0 | 172 | 0.0944 | 0 | NE-HVAC-airAC-SpltPkg-240to759kBtuh-11p5eer_MZDEER2017AnyGro2007CZ15cPVVG | #N/A | NE-HVAC-airAC-SpltPkg-240to759kBtuh-11p5eer_SZDEER2017AnyGro2007CZ15cDXGF | 97935 |  | #N/A | #N/A | #N/A | 172 | 0.0944 | 0 | #N/A | #N/A | #N/A | 172 | 0.0944 | 0 | #N/A | #N/A | 195 | 46400
NE-HVAC-airAC-SpltPkg-240to759kBtuh-11p5eer | DEER2017 | D17 v2 |  | Any | Gro | 2007 | CZ16 | cDXGF | Cap-Tons | 82.3 | 46400 | None | 40.7 | 0.0659 | 0 | 40.7 | 0.0659 | 0 | 40.7 | 0.0659 | 0 | 40.7 | 0.0659 | 0 | DEER:HVAC_Split-Package_AC | Annual | 1719 | 40.7 | 0.0659 | 0 | 40.7 | 0.0659 | 0 | NE-HVAC-airAC-SpltPkg-240to759kBtuh-11p5eer_MZDEER2017AnyGro2007CZ16cPVVG | #N/A | NE-HVAC-airAC-SpltPkg-240to759kBtuh-11p5eer_SZDEER2017AnyGro2007CZ16cDXGF | 97936 |  | #N/A | #N/A | #N/A | 40.7 | 0.0659 | 0 | #N/A | #N/A | #N/A | 40.7 | 0.0659 | 0 | #N/A | #N/A | 82.3 | 46400
NE-HVAC-airAC-SpltPkg-240to759kBtuh-11p5eer | DEER2017 | D17 v2 |  | Any | Gro | 2011 | CZ01 | cDXGF | Cap-Tons | 56 | 46400 | None | 115 | 0.137 | -6.03 | 1.54 | 0.0148 | 0 | 115 | 0.137 | -6.03 | 1.54 | 0.0148 | 0 | DEER:HVAC_Split-Package_AC | Annual | 1719 | 115 | 0.137 | -6.03 | 1.54 | 0.0148 | 0 | NE-HVAC-airAC-SpltPkg-240to759kBtuh-11p5eer_MZDEER2017AnyGro2011CZ01cPVVG | #N/A | NE-HVAC-airAC-SpltPkg-240to759kBtuh-11p5eer_SZDEER2017AnyGro2011CZ01cDXGF | 119281 |  | #N/A | #N/A | #N/A | 115 | 0.137 | -6.03 | #N/A | #N/A | #N/A | 1.54 | 0.0148 | 0 | #N/A | #N/A | 56 | 46400
NE-HVAC-airAC-SpltPkg-240to759kBtuh-11p5eer | DEER2017 | D17 v2 |  | Any | Gro | 2011 | CZ02 | cDXGF | Cap-Tons | 118 | 46400 | None | 415 | 0.231 | -7.4 | 49.7 | 0.0869 | 0 | 415 | 0.231 | -7.4 | 49.7 | 0.0869 | 0 | DEER:HVAC_Split-Package_AC | Annual | 1719 | 415 | 0.231 | -7.4 | 49.7 | 0.0869 | 0 | NE-HVAC-airAC-SpltPkg-240to759kBtuh-11p5eer_MZDEER2017AnyGro2011CZ02cPVVG | #N/A | NE-HVAC-airAC-SpltPkg-240to759kBtuh-11p5eer_SZDEER2017AnyGro2011CZ02cDXGF | 119282 |  | #N/A | #N/A | #N/A | 415 | 0.231 | -7.4 | #N/A | #N/A | #N/A | 49.7 | 0.0869 | 0 | #N/A | #N/A | 118 | 46400
NE-HVAC-airAC-SpltPkg-240to759kBtuh-11p5eer | DEER2017 | D17 v2 |  | Any | Gro | 2011 | CZ03 | cDXGF | Cap-Tons | 79.9 | 46400 | None | 292 | 0.195 | -9.66 | 18.2 | 0.0635 | 0 | 292 | 0.195 | -9.66 | 18.2 | 0.0635 | 0 | DEER:HVAC_Split-Package_AC | Annual | 1719 | 292 | 0.195 | -9.66 | 18.2 | 0.0635 | 0 | NE-HVAC-airAC-SpltPkg-240to759kBtuh-11p5eer_MZDEER2017AnyGro2011CZ03cPVVG | #N/A | NE-HVAC-airAC-SpltPkg-240to759kBtuh-11p5eer_SZDEER2017AnyGro2011CZ03cDXGF | 119283 |  | #N/A | #N/A | #N/A | 292 | 0.195 | -9.66 | #N/A | #N/A | #N/A | 18.2 | 0.0635 | 0 | #N/A | #N/A | 79.9 | 46400
NE-HVAC-airAC-SpltPkg-240to759kBtuh-11p5eer | DEER2017 | D17 v2 |  | Any | Gro | 2011 | CZ04 | cDXGF | Cap-Tons | 101 | 46400 | None | 473 | 0.227 | -8.58 | 58.3 | 0.0826 | 0 | 473 | 0.227 | -8.58 | 58.3 | 0.0826 | 0 | DEER:HVAC_Split-Package_AC | Annual | 1719 | 473 | 0.227 | -8.58 | 58.3 | 0.0826 | 0 | NE-HVAC-airAC-SpltPkg-240to759kBtuh-11p5eer_MZDEER2017AnyGro2011CZ04cPVVG | #N/A | NE-HVAC-airAC-SpltPkg-240to759kBtuh-11p5eer_SZDEER2017AnyGro2011CZ04cDXGF | 119284 |  | #N/A | #N/A | #N/A | 473 | 0.227 | -8.58 | #N/A | #N/A | #N/A | 58.3 | 0.0826 | 0 | #N/A | #N/A | 101 | 46400
NE-HVAC-airAC-SpltPkg-240to759kBtuh-11p5eer | DEER2017 | D17 v2 |  | Any | Gro | 2011 | CZ05 | cDXGF | Cap-Tons | 65 | 46400 | None | 293 | 0.183 | -10.7 | 19.4 | 0.0437 | 0 | 293 | 0.183 | -10.7 | 19.4 | 0.0437 | 0 | DEER:HVAC_Split-Package_AC | Annual | 1719 | 293 | 0.183 | -10.7 | 19.4 | 0.0437 | 0 | NE-HVAC-airAC-SpltPkg-240to759kBtuh-11p5eer_MZDEER2017AnyGro2011CZ05cPVVG | #N/A | NE-HVAC-airAC-SpltPkg-240to759kBtuh-11p5eer_SZDEER2017AnyGro2011CZ05cDXGF | 119285 |  | #N/A | #N/A | #N/A | 293 | 0.183 | -10.7 | #N/A | #N/A | #N/A | 19.4 | 0.0437 | 0 | #N/A | #N/A | 65 | 46400
NE-HVAC-airAC-SpltPkg-240to759kBtuh-11p5eer | DEER2017 | D17 v2 |  | Any | Gro | 2011 | CZ06 | cDXGF | Cap-Tons | 104 | 46400 | None | 559 | 0.217 | -12.3 | 52.1 | 0.0683 | 0 | 559 | 0.217 | -12.3 | 52.1 | 0.0683 | 0 | DEER:HVAC_Split-Package_AC | Annual | 1719 | 559 | 0.217 | -12.3 | 52.1 | 0.0683 | 0 | NE-HVAC-airAC-SpltPkg-240to759kBtuh-11p5eer_MZDEER2017AnyGro2011CZ06cPVVG | #N/A | NE-HVAC-airAC-SpltPkg-240to759kBtuh-11p5eer_SZDEER2017AnyGro2011CZ06cDXGF | 119286 |  | #N/A | #N/A | #N/A | 559 | 0.217 | -12.3 | #N/A | #N/A | #N/A | 52.1 | 0.0683 | 0 | #N/A | #N/A | 104 | 46400
NE-HVAC-airAC-SpltPkg-240to759kBtuh-11p5eer | DEER2017 | D17 v2 |  | Any | Gro | 2011 | CZ07 | cDXGF | Cap-Tons | 84.3 | 46400 | None | 517 | 0.211 | -13.5 | 44.9 | 0.0678 | 0 | 517 | 0.211 | -13.5 | 44.9 | 0.0678 | 0 | DEER:HVAC_Split-Package_AC | Annual | 1719 | 517 | 0.211 | -13.5 | 44.9 | 0.0678 | 0 | NE-HVAC-airAC-SpltPkg-240to759kBtuh-11p5eer_MZDEER2017AnyGro2011CZ07cPVVG | #N/A | NE-HVAC-airAC-SpltPkg-240to759kBtuh-11p5eer_SZDEER2017AnyGro2011CZ07cDXGF | 119287 |  | #N/A | #N/A | #N/A | 517 | 0.211 | -13.5 | #N/A | #N/A | #N/A | 44.9 | 0.0678 | 0 | #N/A | #N/A | 84.3 | 46400
NE-HVAC-airAC-SpltPkg-240to759kBtuh-11p5eer | DEER2017 | D17 v2 |  | Any | Gro | 2011 | CZ08 | cDXGF | Cap-Tons | 103 | 46400 | None | 627 | 0.227 | -11.1 | 78.7 | 0.0813 | 0 | 627 | 0.227 | -11.1 | 78.7 | 0.0813 | 0 | DEER:HVAC_Split-Package_AC | Annual | 1719 | 627 | 0.227 | -11.1 | 78.7 | 0.0813 | 0 | NE-HVAC-airAC-SpltPkg-240to759kBtuh-11p5eer_MZDEER2017AnyGro2011CZ08cPVVG | #N/A | NE-HVAC-airAC-SpltPkg-240to759kBtuh-11p5eer_SZDEER2017AnyGro2011CZ08cDXGF | 119288 |  | #N/A | #N/A | #N/A | 627 | 0.227 | -11.1 | #N/A | #N/A | #N/A | 78.7 | 0.0813 | 0 | #N/A | #N/A | 103 | 46400
NE-HVAC-airAC-SpltPkg-240to759kBtuh-11p5eer | DEER2017 | D17 v2 |  | Any | Gro | 2011 | CZ09 | cDXGF | Cap-Tons | 144 | 46400 | None | 630 | 0.24 | -9.34 | 76.8 | 0.093 | 0 | 630 | 0.24 | -9.34 | 76.8 | 0.093 | 0 | DEER:HVAC_Split-Package_AC | Annual | 1719 | 630 | 0.24 | -9.34 | 76.8 | 0.093 | 0 | NE-HVAC-airAC-SpltPkg-240to759kBtuh-11p5eer_MZDEER2017AnyGro2011CZ09cPVVG | #N/A | NE-HVAC-airAC-SpltPkg-240to759kBtuh-11p5eer_SZDEER2017AnyGro2011CZ09cDXGF | 119289 |  | #N/A | #N/A | #N/A | 630 | 0.24 | -9.34 | #N/A | #N/A | #N/A | 76.8 | 0.093 | 0 | #N/A | #N/A | 144 | 46400
NE-HVAC-airAC-SpltPkg-240to759kBtuh-11p5eer | DEER2017 | D17 v2 |  | Any | Gro | 2011 | CZ10 | cDXGF | Cap-Tons | 138 | 46400 | None | 655 | 0.251 | -9.33 | 91.2 | 0.0973 | 0 | 655 | 0.251 | -9.33 | 91.2 | 0.0973 | 0 | DEER:HVAC_Split-Package_AC | Annual | 1719 | 655 | 0.251 | -9.33 | 91.2 | 0.0973 | 0 | NE-HVAC-airAC-SpltPkg-240to759kBtuh-11p5eer_MZDEER2017AnyGro2011CZ10cPVVG | #N/A | NE-HVAC-airAC-SpltPkg-240to759kBtuh-11p5eer_SZDEER2017AnyGro2011CZ10cDXGF | 119290 |  | #N/A | #N/A | #N/A | 655 | 0.251 | -9.33 | #N/A | #N/A | #N/A | 91.2 | 0.0973 | 0 | #N/A | #N/A | 138 | 46400
NE-HVAC-airAC-SpltPkg-240to759kBtuh-11p5eer | DEER2017 | D17 v2 |  | Any | Gro | 2011 | CZ11 | cDXGF | Cap-Tons | 139 | 46400 | None | 593 | 0.245 | -6.6 | 102 | 0.0934 | 0 | 593 | 0.245 | -6.6 | 102 | 0.0934 | 0 | DEER:HVAC_Split-Package_AC | Annual | 1719 | 593 | 0.245 | -6.6 | 102 | 0.0934 | 0 | NE-HVAC-airAC-SpltPkg-240to759kBtuh-11p5eer_MZDEER2017AnyGro2011CZ11cPVVG | #N/A | NE-HVAC-airAC-SpltPkg-240to759kBtuh-11p5eer_SZDEER2017AnyGro2011CZ11cDXGF | 119291 |  | #N/A | #N/A | #N/A | 593 | 0.245 | -6.6 | #N/A | #N/A | #N/A | 102 | 0.0934 | 0 | #N/A | #N/A | 139 | 46400
NE-HVAC-airAC-SpltPkg-240to759kBtuh-11p5eer | DEER2017 | D17 v2 |  | Any | Gro | 2011 | CZ12 | cDXGF | Cap-Tons | 143 | 46400 | None | 529 | 0.231 | -7.06 | 73.2 | 0.0841 | 0 | 529 | 0.231 | -7.06 | 73.2 | 0.0841 | 0 | DEER:HVAC_Split-Package_AC | Annual | 1719 | 529 | 0.231 | -7.06 | 73.2 | 0.0841 | 0 | NE-HVAC-airAC-SpltPkg-240to759kBtuh-11p5eer_MZDEER2017AnyGro2011CZ12cPVVG | #N/A | NE-HVAC-airAC-SpltPkg-240to759kBtuh-11p5eer_SZDEER2017AnyGro2011CZ12cDXGF | 119292 |  | #N/A | #N/A | #N/A | 529 | 0.231 | -7.06 | #N/A | #N/A | #N/A | 73.2 | 0.0841 | 0 | #N/A | #N/A | 143 | 46400
NE-HVAC-airAC-SpltPkg-240to759kBtuh-11p5eer | DEER2017 | D17 v2 |  | Any | Gro | 2011 | CZ13 | cDXGF | Cap-Tons | 142 | 46400 | None | 621 | 0.235 | -6.37 | 106 | 0.0894 | 0 | 621 | 0.235 | -6.37 | 106 | 0.0894 | 0 | DEER:HVAC_Split-Package_AC | Annual | 1719 | 621 | 0.235 | -6.37 | 106 | 0.0894 | 0 | NE-HVAC-airAC-SpltPkg-240to759kBtuh-11p5eer_MZDEER2017AnyGro2011CZ13cPVVG | #N/A | NE-HVAC-airAC-SpltPkg-240to759kBtuh-11p5eer_SZDEER2017AnyGro2011CZ13cDXGF | 119293 |  | #N/A | #N/A | #N/A | 621 | 0.235 | -6.37 | #N/A | #N/A | #N/A | 106 | 0.0894 | 0 | #N/A | #N/A | 142 | 46400
NE-HVAC-airAC-SpltPkg-240to759kBtuh-11p5eer | DEER2017 | D17 v2 |  | Any | Gro | 2011 | CZ14 | cDXGF | Cap-Tons | 151 | 46400 | None | 607 | 0.235 | -6.55 | 98.7 | 0.0888 | 0 | 607 | 0.235 | -6.55 | 98.7 | 0.0888 | 0 | DEER:HVAC_Split-Package_AC | Annual | 1719 | 607 | 0.235 | -6.55 | 98.7 | 0.0888 | 0 | NE-HVAC-airAC-SpltPkg-240to759kBtuh-11p5eer_MZDEER2017AnyGro2011CZ14cPVVG | #N/A | NE-HVAC-airAC-SpltPkg-240to759kBtuh-11p5eer_SZDEER2017AnyGro2011CZ14cDXGF | 119294 |  | #N/A | #N/A | #N/A | 607 | 0.235 | -6.55 | #N/A | #N/A | #N/A | 98.7 | 0.0888 | 0 | #N/A | #N/A | 151 | 46400
NE-HVAC-airAC-SpltPkg-240to759kBtuh-11p5eer | DEER2017 | D17 v2 |  | Any | Gro | 2011 | CZ15 | cDXGF | Cap-Tons | 194 | 46400 | None | 916 | 0.235 | -5.82 | 172 | 0.0944 | 0 | 916 | 0.235 | -5.82 | 172 | 0.0944 | 0 | DEER:HVAC_Split-Package_AC | Annual | 1719 | 916 | 0.235 | -5.82 | 172 | 0.0944 | 0 | NE-HVAC-airAC-SpltPkg-240to759kBtuh-11p5eer_MZDEER2017AnyGro2011CZ15cPVVG | #N/A | NE-HVAC-airAC-SpltPkg-240to759kBtuh-11p5eer_SZDEER2017AnyGro2011CZ15cDXGF | 119295 |  | #N/A | #N/A | #N/A | 916 | 0.235 | -5.82 | #N/A | #N/A | #N/A | 172 | 0.0944 | 0 | #N/A | #N/A | 194 | 46400
NE-HVAC-airAC-SpltPkg-240to759kBtuh-11p5eer | DEER2017 | D17 v2 |  | Any | Gro | 2011 | CZ16 | cDXGF | Cap-Tons | 81.8 | 46400 | None | 342 | 0.202 | -7.1 | 40.4 | 0.066 | 0 | 342 | 0.202 | -7.1 | 40.4 | 0.066 | 0 | DEER:HVAC_Split-Package_AC | Annual | 1719 | 342 | 0.202 | -7.1 | 40.4 | 0.066 | 0 | NE-HVAC-airAC-SpltPkg-240to759kBtuh-11p5eer_MZDEER2017AnyGro2011CZ16cPVVG | #N/A | NE-HVAC-airAC-SpltPkg-240to759kBtuh-11p5eer_SZDEER2017AnyGro2011CZ16cDXGF | 119296 |  | #N/A | #N/A | #N/A | 342 | 0.202 | -7.1 | #N/A | #N/A | #N/A | 40.4 | 0.066 | 0 | #N/A | #N/A | 81.8 | 46400
NE-HVAC-airAC-SpltPkg-240to759kBtuh-11p5eer | DEER2017 | D17 v2 |  | Any | Gro | 2014 | CZ01 | cDXGF | Cap-Tons | 50.5 | 46400 | None | 0.708 | 0.0107 | 0 | 0.708 | 0.0107 | 0 | 0.708 | 0.0107 | 0 | 0.708 | 0.0107 | 0 | DEER:HVAC_Split-Package_AC | Annual | 1719 | 0.708 | 0.0107 | 0 | 0.708 | 0.0107 | 0 | NE-HVAC-airAC-SpltPkg-240to759kBtuh-11p5eer_MZDEER2017AnyGro2014CZ01cPVVG | #N/A | NE-HVAC-airAC-SpltPkg-240to759kBtuh-11p5eer_SZDEER2017AnyGro2014CZ01cDXGF | 140641 |  | #N/A | #N/A | #N/A | 0.708 | 0.0107 | 0 | #N/A | #N/A | #N/A | 0.708 | 0.0107 | 0 | #N/A | #N/A | 50.5 | 46400
NE-HVAC-airAC-SpltPkg-240to759kBtuh-11p5eer | DEER2017 | D17 v2 |  | Any | Gro | 2014 | CZ02 | cDXGF | Cap-Tons | 112 | 46400 | None | 43.5 | 0.084 | 0 | 43.5 | 0.084 | 0 | 43.5 | 0.084 | 0 | 43.5 | 0.084 | 0 | DEER:HVAC_Split-Package_AC | Annual | 1719 | 43.5 | 0.084 | 0 | 43.5 | 0.084 | 0 | NE-HVAC-airAC-SpltPkg-240to759kBtuh-11p5eer_MZDEER2017AnyGro2014CZ02cPVVG | #N/A | NE-HVAC-airAC-SpltPkg-240to759kBtuh-11p5eer_SZDEER2017AnyGro2014CZ02cDXGF | 140642 |  | #N/A | #N/A | #N/A | 43.5 | 0.084 | 0 | #N/A | #N/A | #N/A | 43.5 | 0.084 | 0 | #N/A | #N/A | 112 | 46400
NE-HVAC-airAC-SpltPkg-240to759kBtuh-11p5eer | DEER2017 | D17 v2 |  | Any | Gro | 2014 | CZ03 | cDXGF | Cap-Tons | 74.1 | 46400 | None | 13.6 | 0.0588 | 0 | 13.6 | 0.0588 | 0 | 13.6 | 0.0588 | 0 | 13.6 | 0.0588 | 0 | DEER:HVAC_Split-Package_AC | Annual | 1719 | 13.6 | 0.0588 | 0 | 13.6 | 0.0588 | 0 | NE-HVAC-airAC-SpltPkg-240to759kBtuh-11p5eer_MZDEER2017AnyGro2014CZ03cPVVG | #N/A | NE-HVAC-airAC-SpltPkg-240to759kBtuh-11p5eer_SZDEER2017AnyGro2014CZ03cDXGF | 140643 |  | #N/A | #N/A | #N/A | 13.6 | 0.0588 | 0 | #N/A | #N/A | #N/A | 13.6 | 0.0588 | 0 | #N/A | #N/A | 74.1 | 46400
NE-HVAC-airAC-SpltPkg-240to759kBtuh-11p5eer | DEER2017 | D17 v2 |  | Any | Gro | 2014 | CZ04 | cDXGF | Cap-Tons | 99.3 | 46400 | None | 48.6 | 0.0779 | 0 | 48.6 | 0.0779 | 0 | 48.6 | 0.0779 | 0 | 48.6 | 0.0779 | 0 | DEER:HVAC_Split-Package_AC | Annual | 1719 | 48.6 | 0.0779 | 0 | 48.6 | 0.0779 | 0 | NE-HVAC-airAC-SpltPkg-240to759kBtuh-11p5eer_MZDEER2017AnyGro2014CZ04cPVVG | #N/A | NE-HVAC-airAC-SpltPkg-240to759kBtuh-11p5eer_SZDEER2017AnyGro2014CZ04cDXGF | 140644 |  | #N/A | #N/A | #N/A | 48.6 | 0.0779 | 0 | #N/A | #N/A | #N/A | 48.6 | 0.0779 | 0 | #N/A | #N/A | 99.3 | 46400
NE-HVAC-airAC-SpltPkg-240to759kBtuh-11p5eer | DEER2017 | D17 v2 |  | Any | Gro | 2014 | CZ05 | cDXGF | Cap-Tons | 66.8 | 46400 | None | 12.1 | 0.0356 | 0 | 12.1 | 0.0356 | 0 | 12.1 | 0.0356 | 0 | 12.1 | 0.0356 | 0 | DEER:HVAC_Split-Package_AC | Annual | 1719 | 12.1 | 0.0356 | 0 | 12.1 | 0.0356 | 0 | NE-HVAC-airAC-SpltPkg-240to759kBtuh-11p5eer_MZDEER2017AnyGro2014CZ05cPVVG | #N/A | NE-HVAC-airAC-SpltPkg-240to759kBtuh-11p5eer_SZDEER2017AnyGro2014CZ05cDXGF | 140645 |  | #N/A | #N/A | #N/A | 12.1 | 0.0356 | 0 | #N/A | #N/A | #N/A | 12.1 | 0.0356 | 0 | #N/A | #N/A | 66.8 | 46400
NE-HVAC-airAC-SpltPkg-240to759kBtuh-11p5eer | DEER2017 | D17 v2 |  | Any | Gro | 2014 | CZ06 | cDXGF | Cap-Tons | 96.7 | 46400 | None | 42.1 | 0.0654 | 0 | 42.1 | 0.0654 | 0 | 42.1 | 0.0654 | 0 | 42.1 | 0.0654 | 0 | DEER:HVAC_Split-Package_AC | Annual | 1719 | 42.1 | 0.0654 | 0 | 42.1 | 0.0654 | 0 | NE-HVAC-airAC-SpltPkg-240to759kBtuh-11p5eer_MZDEER2017AnyGro2014CZ06cPVVG | #N/A | NE-HVAC-airAC-SpltPkg-240to759kBtuh-11p5eer_SZDEER2017AnyGro2014CZ06cDXGF | 140646 |  | #N/A | #N/A | #N/A | 42.1 | 0.0654 | 0 | #N/A | #N/A | #N/A | 42.1 | 0.0654 | 0 | #N/A | #N/A | 96.7 | 46400
NE-HVAC-airAC-SpltPkg-240to759kBtuh-11p5eer | DEER2017 | D17 v2 |  | Any | Gro | 2014 | CZ07 | cDXGF | Cap-Tons | 78.3 | 46400 | None | 34.7 | 0.0629 | 0 | 34.7 | 0.0629 | 0 | 34.7 | 0.0629 | 0 | 34.7 | 0.0629 | 0 | DEER:HVAC_Split-Package_AC | Annual | 1719 | 34.7 | 0.0629 | 0 | 34.7 | 0.0629 | 0 | NE-HVAC-airAC-SpltPkg-240to759kBtuh-11p5eer_MZDEER2017AnyGro2014CZ07cPVVG | #N/A | NE-HVAC-airAC-SpltPkg-240to759kBtuh-11p5eer_SZDEER2017AnyGro2014CZ07cDXGF | 140647 |  | #N/A | #N/A | #N/A | 34.7 | 0.0629 | 0 | #N/A | #N/A | #N/A | 34.7 | 0.0629 | 0 | #N/A | #N/A | 78.3 | 46400
NE-HVAC-airAC-SpltPkg-240to759kBtuh-11p5eer | DEER2017 | D17 v2 |  | Any | Gro | 2014 | CZ08 | cDXGF | Cap-Tons | 96.1 | 46400 | None | 67.8 | 0.0786 | 0 | 67.8 | 0.0786 | 0 | 67.8 | 0.0786 | 0 | 67.8 | 0.0786 | 0 | DEER:HVAC_Split-Package_AC | Annual | 1719 | 67.8 | 0.0786 | 0 | 67.8 | 0.0786 | 0 | NE-HVAC-airAC-SpltPkg-240to759kBtuh-11p5eer_MZDEER2017AnyGro2014CZ08cPVVG | #N/A | NE-HVAC-airAC-SpltPkg-240to759kBtuh-11p5eer_SZDEER2017AnyGro2014CZ08cDXGF | 140648 |  | #N/A | #N/A | #N/A | 67.8 | 0.0786 | 0 | #N/A | #N/A | #N/A | 67.8 | 0.0786 | 0 | #N/A | #N/A | 96.1 | 46400
NE-HVAC-airAC-SpltPkg-240to759kBtuh-11p5eer | DEER2017 | D17 v2 |  | Any | Gro | 2014 | CZ09 | cDXGF | Cap-Tons | 136 | 46400 | None | 68.8 | 0.0905 | 0 | 68.8 | 0.0905 | 0 | 68.8 | 0.0905 | 0 | 68.8 | 0.0905 | 0 | DEER:HVAC_Split-Package_AC | Annual | 1719 | 68.8 | 0.0905 | 0 | 68.8 | 0.0905 | 0 | NE-HVAC-airAC-SpltPkg-240to759kBtuh-11p5eer_MZDEER2017AnyGro2014CZ09cPVVG | #N/A | NE-HVAC-airAC-SpltPkg-240to759kBtuh-11p5eer_SZDEER2017AnyGro2014CZ09cDXGF | 140649 |  | #N/A | #N/A | #N/A | 68.8 | 0.0905 | 0 | #N/A | #N/A | #N/A | 68.8 | 0.0905 | 0 | #N/A | #N/A | 136 | 46400
NE-HVAC-airAC-SpltPkg-240to759kBtuh-11p5eer | DEER2017 | D17 v2 |  | Any | Gro | 2014 | CZ10 | cDXGF | Cap-Tons | 131 | 46400 | None | 81.9 | 0.0947 | 0 | 81.9 | 0.0947 | 0 | 81.9 | 0.0947 | 0 | 81.9 | 0.0947 | 0 | DEER:HVAC_Split-Package_AC | Annual | 1719 | 81.9 | 0.0947 | 0 | 81.9 | 0.0947 | 0 | NE-HVAC-airAC-SpltPkg-240to759kBtuh-11p5eer_MZDEER2017AnyGro2014CZ10cPVVG | #N/A | NE-HVAC-airAC-SpltPkg-240to759kBtuh-11p5eer_SZDEER2017AnyGro2014CZ10cDXGF | 140650 |  | #N/A | #N/A | #N/A | 81.9 | 0.0947 | 0 | #N/A | #N/A | #N/A | 81.9 | 0.0947 | 0 | #N/A | #N/A | 131 | 46400
NE-HVAC-airAC-SpltPkg-240to759kBtuh-11p5eer | DEER2017 | D17 v2 |  | Any | Gro | 2014 | CZ11 | cDXGF | Cap-Tons | 132 | 46400 | None | 94.4 | 0.0914 | 0 | 94.4 | 0.0914 | 0 | 94.4 | 0.0914 | 0 | 94.4 | 0.0914 | 0 | DEER:HVAC_Split-Package_AC | Annual | 1719 | 94.4 | 0.0914 | 0 | 94.4 | 0.0914 | 0 | NE-HVAC-airAC-SpltPkg-240to759kBtuh-11p5eer_MZDEER2017AnyGro2014CZ11cPVVG | #N/A | NE-HVAC-airAC-SpltPkg-240to759kBtuh-11p5eer_SZDEER2017AnyGro2014CZ11cDXGF | 140651 |  | #N/A | #N/A | #N/A | 94.4 | 0.0914 | 0 | #N/A | #N/A | #N/A | 94.4 | 0.0914 | 0 | #N/A | #N/A | 132 | 46400
NE-HVAC-airAC-SpltPkg-240to759kBtuh-11p5eer | DEER2017 | D17 v2 |  | Any | Gro | 2014 | CZ12 | cDXGF | Cap-Tons | 137 | 46400 | None | 66 | 0.0817 | 0 | 66 | 0.0817 | 0 | 66 | 0.0817 | 0 | 66 | 0.0817 | 0 | DEER:HVAC_Split-Package_AC | Annual | 1719 | 66 | 0.0817 | 0 | 66 | 0.0817 | 0 | NE-HVAC-airAC-SpltPkg-240to759kBtuh-11p5eer_MZDEER2017AnyGro2014CZ12cPVVG | #N/A | NE-HVAC-airAC-SpltPkg-240to759kBtuh-11p5eer_SZDEER2017AnyGro2014CZ12cDXGF | 140652 |  | #N/A | #N/A | #N/A | 66 | 0.0817 | 0 | #N/A | #N/A | #N/A | 66 | 0.0817 | 0 | #N/A | #N/A | 137 | 46400
NE-HVAC-airAC-SpltPkg-240to759kBtuh-11p5eer | DEER2017 | D17 v2 |  | Any | Gro | 2014 | CZ13 | cDXGF | Cap-Tons | 136 | 46400 | None | 98.9 | 0.087 | 0 | 98.9 | 0.087 | 0 | 98.9 | 0.087 | 0 | 98.9 | 0.087 | 0 | DEER:HVAC_Split-Package_AC | Annual | 1719 | 98.9 | 0.087 | 0 | 98.9 | 0.087 | 0 | NE-HVAC-airAC-SpltPkg-240to759kBtuh-11p5eer_MZDEER2017AnyGro2014CZ13cPVVG | #N/A | NE-HVAC-airAC-SpltPkg-240to759kBtuh-11p5eer_SZDEER2017AnyGro2014CZ13cDXGF | 140653 |  | #N/A | #N/A | #N/A | 98.9 | 0.087 | 0 | #N/A | #N/A | #N/A | 98.9 | 0.087 | 0 | #N/A | #N/A | 136 | 46400
NE-HVAC-airAC-SpltPkg-240to759kBtuh-11p5eer | DEER2017 | D17 v2 |  | Any | Gro | 2014 | CZ14 | cDXGF | Cap-Tons | 144 | 46400 | None | 91.6 | 0.087 | 0 | 91.6 | 0.087 | 0 | 91.6 | 0.087 | 0 | 91.6 | 0.087 | 0 | DEER:HVAC_Split-Package_AC | Annual | 1719 | 91.6 | 0.087 | 0 | 91.6 | 0.087 | 0 | NE-HVAC-airAC-SpltPkg-240to759kBtuh-11p5eer_MZDEER2017AnyGro2014CZ14cPVVG | #N/A | NE-HVAC-airAC-SpltPkg-240to759kBtuh-11p5eer_SZDEER2017AnyGro2014CZ14cDXGF | 140654 |  | #N/A | #N/A | #N/A | 91.6 | 0.087 | 0 | #N/A | #N/A | #N/A | 91.6 | 0.087 | 0 | #N/A | #N/A | 144 | 46400
NE-HVAC-airAC-SpltPkg-240to759kBtuh-11p5eer | DEER2017 | D17 v2 |  | Any | Gro | 2014 | CZ15 | cDXGF | Cap-Tons | 186 | 46400 | None | 163 | 0.0931 | 0 | 163 | 0.0931 | 0 | 163 | 0.0931 | 0 | 163 | 0.0931 | 0 | DEER:HVAC_Split-Package_AC | Annual | 1719 | 163 | 0.0931 | 0 | 163 | 0.0931 | 0 | NE-HVAC-airAC-SpltPkg-240to759kBtuh-11p5eer_MZDEER2017AnyGro2014CZ15cPVVG | #N/A | NE-HVAC-airAC-SpltPkg-240to759kBtuh-11p5eer_SZDEER2017AnyGro2014CZ15cDXGF | 140655 |  | #N/A | #N/A | #N/A | 163 | 0.0931 | 0 | #N/A | #N/A | #N/A | 163 | 0.0931 | 0 | #N/A | #N/A | 186 | 46400
NE-HVAC-airAC-SpltPkg-240to759kBtuh-11p5eer | DEER2017 | D17 v2 |  | Any | Gro | 2014 | CZ16 | cDXGF | Cap-Tons | 75.6 | 46400 | None | 32.2 | 0.0623 | 0 | 32.2 | 0.0623 | 0 | 32.2 | 0.0623 | 0 | 32.2 | 0.0623 | 0 | DEER:HVAC_Split-Package_AC | Annual | 1719 | 32.2 | 0.0623 | 0 | 32.2 | 0.0623 | 0 | NE-HVAC-airAC-SpltPkg-240to759kBtuh-11p5eer_MZDEER2017AnyGro2014CZ16cPVVG | #N/A | NE-HVAC-airAC-SpltPkg-240to759kBtuh-11p5eer_SZDEER2017AnyGro2014CZ16cDXGF | 140656 |  | #N/A | #N/A | #N/A | 32.2 | 0.0623 | 0 | #N/A | #N/A | #N/A | 32.2 | 0.0623 | 0 | #N/A | #N/A | 75.6 | 46400
NE-HVAC-airAC-SpltPkg-240to759kBtuh-11p5eer | DEER2017 | D17 v2 |  | Any | Gro | New | CZ01 | cDXGF | Cap-Tons | 50.5 | 46400 | None | 0.708 | 0.0107 | 0 | 0.708 | 0.0107 | 0 | 0.708 | 0.0107 | 0 | 0.708 | 0.0107 | 0 | DEER:HVAC_Split-Package_AC | Annual | 1719 | 0.708 | 0.0107 | 0 | 0.708 | 0.0107 | 0 | NE-HVAC-airAC-SpltPkg-240to759kBtuh-11p5eer_MZDEER2017AnyGroNewCZ01cPVVG | #N/A | NE-HVAC-airAC-SpltPkg-240to759kBtuh-11p5eer_SZDEER2017AnyGroNewCZ01cDXGF | 165241 |  | #N/A | #N/A | #N/A | 0.708 | 0.0107 | 0 | #N/A | #N/A | #N/A | 0.708 | 0.0107 | 0 | #N/A | #N/A | 50.5 | 46400
NE-HVAC-airAC-SpltPkg-240to759kBtuh-11p5eer | DEER2017 | D17 v2 |  | Any | Gro | New | CZ02 | cDXGF | Cap-Tons | 112 | 46400 | None | 43.5 | 0.084 | 0 | 43.5 | 0.084 | 0 | 43.5 | 0.084 | 0 | 43.5 | 0.084 | 0 | DEER:HVAC_Split-Package_AC | Annual | 1719 | 43.5 | 0.084 | 0 | 43.5 | 0.084 | 0 | NE-HVAC-airAC-SpltPkg-240to759kBtuh-11p5eer_MZDEER2017AnyGroNewCZ02cPVVG | #N/A | NE-HVAC-airAC-SpltPkg-240to759kBtuh-11p5eer_SZDEER2017AnyGroNewCZ02cDXGF | 165242 |  | #N/A | #N/A | #N/A | 43.5 | 0.084 | 0 | #N/A | #N/A | #N/A | 43.5 | 0.084 | 0 | #N/A | #N/A | 112 | 46400
NE-HVAC-airAC-SpltPkg-240to759kBtuh-11p5eer | DEER2017 | D17 v2 |  | Any | Gro | New | CZ03 | cDXGF | Cap-Tons | 74.1 | 46400 | None | 13.6 | 0.0588 | 0 | 13.6 | 0.0588 | 0 | 13.6 | 0.0588 | 0 | 13.6 | 0.0588 | 0 | DEER:HVAC_Split-Package_AC | Annual | 1719 | 13.6 | 0.0588 | 0 | 13.6 | 0.0588 | 0 | NE-HVAC-airAC-SpltPkg-240to759kBtuh-11p5eer_MZDEER2017AnyGroNewCZ03cPVVG | #N/A | NE-HVAC-airAC-SpltPkg-240to759kBtuh-11p5eer_SZDEER2017AnyGroNewCZ03cDXGF | 165243 |  | #N/A | #N/A | #N/A | 13.6 | 0.0588 | 0 | #N/A | #N/A | #N/A | 13.6 | 0.0588 | 0 | #N/A | #N/A | 74.1 | 46400
NE-HVAC-airAC-SpltPkg-240to759kBtuh-11p5eer | DEER2017 | D17 v2 |  | Any | Gro | New | CZ04 | cDXGF | Cap-Tons | 99.3 | 46400 | None | 48.6 | 0.0779 | 0 | 48.6 | 0.0779 | 0 | 48.6 | 0.0779 | 0 | 48.6 | 0.0779 | 0 | DEER:HVAC_Split-Package_AC | Annual | 1719 | 48.6 | 0.0779 | 0 | 48.6 | 0.0779 | 0 | NE-HVAC-airAC-SpltPkg-240to759kBtuh-11p5eer_MZDEER2017AnyGroNewCZ04cPVVG | #N/A | NE-HVAC-airAC-SpltPkg-240to759kBtuh-11p5eer_SZDEER2017AnyGroNewCZ04cDXGF | 165244 |  | #N/A | #N/A | #N/A | 48.6 | 0.0779 | 0 | #N/A | #N/A | #N/A | 48.6 | 0.0779 | 0 | #N/A | #N/A | 99.3 | 46400
NE-HVAC-airAC-SpltPkg-240to759kBtuh-11p5eer | DEER2017 | D17 v2 |  | Any | Gro | New | CZ05 | cDXGF | Cap-Tons | 66.8 | 46400 | None | 12.1 | 0.0356 | 0 | 12.1 | 0.0356 | 0 | 12.1 | 0.0356 | 0 | 12.1 | 0.0356 | 0 | DEER:HVAC_Split-Package_AC | Annual | 1719 | 12.1 | 0.0356 | 0 | 12.1 | 0.0356 | 0 | NE-HVAC-airAC-SpltPkg-240to759kBtuh-11p5eer_MZDEER2017AnyGroNewCZ05cPVVG | #N/A | NE-HVAC-airAC-SpltPkg-240to759kBtuh-11p5eer_SZDEER2017AnyGroNewCZ05cDXGF | 165245 |  | #N/A | #N/A | #N/A | 12.1 | 0.0356 | 0 | #N/A | #N/A | #N/A | 12.1 | 0.0356 | 0 | #N/A | #N/A | 66.8 | 46400
NE-HVAC-airAC-SpltPkg-240to759kBtuh-11p5eer | DEER2017 | D17 v2 |  | Any | Gro | New | CZ06 | cDXGF | Cap-Tons | 96.7 | 46400 | None | 42.1 | 0.0654 | 0 | 42.1 | 0.0654 | 0 | 42.1 | 0.0654 | 0 | 42.1 | 0.0654 | 0 | DEER:HVAC_Split-Package_AC | Annual | 1719 | 42.1 | 0.0654 | 0 | 42.1 | 0.0654 | 0 | NE-HVAC-airAC-SpltPkg-240to759kBtuh-11p5eer_MZDEER2017AnyGroNewCZ06cPVVG | #N/A | NE-HVAC-airAC-SpltPkg-240to759kBtuh-11p5eer_SZDEER2017AnyGroNewCZ06cDXGF | 165246 |  | #N/A | #N/A | #N/A | 42.1 | 0.0654 | 0 | #N/A | #N/A | #N/A | 42.1 | 0.0654 | 0 | #N/A | #N/A | 96.7 | 46400
NE-HVAC-airAC-SpltPkg-240to759kBtuh-11p5eer | DEER2017 | D17 v2 |  | Any | Gro | New | CZ07 | cDXGF | Cap-Tons | 78.3 | 46400 | None | 34.7 | 0.0629 | 0 | 34.7 | 0.0629 | 0 | 34.7 | 0.0629 | 0 | 34.7 | 0.0629 | 0 | DEER:HVAC_Split-Package_AC | Annual | 1719 | 34.7 | 0.0629 | 0 | 34.7 | 0.0629 | 0 | NE-HVAC-airAC-SpltPkg-240to759kBtuh-11p5eer_MZDEER2017AnyGroNewCZ07cPVVG | #N/A | NE-HVAC-airAC-SpltPkg-240to759kBtuh-11p5eer_SZDEER2017AnyGroNewCZ07cDXGF | 165247 |  | #N/A | #N/A | #N/A | 34.7 | 0.0629 | 0 | #N/A | #N/A | #N/A | 34.7 | 0.0629 | 0 | #N/A | #N/A | 78.3 | 46400
NE-HVAC-airAC-SpltPkg-240to759kBtuh-11p5eer | DEER2017 | D17 v2 |  | Any | Gro | New | CZ08 | cDXGF | Cap-Tons | 96.1 | 46400 | None | 67.8 | 0.0786 | 0 | 67.8 | 0.0786 | 0 | 67.8 | 0.0786 | 0 | 67.8 | 0.0786 | 0 | DEER:HVAC_Split-Package_AC | Annual | 1719 | 67.8 | 0.0786 | 0 | 67.8 | 0.0786 | 0 | NE-HVAC-airAC-SpltPkg-240to759kBtuh-11p5eer_MZDEER2017AnyGroNewCZ08cPVVG | #N/A | NE-HVAC-airAC-SpltPkg-240to759kBtuh-11p5eer_SZDEER2017AnyGroNewCZ08cDXGF | 165248 |  | #N/A | #N/A | #N/A | 67.8 | 0.0786 | 0 | #N/A | #N/A | #N/A | 67.8 | 0.0786 | 0 | #N/A | #N/A | 96.1 | 46400
NE-HVAC-airAC-SpltPkg-240to759kBtuh-11p5eer | DEER2017 | D17 v2 |  | Any | Gro | New | CZ09 | cDXGF | Cap-Tons | 136 | 46400 | None | 68.8 | 0.0905 | 0 | 68.8 | 0.0905 | 0 | 68.8 | 0.0905 | 0 | 68.8 | 0.0905 | 0 | DEER:HVAC_Split-Package_AC | Annual | 1719 | 68.8 | 0.0905 | 0 | 68.8 | 0.0905 | 0 | NE-HVAC-airAC-SpltPkg-240to759kBtuh-11p5eer_MZDEER2017AnyGroNewCZ09cPVVG | #N/A | NE-HVAC-airAC-SpltPkg-240to759kBtuh-11p5eer_SZDEER2017AnyGroNewCZ09cDXGF | 165249 |  | #N/A | #N/A | #N/A | 68.8 | 0.0905 | 0 | #N/A | #N/A | #N/A | 68.8 | 0.0905 | 0 | #N/A | #N/A | 136 | 46400
NE-HVAC-airAC-SpltPkg-240to759kBtuh-11p5eer | DEER2017 | D17 v2 |  | Any | Gro | New | CZ10 | cDXGF | Cap-Tons | 131 | 46400 | None | 81.9 | 0.0947 | 0 | 81.9 | 0.0947 | 0 | 81.9 | 0.0947 | 0 | 81.9 | 0.0947 | 0 | DEER:HVAC_Split-Package_AC | Annual | 1719 | 81.9 | 0.0947 | 0 | 81.9 | 0.0947 | 0 | NE-HVAC-airAC-SpltPkg-240to759kBtuh-11p5eer_MZDEER2017AnyGroNewCZ10cPVVG | #N/A | NE-HVAC-airAC-SpltPkg-240to759kBtuh-11p5eer_SZDEER2017AnyGroNewCZ10cDXGF | 165250 |  | #N/A | #N/A | #N/A | 81.9 | 0.0947 | 0 | #N/A | #N/A | #N/A | 81.9 | 0.0947 | 0 | #N/A | #N/A | 131 | 46400
NE-HVAC-airAC-SpltPkg-240to759kBtuh-11p5eer | DEER2017 | D17 v2 |  | Any | Gro | New | CZ11 | cDXGF | Cap-Tons | 132 | 46400 | None | 94.4 | 0.0914 | 0 | 94.4 | 0.0914 | 0 | 94.4 | 0.0914 | 0 | 94.4 | 0.0914 | 0 | DEER:HVAC_Split-Package_AC | Annual | 1719 | 94.4 | 0.0914 | 0 | 94.4 | 0.0914 | 0 | NE-HVAC-airAC-SpltPkg-240to759kBtuh-11p5eer_MZDEER2017AnyGroNewCZ11cPVVG | #N/A | NE-HVAC-airAC-SpltPkg-240to759kBtuh-11p5eer_SZDEER2017AnyGroNewCZ11cDXGF | 165251 |  | #N/A | #N/A | #N/A | 94.4 | 0.0914 | 0 | #N/A | #N/A | #N/A | 94.4 | 0.0914 | 0 | #N/A | #N/A | 132 | 46400
NE-HVAC-airAC-SpltPkg-240to759kBtuh-11p5eer | DEER2017 | D17 v2 |  | Any | Gro | New | CZ12 | cDXGF | Cap-Tons | 137 | 46400 | None | 66 | 0.0817 | 0 | 66 | 0.0817 | 0 | 66 | 0.0817 | 0 | 66 | 0.0817 | 0 | DEER:HVAC_Split-Package_AC | Annual | 1719 | 66 | 0.0817 | 0 | 66 | 0.0817 | 0 | NE-HVAC-airAC-SpltPkg-240to759kBtuh-11p5eer_MZDEER2017AnyGroNewCZ12cPVVG | #N/A | NE-HVAC-airAC-SpltPkg-240to759kBtuh-11p5eer_SZDEER2017AnyGroNewCZ12cDXGF | 165252 |  | #N/A | #N/A | #N/A | 66 | 0.0817 | 0 | #N/A | #N/A | #N/A | 66 | 0.0817 | 0 | #N/A | #N/A | 137 | 46400
NE-HVAC-airAC-SpltPkg-240to759kBtuh-11p5eer | DEER2017 | D17 v2 |  | Any | Gro | New | CZ13 | cDXGF | Cap-Tons | 136 | 46400 | None | 98.9 | 0.087 | 0 | 98.9 | 0.087 | 0 | 98.9 | 0.087 | 0 | 98.9 | 0.087 | 0 | DEER:HVAC_Split-Package_AC | Annual | 1719 | 98.9 | 0.087 | 0 | 98.9 | 0.087 | 0 | NE-HVAC-airAC-SpltPkg-240to759kBtuh-11p5eer_MZDEER2017AnyGroNewCZ13cPVVG | #N/A | NE-HVAC-airAC-SpltPkg-240to759kBtuh-11p5eer_SZDEER2017AnyGroNewCZ13cDXGF | 165253 |  | #N/A | #N/A | #N/A | 98.9 | 0.087 | 0 | #N/A | #N/A | #N/A | 98.9 | 0.087 | 0 | #N/A | #N/A | 136 | 46400
NE-HVAC-airAC-SpltPkg-240to759kBtuh-11p5eer | DEER2017 | D17 v2 |  | Any | Gro | New | CZ14 | cDXGF | Cap-Tons | 144 | 46400 | None | 91.6 | 0.087 | 0 | 91.6 | 0.087 | 0 | 91.6 | 0.087 | 0 | 91.6 | 0.087 | 0 | DEER:HVAC_Split-Package_AC | Annual | 1719 | 91.6 | 0.087 | 0 | 91.6 | 0.087 | 0 | NE-HVAC-airAC-SpltPkg-240to759kBtuh-11p5eer_MZDEER2017AnyGroNewCZ14cPVVG | #N/A | NE-HVAC-airAC-SpltPkg-240to759kBtuh-11p5eer_SZDEER2017AnyGroNewCZ14cDXGF | 165254 |  | #N/A | #N/A | #N/A | 91.6 | 0.087 | 0 | #N/A | #N/A | #N/A | 91.6 | 0.087 | 0 | #N/A | #N/A | 144 | 46400
NE-HVAC-airAC-SpltPkg-240to759kBtuh-11p5eer | DEER2017 | D17 v2 |  | Any | Gro | New | CZ15 | cDXGF | Cap-Tons | 186 | 46400 | None | 163 | 0.0931 | 0 | 163 | 0.0931 | 0 | 163 | 0.0931 | 0 | 163 | 0.0931 | 0 | DEER:HVAC_Split-Package_AC | Annual | 1719 | 163 | 0.0931 | 0 | 163 | 0.0931 | 0 | NE-HVAC-airAC-SpltPkg-240to759kBtuh-11p5eer_MZDEER2017AnyGroNewCZ15cPVVG | #N/A | NE-HVAC-airAC-SpltPkg-240to759kBtuh-11p5eer_SZDEER2017AnyGroNewCZ15cDXGF | 165255 |  | #N/A | #N/A | #N/A | 163 | 0.0931 | 0 | #N/A | #N/A | #N/A | 163 | 0.0931 | 0 | #N/A | #N/A | 186 | 46400
NE-HVAC-airAC-SpltPkg-240to759kBtuh-11p5eer | DEER2017 | D17 v2 |  | Any | Gro | New | CZ16 | cDXGF | Cap-Tons | 75.6 | 46400 | None | 32.2 | 0.0623 | 0 | 32.2 | 0.0623 | 0 | 32.2 | 0.0623 | 0 | 32.2 | 0.0623 | 0 | DEER:HVAC_Split-Package_AC | Annual | 1719 | 32.2 | 0.0623 | 0 | 32.2 | 0.0623 | 0 | NE-HVAC-airAC-SpltPkg-240to759kBtuh-11p5eer_MZDEER2017AnyGroNewCZ16cPVVG | #N/A | NE-HVAC-airAC-SpltPkg-240to759kBtuh-11p5eer_SZDEER2017AnyGroNewCZ16cDXGF | 165256 |  | #N/A | #N/A | #N/A | 32.2 | 0.0623 | 0 | #N/A | #N/A | #N/A | 32.2 | 0.0623 | 0 | #N/A | #N/A | 75.6 | 46400
NE-HVAC-airAC-SpltPkg-240to759kBtuh-11p5eer | DEER2017 | D17 v2 |  | Any | Hsp | 1975 | CZ01 | cWtd | Cap-Tons | 1294 | 386800 | None | 46.2 | 0.0417 | 0 | 46.2 | 0.0417 | 0 | 46.2 | 0.0417 | 0 | 46.2 | 0.0417 | 0 | DEER:HVAC_Split-Package_AC | Annual | 1719 | 46.184 | 0.04174 | 0 | 46.184 | 0.04174 | 0 | NE-HVAC-airAC-SpltPkg-240to759kBtuh-11p5eer_MZDEER2017AnyHsp1975CZ01cPVVG | 12498 | NE-HVAC-airAC-SpltPkg-240to759kBtuh-11p5eer_SZDEER2017AnyHsp1975CZ01cDXGF | 12497 |  | 56.2 | 0.0432 | 0 | 6.12 | 0.0359 | 0 | 56.2 | 0.0432 | 0 | 6.12 | 0.0359 | 0 | 1320 | 386000 | 1190 | 390000
NE-HVAC-airAC-SpltPkg-240to759kBtuh-11p5eer | DEER2017 | D17 v2 |  | Any | Hsp | 1975 | CZ02 | cWtd | Cap-Tons | 1726 | 386800 | None | 140 | 0.0967 | 0 | 140 | 0.0967 | 0 | 140 | 0.0967 | 0 | 140 | 0.0967 | 0 | DEER:HVAC_Split-Package_AC | Annual | 1719 | 140.42 | 0.0967 | 0 | 140.42 | 0.0967 | 0 | NE-HVAC-airAC-SpltPkg-240to759kBtuh-11p5eer_MZDEER2017AnyHsp1975CZ02cPVVG | 12500 | NE-HVAC-airAC-SpltPkg-240to759kBtuh-11p5eer_SZDEER2017AnyHsp1975CZ02cDXGF | 12499 |  | 157 | 0.0963 | 0 | 74.1 | 0.0983 | 0 | 157 | 0.0963 | 0 | 74.1 | 0.0983 | 0 | 1750 | 386000 | 1630 | 390000
NE-HVAC-airAC-SpltPkg-240to759kBtuh-11p5eer | DEER2017 | D17 v2 |  | Any | Hsp | 1975 | CZ03 | cWtd | Cap-Tons | 1420 | 386800 | None | 132 | 0.072 | 0 | 132 | 0.072 | 0 | 132 | 0.072 | 0 | 132 | 0.072 | 0 | DEER:HVAC_Split-Package_AC | Annual | 1719 | 131.96 | 0.07202 | 0 | 131.96 | 0.07202 | 0 | NE-HVAC-airAC-SpltPkg-240to759kBtuh-11p5eer_MZDEER2017AnyHsp1975CZ03cPVVG | 12502 | NE-HVAC-airAC-SpltPkg-240to759kBtuh-11p5eer_SZDEER2017AnyHsp1975CZ03cDXGF | 12501 |  | 154 | 0.0713 | 0 | 43.8 | 0.0749 | 0 | 154 | 0.0713 | 0 | 43.8 | 0.0749 | 0 | 1450 | 386000 | 1300 | 390000
NE-HVAC-airAC-SpltPkg-240to759kBtuh-11p5eer | DEER2017 | D17 v2 |  | Any | Hsp | 1975 | CZ04 | cWtd | Cap-Tons | 1614 | 386800 | None | 178 | 0.0886 | 0 | 178 | 0.0886 | 0 | 178 | 0.0886 | 0 | 178 | 0.0886 | 0 | DEER:HVAC_Split-Package_AC | Annual | 1719 | 177.92 | 0.08858 | 0 | 177.92 | 0.08858 | 0 | NE-HVAC-airAC-SpltPkg-240to759kBtuh-11p5eer_MZDEER2017AnyHsp1975CZ04cPVVG | 12504 | NE-HVAC-airAC-SpltPkg-240to759kBtuh-11p5eer_SZDEER2017AnyHsp1975CZ04cDXGF | 12503 |  | 200 | 0.0881 | 0 | 89.6 | 0.0905 | 0 | 200 | 0.0881 | 0 | 89.6 | 0.0905 | 0 | 1640 | 386000 | 1510 | 390000
NE-HVAC-airAC-SpltPkg-240to759kBtuh-11p5eer | DEER2017 | D17 v2 |  | Any | Hsp | 1975 | CZ05 | cWtd | Cap-Tons | 1362 | 386800 | None | 114 | 0.0593 | 0 | 114 | 0.0593 | 0 | 114 | 0.0593 | 0 | 114 | 0.0593 | 0 | DEER:HVAC_Split-Package_AC | Annual | 1719 | 113.86 | 0.05926 | 0 | 113.86 | 0.05926 | 0 | NE-HVAC-airAC-SpltPkg-240to759kBtuh-11p5eer_MZDEER2017AnyHsp1975CZ05cPVVG | 12506 | NE-HVAC-airAC-SpltPkg-240to759kBtuh-11p5eer_SZDEER2017AnyHsp1975CZ05cDXGF | 12505 |  | 130 | 0.0591 | 0 | 49.3 | 0.0599 | 0 | 130 | 0.0591 | 0 | 49.3 | 0.0599 | 0 | 1390 | 386000 | 1250 | 390000
NE-HVAC-airAC-SpltPkg-240to759kBtuh-11p5eer | DEER2017 | D17 v2 |  | Any | Hsp | 1975 | CZ06 | cWtd | Cap-Tons | 1552 | 386800 | None | 223 | 0.0764 | 0 | 223 | 0.0764 | 0 | 223 | 0.0764 | 0 | 223 | 0.0764 | 0 | DEER:HVAC_Split-Package_AC | Annual | 1719 | 222.7 | 0.0764 | 0 | 222.7 | 0.0764 | 0 | NE-HVAC-airAC-SpltPkg-240to759kBtuh-11p5eer_MZDEER2017AnyHsp1975CZ06cPVVG | 12508 | NE-HVAC-airAC-SpltPkg-240to759kBtuh-11p5eer_SZDEER2017AnyHsp1975CZ06cDXGF | 12507 |  | 254 | 0.0768 | 0 | 97.5 | 0.0748 | 0 | 254 | 0.0768 | 0 | 97.5 | 0.0748 | 0 | 1570 | 386000 | 1480 | 390000
NE-HVAC-airAC-SpltPkg-240to759kBtuh-11p5eer | DEER2017 | D17 v2 |  | Any | Hsp | 1975 | CZ07 | cWtd | Cap-Tons | 1340 | 386800 | None | 253 | 0.0778 | 0 | 253 | 0.0778 | 0 | 253 | 0.0778 | 0 | 253 | 0.0778 | 0 | DEER:HVAC_Split-Package_AC | Annual | 1719 | 252.6 | 0.07782 | 0 | 252.6 | 0.07782 | 0 | NE-HVAC-airAC-SpltPkg-240to759kBtuh-11p5eer_MZDEER2017AnyHsp1975CZ07cPVVG | 12510 | NE-HVAC-airAC-SpltPkg-240to759kBtuh-11p5eer_SZDEER2017AnyHsp1975CZ07cDXGF | 12509 |  | 289 | 0.0768 | 0 | 107 | 0.0819 | 0 | 289 | 0.0768 | 0 | 107 | 0.0819 | 0 | 1360 | 386000 | 1260 | 390000
NE-HVAC-airAC-SpltPkg-240to759kBtuh-11p5eer | DEER2017 | D17 v2 |  | Any | Hsp | 1975 | CZ08 | cWtd | Cap-Tons | 1518 | 386800 | None | 252 | 0.0916 | 0 | 252 | 0.0916 | 0 | 252 | 0.0916 | 0 | 252 | 0.0916 | 0 | DEER:HVAC_Split-Package_AC | Annual | 1719 | 252.4 | 0.09162 | 0 | 252.4 | 0.09162 | 0 | NE-HVAC-airAC-SpltPkg-240to759kBtuh-11p5eer_MZDEER2017AnyHsp1975CZ08cPVVG | 12512 | NE-HVAC-airAC-SpltPkg-240to759kBtuh-11p5eer_SZDEER2017AnyHsp1975CZ08cDXGF | 12511 |  | 282 | 0.0898 | 0 | 134 | 0.0989 | 0 | 282 | 0.0898 | 0 | 134 | 0.0989 | 0 | 1550 | 386000 | 1390 | 390000
NE-HVAC-airAC-SpltPkg-240to759kBtuh-11p5eer | DEER2017 | D17 v2 |  | Any | Hsp | 1975 | CZ09 | cWtd | Cap-Tons | 1774 | 386800 | None | 239 | 0.11 | 0 | 239 | 0.11 | 0 | 239 | 0.11 | 0 | 239 | 0.11 | 0 | DEER:HVAC_Split-Package_AC | Annual | 1719 | 239.4 | 0.1102 | 0 | 239.4 | 0.1102 | 0 | NE-HVAC-airAC-SpltPkg-240to759kBtuh-11p5eer_MZDEER2017AnyHsp1975CZ09cPVVG | 12514 | NE-HVAC-airAC-SpltPkg-240to759kBtuh-11p5eer_SZDEER2017AnyHsp1975CZ09cDXGF | 12513 |  | 268 | 0.109 | 0 | 125 | 0.115 | 0 | 268 | 0.109 | 0 | 125 | 0.115 | 0 | 1800 | 386000 | 1670 | 390000
NE-HVAC-airAC-SpltPkg-240to759kBtuh-11p5eer | DEER2017 | D17 v2 |  | Any | Hsp | 1975 | CZ10 | cWtd | Cap-Tons | 1786 | 386800 | None | 237 | 0.115 | 0 | 237 | 0.115 | 0 | 237 | 0.115 | 0 | 237 | 0.115 | 0 | DEER:HVAC_Split-Package_AC | Annual | 1719 | 237.4 | 0.1148 | 0 | 237.4 | 0.1148 | 0 | NE-HVAC-airAC-SpltPkg-240to759kBtuh-11p5eer_MZDEER2017AnyHsp1975CZ10cPVVG | 12516 | NE-HVAC-airAC-SpltPkg-240to759kBtuh-11p5eer_SZDEER2017AnyHsp1975CZ10cDXGF | 12515 |  | 263 | 0.113 | 0 | 135 | 0.122 | 0 | 263 | 0.113 | 0 | 135 | 0.122 | 0 | 1810 | 386000 | 1690 | 390000
NE-HVAC-airAC-SpltPkg-240to759kBtuh-11p5eer | DEER2017 | D17 v2 |  | Any | Hsp | 1975 | CZ11 | cWtd | Cap-Tons | 1730 | 386800 | None | 232 | 0.109 | 0 | 232 | 0.109 | 0 | 232 | 0.109 | 0 | 232 | 0.109 | 0 | DEER:HVAC_Split-Package_AC | Annual | 1719 | 232.2 | 0.1088 | 0 | 232.2 | 0.1088 | 0 | NE-HVAC-airAC-SpltPkg-240to759kBtuh-11p5eer_MZDEER2017AnyHsp1975CZ11cPVVG | 12518 | NE-HVAC-airAC-SpltPkg-240to759kBtuh-11p5eer_SZDEER2017AnyHsp1975CZ11cDXGF | 12517 |  | 252 | 0.109 | 0 | 153 | 0.108 | 0 | 252 | 0.109 | 0 | 153 | 0.108 | 0 | 1750 | 386000 | 1650 | 390000
NE-HVAC-airAC-SpltPkg-240to759kBtuh-11p5eer | DEER2017 | D17 v2 |  | Any | Hsp | 1975 | CZ12 | cWtd | Cap-Tons | 1878 | 386800 | None | 189 | 0.097 | 0 | 189 | 0.097 | 0 | 189 | 0.097 | 0 | 189 | 0.097 | 0 | DEER:HVAC_Split-Package_AC | Annual | 1719 | 188.8 | 0.09696 | 0 | 188.8 | 0.09696 | 0 | NE-HVAC-airAC-SpltPkg-240to759kBtuh-11p5eer_MZDEER2017AnyHsp1975CZ12cPVVG | 12520 | NE-HVAC-airAC-SpltPkg-240to759kBtuh-11p5eer_SZDEER2017AnyHsp1975CZ12cDXGF | 12519 |  | 210 | 0.097 | 0 | 104 | 0.0968 | 0 | 210 | 0.097 | 0 | 104 | 0.0968 | 0 | 1900 | 386000 | 1790 | 390000
NE-HVAC-airAC-SpltPkg-240to759kBtuh-11p5eer | DEER2017 | D17 v2 |  | Any | Hsp | 1975 | CZ13 | cWtd | Cap-Tons | 1836 | 386800 | None | 236 | 0.101 | 0 | 236 | 0.101 | 0 | 236 | 0.101 | 0 | 236 | 0.101 | 0 | DEER:HVAC_Split-Package_AC | Annual | 1719 | 235.8 | 0.1006 | 0 | 235.8 | 0.1006 | 0 | NE-HVAC-airAC-SpltPkg-240to759kBtuh-11p5eer_MZDEER2017AnyHsp1975CZ13cPVVG | 12522 | NE-HVAC-airAC-SpltPkg-240to759kBtuh-11p5eer_SZDEER2017AnyHsp1975CZ13cDXGF | 12521 |  | 256 | 0.1 | 0 | 155 | 0.103 | 0 | 256 | 0.1 | 0 | 155 | 0.103 | 0 | 1860 | 386000 | 1740 | 390000
NE-HVAC-airAC-SpltPkg-240to759kBtuh-11p5eer | DEER2017 | D17 v2 |  | Any | Hsp | 1975 | CZ14 | cWtd | Cap-Tons | 1692 | 386800 | None | 234 | 0.109 | 0 | 234 | 0.109 | 0 | 234 | 0.109 | 0 | 234 | 0.109 | 0 | DEER:HVAC_Split-Package_AC | Annual | 1719 | 233.8 | 0.1086 | 0 | 233.8 | 0.1086 | 0 | NE-HVAC-airAC-SpltPkg-240to759kBtuh-11p5eer_MZDEER2017AnyHsp1975CZ14cPVVG | 12524 | NE-HVAC-airAC-SpltPkg-240to759kBtuh-11p5eer_SZDEER2017AnyHsp1975CZ14cDXGF | 12523 |  | 252 | 0.107 | 0 | 161 | 0.115 | 0 | 252 | 0.107 | 0 | 161 | 0.115 | 0 | 1720 | 386000 | 1580 | 390000
NE-HVAC-airAC-SpltPkg-240to759kBtuh-11p5eer | DEER2017 | D17 v2 |  | Any | Hsp | 1975 | CZ15 | cWtd | Cap-Tons | 1964 | 386800 | None | 384 | 0.113 | 0 | 384 | 0.113 | 0 | 384 | 0.113 | 0 | 384 | 0.113 | 0 | DEER:HVAC_Split-Package_AC | Annual | 1719 | 383.8 | 0.113 | 0 | 383.8 | 0.113 | 0 | NE-HVAC-airAC-SpltPkg-240to759kBtuh-11p5eer_MZDEER2017AnyHsp1975CZ15cPVVG | 12526 | NE-HVAC-airAC-SpltPkg-240to759kBtuh-11p5eer_SZDEER2017AnyHsp1975CZ15cDXGF | 12525 |  | 410 | 0.112 | 0 | 279 | 0.117 | 0 | 410 | 0.112 | 0 | 279 | 0.117 | 0 | 1990 | 386000 | 1860 | 390000
NE-HVAC-airAC-SpltPkg-240to759kBtuh-11p5eer | DEER2017 | D17 v2 |  | Any | Hsp | 1975 | CZ16 | cWtd | Cap-Tons | 1478 | 386800 | None | 121 | 0.0715 | 0 | 121 | 0.0715 | 0 | 121 | 0.0715 | 0 | 121 | 0.0715 | 0 | DEER:HVAC_Split-Package_AC | Annual | 1719 | 121.04 | 0.07148 | 0 | 121.04 | 0.07148 | 0 | NE-HVAC-airAC-SpltPkg-240to759kBtuh-11p5eer_MZDEER2017AnyHsp1975CZ16cPVVG | 12528 | NE-HVAC-airAC-SpltPkg-240to759kBtuh-11p5eer_SZDEER2017AnyHsp1975CZ16cDXGF | 12527 |  | 134 | 0.0713 | 0 | 69.2 | 0.0722 | 0 | 134 | 0.0713 | 0 | 69.2 | 0.0722 | 0 | 1510 | 386000 | 1350 | 390000
NE-HVAC-airAC-SpltPkg-240to759kBtuh-11p5eer | DEER2017 | D17 v2 |  | Any | Hsp | 1985 | CZ01 | cWtd | Cap-Tons | 1278 | 386800 | None | 24.4 | 0.043 | 0 | 24.4 | 0.043 | 0 | 24.4 | 0.043 | 0 | 24.4 | 0.043 | 0 | DEER:HVAC_Split-Package_AC | Annual | 1719 | 24.442 | 0.04296 | 0 | 24.442 | 0.04296 | 0 | NE-HVAC-airAC-SpltPkg-240to759kBtuh-11p5eer_MZDEER2017AnyHsp1985CZ01cPVVG | 33858 | NE-HVAC-airAC-SpltPkg-240to759kBtuh-11p5eer_SZDEER2017AnyHsp1985CZ01cDXGF | 33857 |  | 29.4 | 0.0459 | 0 | 4.61 | 0.0312 | 0 | 29.4 | 0.0459 | 0 | 4.61 | 0.0312 | 0 | 1300 | 386000 | 1190 | 390000
NE-HVAC-airAC-SpltPkg-240to759kBtuh-11p5eer | DEER2017 | D17 v2 |  | Any | Hsp | 1985 | CZ02 | cWtd | Cap-Tons | 1686 | 386800 | None | 131 | 0.108 | 0 | 131 | 0.108 | 0 | 131 | 0.108 | 0 | 131 | 0.108 | 0 | DEER:HVAC_Split-Package_AC | Annual | 1719 | 130.94 | 0.10756 | 0 | 130.94 | 0.10756 | 0 | NE-HVAC-airAC-SpltPkg-240to759kBtuh-11p5eer_MZDEER2017AnyHsp1985CZ02cPVVG | 33860 | NE-HVAC-airAC-SpltPkg-240to759kBtuh-11p5eer_SZDEER2017AnyHsp1985CZ02cDXGF | 33859 |  | 146 | 0.111 | 0 | 70.7 | 0.0938 | 0 | 146 | 0.111 | 0 | 70.7 | 0.0938 | 0 | 1700 | 386000 | 1630 | 390000
NE-HVAC-airAC-SpltPkg-240to759kBtuh-11p5eer | DEER2017 | D17 v2 |  | Any | Hsp | 1985 | CZ03 | cWtd | Cap-Tons | 1396 | 386800 | None | 99 | 0.0815 | 0 | 99 | 0.0815 | 0 | 99 | 0.0815 | 0 | 99 | 0.0815 | 0 | DEER:HVAC_Split-Package_AC | Annual | 1719 | 98.98 | 0.0815 | 0 | 98.98 | 0.0815 | 0 | NE-HVAC-airAC-SpltPkg-240to759kBtuh-11p5eer_MZDEER2017AnyHsp1985CZ03cPVVG | 33862 | NE-HVAC-airAC-SpltPkg-240to759kBtuh-11p5eer_SZDEER2017AnyHsp1985CZ03cDXGF | 33861 |  | 114 | 0.0841 | 0 | 38.9 | 0.0711 | 0 | 114 | 0.0841 | 0 | 38.9 | 0.0711 | 0 | 1420 | 386000 | 1300 | 390000
NE-HVAC-airAC-SpltPkg-240to759kBtuh-11p5eer | DEER2017 | D17 v2 |  | Any | Hsp | 1985 | CZ04 | cWtd | Cap-Tons | 1580 | 386800 | None | 163 | 0.0991 | 0 | 163 | 0.0991 | 0 | 163 | 0.0991 | 0 | 163 | 0.0991 | 0 | DEER:HVAC_Split-Package_AC | Annual | 1719 | 162.7 | 0.09914 | 0 | 162.7 | 0.09914 | 0 | NE-HVAC-airAC-SpltPkg-240to759kBtuh-11p5eer_MZDEER2017AnyHsp1985CZ04cPVVG | 33864 | NE-HVAC-airAC-SpltPkg-240to759kBtuh-11p5eer_SZDEER2017AnyHsp1985CZ04cDXGF | 33863 |  | 182 | 0.102 | 0 | 85.5 | 0.0877 | 0 | 182 | 0.102 | 0 | 85.5 | 0.0877 | 0 | 1600 | 386000 | 1500 | 390000
NE-HVAC-airAC-SpltPkg-240to759kBtuh-11p5eer | DEER2017 | D17 v2 |  | Any | Hsp | 1985 | CZ05 | cWtd | Cap-Tons | 1338 | 386800 | None | 94.4 | 0.0659 | 0 | 94.4 | 0.0659 | 0 | 94.4 | 0.0659 | 0 | 94.4 | 0.0659 | 0 | DEER:HVAC_Split-Package_AC | Annual | 1719 | 94.38 | 0.0659 | 0 | 94.38 | 0.0659 | 0 | NE-HVAC-airAC-SpltPkg-240to759kBtuh-11p5eer_MZDEER2017AnyHsp1985CZ05cPVVG | 33866 | NE-HVAC-airAC-SpltPkg-240to759kBtuh-11p5eer_SZDEER2017AnyHsp1985CZ05cDXGF | 33865 |  | 107 | 0.068 | 0 | 43.9 | 0.0575 | 0 | 107 | 0.068 | 0 | 43.9 | 0.0575 | 0 | 1360 | 386000 | 1250 | 390000
NE-HVAC-airAC-SpltPkg-240to759kBtuh-11p5eer | DEER2017 | D17 v2 |  | Any | Hsp | 1985 | CZ06 | cWtd | Cap-Tons | 1518 | 386800 | None | 206 | 0.0835 | 0 | 206 | 0.0835 | 0 | 206 | 0.0835 | 0 | 206 | 0.0835 | 0 | DEER:HVAC_Split-Package_AC | Annual | 1719 | 206.14 | 0.08354 | 0 | 206.14 | 0.08354 | 0 | NE-HVAC-airAC-SpltPkg-240to759kBtuh-11p5eer_MZDEER2017AnyHsp1985CZ06cPVVG | 33868 | NE-HVAC-airAC-SpltPkg-240to759kBtuh-11p5eer_SZDEER2017AnyHsp1985CZ06cDXGF | 33867 |  | 235 | 0.0864 | 0 | 90.7 | 0.0721 | 0 | 235 | 0.0864 | 0 | 90.7 | 0.0721 | 0 | 1530 | 386000 | 1470 | 390000
NE-HVAC-airAC-SpltPkg-240to759kBtuh-11p5eer | DEER2017 | D17 v2 |  | Any | Hsp | 1985 | CZ07 | cWtd | Cap-Tons | 1314 | 386800 | None | 221 | 0.0845 | 0 | 221 | 0.0845 | 0 | 221 | 0.0845 | 0 | 221 | 0.0845 | 0 | DEER:HVAC_Split-Package_AC | Annual | 1719 | 220.84 | 0.08446 | 0 | 220.84 | 0.08446 | 0 | NE-HVAC-airAC-SpltPkg-240to759kBtuh-11p5eer_MZDEER2017AnyHsp1985CZ07cPVVG | 33870 | NE-HVAC-airAC-SpltPkg-240to759kBtuh-11p5eer_SZDEER2017AnyHsp1985CZ07cDXGF | 33869 |  | 252 | 0.0861 | 0 | 96.2 | 0.0779 | 0 | 252 | 0.0861 | 0 | 96.2 | 0.0779 | 0 | 1330 | 386000 | 1250 | 390000
NE-HVAC-airAC-SpltPkg-240to759kBtuh-11p5eer | DEER2017 | D17 v2 |  | Any | Hsp | 1985 | CZ08 | cWtd | Cap-Tons | 1486 | 386800 | None | 239 | 0.101 | 0 | 239 | 0.101 | 0 | 239 | 0.101 | 0 | 239 | 0.101 | 0 | DEER:HVAC_Split-Package_AC | Annual | 1719 | 238.8 | 0.1014 | 0 | 238.8 | 0.1014 | 0 | NE-HVAC-airAC-SpltPkg-240to759kBtuh-11p5eer_MZDEER2017AnyHsp1985CZ08cPVVG | 33872 | NE-HVAC-airAC-SpltPkg-240to759kBtuh-11p5eer_SZDEER2017AnyHsp1985CZ08cDXGF | 33871 |  | 267 | 0.103 | 0 | 126 | 0.095 | 0 | 267 | 0.103 | 0 | 126 | 0.095 | 0 | 1510 | 386000 | 1390 | 390000
NE-HVAC-airAC-SpltPkg-240to759kBtuh-11p5eer | DEER2017 | D17 v2 |  | Any | Hsp | 1985 | CZ09 | cWtd | Cap-Tons | 1740 | 386800 | None | 229 | 0.121 | 0 | 229 | 0.121 | 0 | 229 | 0.121 | 0 | 229 | 0.121 | 0 | DEER:HVAC_Split-Package_AC | Annual | 1719 | 229 | 0.1208 | 0 | 229 | 0.1208 | 0 | NE-HVAC-airAC-SpltPkg-240to759kBtuh-11p5eer_MZDEER2017AnyHsp1985CZ09cPVVG | 33874 | NE-HVAC-airAC-SpltPkg-240to759kBtuh-11p5eer_SZDEER2017AnyHsp1985CZ09cDXGF | 33873 |  | 256 | 0.123 | 0 | 121 | 0.112 | 0 | 256 | 0.123 | 0 | 121 | 0.112 | 0 | 1760 | 386000 | 1660 | 390000
NE-HVAC-airAC-SpltPkg-240to759kBtuh-11p5eer | DEER2017 | D17 v2 |  | Any | Hsp | 1985 | CZ10 | cWtd | Cap-Tons | 1744 | 386800 | None | 234 | 0.128 | 0 | 234 | 0.128 | 0 | 234 | 0.128 | 0 | 234 | 0.128 | 0 | DEER:HVAC_Split-Package_AC | Annual | 1719 | 234 | 0.1276 | 0 | 234 | 0.1276 | 0 | NE-HVAC-airAC-SpltPkg-240to759kBtuh-11p5eer_MZDEER2017AnyHsp1985CZ10cPVVG | 33876 | NE-HVAC-airAC-SpltPkg-240to759kBtuh-11p5eer_SZDEER2017AnyHsp1985CZ10cDXGF | 33875 |  | 260 | 0.13 | 0 | 130 | 0.118 | 0 | 260 | 0.13 | 0 | 130 | 0.118 | 0 | 1760 | 386000 | 1680 | 390000
NE-HVAC-airAC-SpltPkg-240to759kBtuh-11p5eer | DEER2017 | D17 v2 |  | Any | Hsp | 1985 | CZ11 | cWtd | Cap-Tons | 1680 | 386800 | None | 234 | 0.115 | 0 | 234 | 0.115 | 0 | 234 | 0.115 | 0 | 234 | 0.115 | 0 | DEER:HVAC_Split-Package_AC | Annual | 1719 | 233.6 | 0.1152 | 0 | 233.6 | 0.1152 | 0 | NE-HVAC-airAC-SpltPkg-240to759kBtuh-11p5eer_MZDEER2017AnyHsp1985CZ11cPVVG | 33878 | NE-HVAC-airAC-SpltPkg-240to759kBtuh-11p5eer_SZDEER2017AnyHsp1985CZ11cDXGF | 33877 |  | 255 | 0.118 | 0 | 148 | 0.104 | 0 | 255 | 0.118 | 0 | 148 | 0.104 | 0 | 1690 | 386000 | 1640 | 390000
NE-HVAC-airAC-SpltPkg-240to759kBtuh-11p5eer | DEER2017 | D17 v2 |  | Any | Hsp | 1985 | CZ12 | cWtd | Cap-Tons | 1836 | 386800 | None | 182 | 0.108 | 0 | 182 | 0.108 | 0 | 182 | 0.108 | 0 | 182 | 0.108 | 0 | DEER:HVAC_Split-Package_AC | Annual | 1719 | 181.8 | 0.10848 | 0 | 181.8 | 0.10848 | 0 | NE-HVAC-airAC-SpltPkg-240to759kBtuh-11p5eer_MZDEER2017AnyHsp1985CZ12cPVVG | 33880 | NE-HVAC-airAC-SpltPkg-240to759kBtuh-11p5eer_SZDEER2017AnyHsp1985CZ12cDXGF | 33879 |  | 202 | 0.112 | 0 | 101 | 0.0944 | 0 | 202 | 0.112 | 0 | 101 | 0.0944 | 0 | 1850 | 386000 | 1780 | 390000
NE-HVAC-airAC-SpltPkg-240to759kBtuh-11p5eer | DEER2017 | D17 v2 |  | Any | Hsp | 1985 | CZ13 | cWtd | Cap-Tons | 1786 | 386800 | None | 242 | 0.112 | 0 | 242 | 0.112 | 0 | 242 | 0.112 | 0 | 242 | 0.112 | 0 | DEER:HVAC_Split-Package_AC | Annual | 1719 | 242 | 0.1122 | 0 | 242 | 0.1122 | 0 | NE-HVAC-airAC-SpltPkg-240to759kBtuh-11p5eer_MZDEER2017AnyHsp1985CZ13cPVVG | 33882 | NE-HVAC-airAC-SpltPkg-240to759kBtuh-11p5eer_SZDEER2017AnyHsp1985CZ13cDXGF | 33881 |  | 265 | 0.115 | 0 | 150 | 0.101 | 0 | 265 | 0.115 | 0 | 150 | 0.101 | 0 | 1800 | 386000 | 1730 | 390000
NE-HVAC-airAC-SpltPkg-240to759kBtuh-11p5eer | DEER2017 | D17 v2 |  | Any | Hsp | 1985 | CZ14 | cWtd | Cap-Tons | 1632 | 386800 | None | 234 | 0.118 | 0 | 234 | 0.118 | 0 | 234 | 0.118 | 0 | 234 | 0.118 | 0 | DEER:HVAC_Split-Package_AC | Annual | 1719 | 233.6 | 0.1182 | 0 | 233.6 | 0.1182 | 0 | NE-HVAC-airAC-SpltPkg-240to759kBtuh-11p5eer_MZDEER2017AnyHsp1985CZ14cPVVG | 33884 | NE-HVAC-airAC-SpltPkg-240to759kBtuh-11p5eer_SZDEER2017AnyHsp1985CZ14cDXGF | 33883 |  | 253 | 0.12 | 0 | 156 | 0.111 | 0 | 253 | 0.12 | 0 | 156 | 0.111 | 0 | 1650 | 386000 | 1560 | 390000
NE-HVAC-airAC-SpltPkg-240to759kBtuh-11p5eer | DEER2017 | D17 v2 |  | Any | Hsp | 1985 | CZ15 | cWtd | Cap-Tons | 1876 | 386800 | None | 398 | 0.125 | 0 | 398 | 0.125 | 0 | 398 | 0.125 | 0 | 398 | 0.125 | 0 | DEER:HVAC_Split-Package_AC | Annual | 1719 | 398 | 0.125 | 0 | 398 | 0.125 | 0 | NE-HVAC-airAC-SpltPkg-240to759kBtuh-11p5eer_MZDEER2017AnyHsp1985CZ15cPVVG | 33886 | NE-HVAC-airAC-SpltPkg-240to759kBtuh-11p5eer_SZDEER2017AnyHsp1985CZ15cDXGF | 33885 |  | 429 | 0.128 | 0 | 274 | 0.113 | 0 | 429 | 0.128 | 0 | 274 | 0.113 | 0 | 1890 | 386000 | 1820 | 390000
NE-HVAC-airAC-SpltPkg-240to759kBtuh-11p5eer | DEER2017 | D17 v2 |  | Any | Hsp | 1985 | CZ16 | cWtd | Cap-Tons | 1438 | 386800 | None | 114 | 0.0767 | 0 | 114 | 0.0767 | 0 | 114 | 0.0767 | 0 | 114 | 0.0767 | 0 | DEER:HVAC_Split-Package_AC | Annual | 1719 | 113.7 | 0.07674 | 0 | 113.7 | 0.07674 | 0 | NE-HVAC-airAC-SpltPkg-240to759kBtuh-11p5eer_MZDEER2017AnyHsp1985CZ16cPVVG | 33888 | NE-HVAC-airAC-SpltPkg-240to759kBtuh-11p5eer_SZDEER2017AnyHsp1985CZ16cDXGF | 33887 |  | 126 | 0.0785 | 0 | 64.5 | 0.0697 | 0 | 126 | 0.0785 | 0 | 64.5 | 0.0697 | 0 | 1460 | 386000 | 1350 | 390000
NE-HVAC-airAC-SpltPkg-240to759kBtuh-11p5eer | DEER2017 | D17 v2 |  | Any | Hsp | 1996 | CZ01 | cWtd | Cap-Tons | 1258 | 386800 | None | 32.1 | 0.0429 | 0 | 32.1 | 0.0429 | 0 | 32.1 | 0.0429 | 0 | 32.1 | 0.0429 | 0 | DEER:HVAC_Split-Package_AC | Annual | 1719 | 32.074 | 0.04288 | 0 | 32.074 | 0.04288 | 0 | NE-HVAC-airAC-SpltPkg-240to759kBtuh-11p5eer_MZDEER2017AnyHsp1996CZ01cPVVG | 55218 | NE-HVAC-airAC-SpltPkg-240to759kBtuh-11p5eer_SZDEER2017AnyHsp1996CZ01cDXGF | 55217 |  | 39.3 | 0.0471 | 0 | 3.17 | 0.026 | 0 | 39.3 | 0.0471 | 0 | 3.17 | 0.026 | 0 | 1280 | 386000 | 1170 | 390000
NE-HVAC-airAC-SpltPkg-240to759kBtuh-11p5eer | DEER2017 | D17 v2 |  | Any | Hsp | 1996 | CZ02 | cWtd | Cap-Tons | 1640 | 386800 | None | 144 | 0.108 | 0 | 144 | 0.108 | 0 | 144 | 0.108 | 0 | 144 | 0.108 | 0 | DEER:HVAC_Split-Package_AC | Annual | 1719 | 144.46 | 0.10788 | 0 | 144.46 | 0.10788 | 0 | NE-HVAC-airAC-SpltPkg-240to759kBtuh-11p5eer_MZDEER2017AnyHsp1996CZ02cPVVG | 55220 | NE-HVAC-airAC-SpltPkg-240to759kBtuh-11p5eer_SZDEER2017AnyHsp1996CZ02cDXGF | 55219 |  | 164 | 0.113 | 0 | 66.3 | 0.0874 | 0 | 164 | 0.113 | 0 | 66.3 | 0.0874 | 0 | 1650 | 386000 | 1600 | 390000
NE-HVAC-airAC-SpltPkg-240to759kBtuh-11p5eer | DEER2017 | D17 v2 |  | Any | Hsp | 1996 | CZ03 | cWtd | Cap-Tons | 1368 | 386800 | None | 112 | 0.0808 | 0 | 112 | 0.0808 | 0 | 112 | 0.0808 | 0 | 112 | 0.0808 | 0 | DEER:HVAC_Split-Package_AC | Annual | 1719 | 112.4 | 0.08076 | 0 | 112.4 | 0.08076 | 0 | NE-HVAC-airAC-SpltPkg-240to759kBtuh-11p5eer_MZDEER2017AnyHsp1996CZ03cPVVG | 55222 | NE-HVAC-airAC-SpltPkg-240to759kBtuh-11p5eer_SZDEER2017AnyHsp1996CZ03cDXGF | 55221 |  | 132 | 0.0843 | 0 | 34 | 0.0666 | 0 | 132 | 0.0843 | 0 | 34 | 0.0666 | 0 | 1390 | 386000 | 1280 | 390000
NE-HVAC-airAC-SpltPkg-240to759kBtuh-11p5eer | DEER2017 | D17 v2 |  | Any | Hsp | 1996 | CZ04 | cWtd | Cap-Tons | 1526 | 386800 | None | 181 | 0.0997 | 0 | 181 | 0.0997 | 0 | 181 | 0.0997 | 0 | 181 | 0.0997 | 0 | DEER:HVAC_Split-Package_AC | Annual | 1719 | 180.84 | 0.09966 | 0 | 180.84 | 0.09966 | 0 | NE-HVAC-airAC-SpltPkg-240to759kBtuh-11p5eer_MZDEER2017AnyHsp1996CZ04cPVVG | 55224 | NE-HVAC-airAC-SpltPkg-240to759kBtuh-11p5eer_SZDEER2017AnyHsp1996CZ04cDXGF | 55223 |  | 206 | 0.104 | 0 | 80.2 | 0.0823 | 0 | 206 | 0.104 | 0 | 80.2 | 0.0823 | 0 | 1540 | 386000 | 1470 | 390000
NE-HVAC-airAC-SpltPkg-240to759kBtuh-11p5eer | DEER2017 | D17 v2 |  | Any | Hsp | 1996 | CZ05 | cWtd | Cap-Tons | 1310 | 386800 | None | 107 | 0.0654 | 0 | 107 | 0.0654 | 0 | 107 | 0.0654 | 0 | 107 | 0.0654 | 0 | DEER:HVAC_Split-Package_AC | Annual | 1719 | 106.84 | 0.06542 | 0 | 106.84 | 0.06542 | 0 | NE-HVAC-airAC-SpltPkg-240to759kBtuh-11p5eer_MZDEER2017AnyHsp1996CZ05cPVVG | 55226 | NE-HVAC-airAC-SpltPkg-240to759kBtuh-11p5eer_SZDEER2017AnyHsp1996CZ05cDXGF | 55225 |  | 124 | 0.0683 | 0 | 38.2 | 0.0539 | 0 | 124 | 0.0683 | 0 | 38.2 | 0.0539 | 0 | 1330 | 386000 | 1230 | 390000
NE-HVAC-airAC-SpltPkg-240to759kBtuh-11p5eer | DEER2017 | D17 v2 |  | Any | Hsp | 1996 | CZ06 | cWtd | Cap-Tons | 1484 | 386800 | None | 225 | 0.084 | 0 | 225 | 0.084 | 0 | 225 | 0.084 | 0 | 225 | 0.084 | 0 | DEER:HVAC_Split-Package_AC | Annual | 1719 | 225.42 | 0.08398 | 0 | 225.42 | 0.08398 | 0 | NE-HVAC-airAC-SpltPkg-240to759kBtuh-11p5eer_MZDEER2017AnyHsp1996CZ06cPVVG | 55228 | NE-HVAC-airAC-SpltPkg-240to759kBtuh-11p5eer_SZDEER2017AnyHsp1996CZ06cDXGF | 55227 |  | 261 | 0.088 | 0 | 83.1 | 0.0679 | 0 | 261 | 0.088 | 0 | 83.1 | 0.0679 | 0 | 1490 | 386000 | 1460 | 390000
NE-HVAC-airAC-SpltPkg-240to759kBtuh-11p5eer | DEER2017 | D17 v2 |  | Any | Hsp | 1996 | CZ07 | cWtd | Cap-Tons | 1290 | 386800 | None | 247 | 0.0844 | 0 | 247 | 0.0844 | 0 | 247 | 0.0844 | 0 | 247 | 0.0844 | 0 | DEER:HVAC_Split-Package_AC | Annual | 1719 | 246.5 | 0.08442 | 0 | 246.5 | 0.08442 | 0 | NE-HVAC-airAC-SpltPkg-240to759kBtuh-11p5eer_MZDEER2017AnyHsp1996CZ07cPVVG | 55230 | NE-HVAC-airAC-SpltPkg-240to759kBtuh-11p5eer_SZDEER2017AnyHsp1996CZ07cDXGF | 55229 |  | 287 | 0.0874 | 0 | 84.5 | 0.0725 | 0 | 287 | 0.0874 | 0 | 84.5 | 0.0725 | 0 | 1300 | 386000 | 1250 | 390000
NE-HVAC-airAC-SpltPkg-240to759kBtuh-11p5eer | DEER2017 | D17 v2 |  | Any | Hsp | 1996 | CZ08 | cWtd | Cap-Tons | 1452 | 386800 | None | 253 | 0.102 | 0 | 253 | 0.102 | 0 | 253 | 0.102 | 0 | 253 | 0.102 | 0 | DEER:HVAC_Split-Package_AC | Annual | 1719 | 252.8 | 0.10192 | 0 | 252.8 | 0.10192 | 0 | NE-HVAC-airAC-SpltPkg-240to759kBtuh-11p5eer_MZDEER2017AnyHsp1996CZ08cPVVG | 55232 | NE-HVAC-airAC-SpltPkg-240to759kBtuh-11p5eer_SZDEER2017AnyHsp1996CZ08cDXGF | 55231 |  | 287 | 0.105 | 0 | 116 | 0.0896 | 0 | 287 | 0.105 | 0 | 116 | 0.0896 | 0 | 1470 | 386000 | 1380 | 390000
NE-HVAC-airAC-SpltPkg-240to759kBtuh-11p5eer | DEER2017 | D17 v2 |  | Any | Hsp | 1996 | CZ09 | cWtd | Cap-Tons | 1696 | 386800 | None | 245 | 0.122 | 0 | 245 | 0.122 | 0 | 245 | 0.122 | 0 | 245 | 0.122 | 0 | DEER:HVAC_Split-Package_AC | Annual | 1719 | 245.2 | 0.1222 | 0 | 245.2 | 0.1222 | 0 | NE-HVAC-airAC-SpltPkg-240to759kBtuh-11p5eer_MZDEER2017AnyHsp1996CZ09cPVVG | 55234 | NE-HVAC-airAC-SpltPkg-240to759kBtuh-11p5eer_SZDEER2017AnyHsp1996CZ09cDXGF | 55233 |  | 278 | 0.126 | 0 | 114 | 0.107 | 0 | 278 | 0.126 | 0 | 114 | 0.107 | 0 | 1710 | 386000 | 1640 | 390000
NE-HVAC-airAC-SpltPkg-240to759kBtuh-11p5eer | DEER2017 | D17 v2 |  | Any | Hsp | 1996 | CZ10 | cWtd | Cap-Tons | 1682 | 386800 | None | 249 | 0.129 | 0 | 249 | 0.129 | 0 | 249 | 0.129 | 0 | 249 | 0.129 | 0 | DEER:HVAC_Split-Package_AC | Annual | 1719 | 248.8 | 0.1288 | 0 | 248.8 | 0.1288 | 0 | NE-HVAC-airAC-SpltPkg-240to759kBtuh-11p5eer_MZDEER2017AnyHsp1996CZ10cPVVG | 55236 | NE-HVAC-airAC-SpltPkg-240to759kBtuh-11p5eer_SZDEER2017AnyHsp1996CZ10cDXGF | 55235 |  | 280 | 0.133 | 0 | 124 | 0.112 | 0 | 280 | 0.133 | 0 | 124 | 0.112 | 0 | 1690 | 386000 | 1650 | 390000
NE-HVAC-airAC-SpltPkg-240to759kBtuh-11p5eer | DEER2017 | D17 v2 |  | Any | Hsp | 1996 | CZ11 | cWtd | Cap-Tons | 1606 | 386800 | None | 248 | 0.115 | 0 | 248 | 0.115 | 0 | 248 | 0.115 | 0 | 248 | 0.115 | 0 | DEER:HVAC_Split-Package_AC | Annual | 1719 | 248.2 | 0.11542 | 0 | 248.2 | 0.11542 | 0 | NE-HVAC-airAC-SpltPkg-240to759kBtuh-11p5eer_MZDEER2017AnyHsp1996CZ11cPVVG | 55238 | NE-HVAC-airAC-SpltPkg-240to759kBtuh-11p5eer_SZDEER2017AnyHsp1996CZ11cDXGF | 55237 |  | 275 | 0.12 | 0 | 141 | 0.0971 | 0 | 275 | 0.12 | 0 | 141 | 0.0971 | 0 | 1610 | 386000 | 1590 | 390000
NE-HVAC-airAC-SpltPkg-240to759kBtuh-11p5eer | DEER2017 | D17 v2 |  | Any | Hsp | 1996 | CZ12 | cWtd | Cap-Tons | 1766 | 386800 | None | 198 | 0.109 | 0 | 198 | 0.109 | 0 | 198 | 0.109 | 0 | 198 | 0.109 | 0 | DEER:HVAC_Split-Package_AC | Annual | 1719 | 198.38 | 0.10886 | 0 | 198.38 | 0.10886 | 0 | NE-HVAC-airAC-SpltPkg-240to759kBtuh-11p5eer_MZDEER2017AnyHsp1996CZ12cPVVG | 55240 | NE-HVAC-airAC-SpltPkg-240to759kBtuh-11p5eer_SZDEER2017AnyHsp1996CZ12cDXGF | 55239 |  | 224 | 0.114 | 0 | 95.9 | 0.0883 | 0 | 224 | 0.114 | 0 | 95.9 | 0.0883 | 0 | 1770 | 386000 | 1750 | 390000
NE-HVAC-airAC-SpltPkg-240to759kBtuh-11p5eer | DEER2017 | D17 v2 |  | Any | Hsp | 1996 | CZ13 | cWtd | Cap-Tons | 1712 | 386800 | None | 257 | 0.112 | 0 | 257 | 0.112 | 0 | 257 | 0.112 | 0 | 257 | 0.112 | 0 | DEER:HVAC_Split-Package_AC | Annual | 1719 | 257.4 | 0.11222 | 0 | 257.4 | 0.11222 | 0 | NE-HVAC-airAC-SpltPkg-240to759kBtuh-11p5eer_MZDEER2017AnyHsp1996CZ13cPVVG | 55242 | NE-HVAC-airAC-SpltPkg-240to759kBtuh-11p5eer_SZDEER2017AnyHsp1996CZ13cDXGF | 55241 |  | 286 | 0.117 | 0 | 143 | 0.0931 | 0 | 286 | 0.117 | 0 | 143 | 0.0931 | 0 | 1720 | 386000 | 1680 | 390000
NE-HVAC-airAC-SpltPkg-240to759kBtuh-11p5eer | DEER2017 | D17 v2 |  | Any | Hsp | 1996 | CZ14 | cWtd | Cap-Tons | 1570 | 386800 | None | 246 | 0.118 | 0 | 246 | 0.118 | 0 | 246 | 0.118 | 0 | 246 | 0.118 | 0 | DEER:HVAC_Split-Package_AC | Annual | 1719 | 245.6 | 0.118 | 0 | 245.6 | 0.118 | 0 | NE-HVAC-airAC-SpltPkg-240to759kBtuh-11p5eer_MZDEER2017AnyHsp1996CZ14cPVVG | 55244 | NE-HVAC-airAC-SpltPkg-240to759kBtuh-11p5eer_SZDEER2017AnyHsp1996CZ14cDXGF | 55243 |  | 270 | 0.122 | 0 | 148 | 0.102 | 0 | 270 | 0.122 | 0 | 148 | 0.102 | 0 | 1580 | 386000 | 1530 | 390000
NE-HVAC-airAC-SpltPkg-240to759kBtuh-11p5eer | DEER2017 | D17 v2 |  | Any | Hsp | 1996 | CZ15 | cWtd | Cap-Tons | 1812 | 386800 | None | 415 | 0.125 | 0 | 415 | 0.125 | 0 | 415 | 0.125 | 0 | 415 | 0.125 | 0 | DEER:HVAC_Split-Package_AC | Annual | 1719 | 414.8 | 0.1254 | 0 | 414.8 | 0.1254 | 0 | NE-HVAC-airAC-SpltPkg-240to759kBtuh-11p5eer_MZDEER2017AnyHsp1996CZ15cPVVG | 55246 | NE-HVAC-airAC-SpltPkg-240to759kBtuh-11p5eer_SZDEER2017AnyHsp1996CZ15cDXGF | 55245 |  | 453 | 0.13 | 0 | 262 | 0.107 | 0 | 453 | 0.13 | 0 | 262 | 0.107 | 0 | 1820 | 386000 | 1780 | 390000
NE-HVAC-airAC-SpltPkg-240to759kBtuh-11p5eer | DEER2017 | D17 v2 |  | Any | Hsp | 1996 | CZ16 | cWtd | Cap-Tons | 1384 | 386800 | None | 118 | 0.0754 | 0 | 118 | 0.0754 | 0 | 118 | 0.0754 | 0 | 118 | 0.0754 | 0 | DEER:HVAC_Split-Package_AC | Annual | 1719 | 118.16 | 0.07536 | 0 | 118.16 | 0.07536 | 0 | NE-HVAC-airAC-SpltPkg-240to759kBtuh-11p5eer_MZDEER2017AnyHsp1996CZ16cPVVG | 55248 | NE-HVAC-airAC-SpltPkg-240to759kBtuh-11p5eer_SZDEER2017AnyHsp1996CZ16cDXGF | 55247 |  | 133 | 0.0781 | 0 | 58.8 | 0.0644 | 0 | 133 | 0.0781 | 0 | 58.8 | 0.0644 | 0 | 1400 | 386000 | 1320 | 390000
NE-HVAC-airAC-SpltPkg-240to759kBtuh-11p5eer | DEER2017 | D17 v2 |  | Any | Hsp | 2003 | CZ01 | cWtd | Cap-Tons | 1258 | 386800 | None | 40.7 | 0.0408 | 0 | 40.7 | 0.0408 | 0 | 40.7 | 0.0408 | 0 | 40.7 | 0.0408 | 0 | DEER:HVAC_Split-Package_AC | Annual | 1719 | 40.714 | 0.04076 | 0 | 40.714 | 0.04076 | 0 | NE-HVAC-airAC-SpltPkg-240to759kBtuh-11p5eer_MZDEER2017AnyHsp2003CZ01cPVVG | 76578 | NE-HVAC-airAC-SpltPkg-240to759kBtuh-11p5eer_SZDEER2017AnyHsp2003CZ01cDXGF | 76577 |  | 50.2 | 0.0449 | 0 | 2.77 | 0.0242 | 0 | 50.2 | 0.0449 | 0 | 2.77 | 0.0242 | 0 | 1280 | 386000 | 1170 | 390000
NE-HVAC-airAC-SpltPkg-240to759kBtuh-11p5eer | DEER2017 | D17 v2 |  | Any | Hsp | 2003 | CZ02 | cWtd | Cap-Tons | 1628 | 386800 | None | 135 | 0.0985 | 0 | 135 | 0.0985 | 0 | 135 | 0.0985 | 0 | 135 | 0.0985 | 0 | DEER:HVAC_Split-Package_AC | Annual | 1719 | 135.26 | 0.09846 | 0 | 135.26 | 0.09846 | 0 | NE-HVAC-airAC-SpltPkg-240to759kBtuh-11p5eer_MZDEER2017AnyHsp2003CZ02cPVVG | 76580 | NE-HVAC-airAC-SpltPkg-240to759kBtuh-11p5eer_SZDEER2017AnyHsp2003CZ02cDXGF | 76579 |  | 153 | 0.102 | 0 | 64.3 | 0.0843 | 0 | 153 | 0.102 | 0 | 64.3 | 0.0843 | 0 | 1640 | 386000 | 1580 | 390000
NE-HVAC-airAC-SpltPkg-240to759kBtuh-11p5eer | DEER2017 | D17 v2 |  | Any | Hsp | 2003 | CZ03 | cWtd | Cap-Tons | 1360 | 386800 | None | 117 | 0.0732 | 0 | 117 | 0.0732 | 0 | 117 | 0.0732 | 0 | 117 | 0.0732 | 0 | DEER:HVAC_Split-Package_AC | Annual | 1719 | 116.88 | 0.07316 | 0 | 116.88 | 0.07316 | 0 | NE-HVAC-airAC-SpltPkg-240to759kBtuh-11p5eer_MZDEER2017AnyHsp2003CZ03cPVVG | 76582 | NE-HVAC-airAC-SpltPkg-240to759kBtuh-11p5eer_SZDEER2017AnyHsp2003CZ03cDXGF | 76581 |  | 138 | 0.0752 | 0 | 32.4 | 0.065 | 0 | 138 | 0.0752 | 0 | 32.4 | 0.065 | 0 | 1380 | 386000 | 1280 | 390000
NE-HVAC-airAC-SpltPkg-240to759kBtuh-11p5eer | DEER2017 | D17 v2 |  | Any | Hsp | 2003 | CZ04 | cWtd | Cap-Tons | 1526 | 386800 | None | 170 | 0.0908 | 0 | 170 | 0.0908 | 0 | 170 | 0.0908 | 0 | 170 | 0.0908 | 0 | DEER:HVAC_Split-Package_AC | Annual | 1719 | 170.02 | 0.09078 | 0 | 170.02 | 0.09078 | 0 | NE-HVAC-airAC-SpltPkg-240to759kBtuh-11p5eer_MZDEER2017AnyHsp2003CZ04cPVVG | 76584 | NE-HVAC-airAC-SpltPkg-240to759kBtuh-11p5eer_SZDEER2017AnyHsp2003CZ04cDXGF | 76583 |  | 193 | 0.0935 | 0 | 78.1 | 0.0799 | 0 | 193 | 0.0935 | 0 | 78.1 | 0.0799 | 0 | 1540 | 386000 | 1470 | 390000
NE-HVAC-airAC-SpltPkg-240to759kBtuh-11p5eer | DEER2017 | D17 v2 |  | Any | Hsp | 2003 | CZ05 | cWtd | Cap-Tons | 1302 | 386800 | None | 108 | 0.0593 | 0 | 108 | 0.0593 | 0 | 108 | 0.0593 | 0 | 108 | 0.0593 | 0 | DEER:HVAC_Split-Package_AC | Annual | 1719 | 108.06 | 0.05926 | 0 | 108.06 | 0.05926 | 0 | NE-HVAC-airAC-SpltPkg-240to759kBtuh-11p5eer_MZDEER2017AnyHsp2003CZ05cPVVG | 76586 | NE-HVAC-airAC-SpltPkg-240to759kBtuh-11p5eer_SZDEER2017AnyHsp2003CZ05cDXGF | 76585 |  | 126 | 0.0609 | 0 | 36.3 | 0.0527 | 0 | 126 | 0.0609 | 0 | 36.3 | 0.0527 | 0 | 1320 | 386000 | 1230 | 390000
NE-HVAC-airAC-SpltPkg-240to759kBtuh-11p5eer | DEER2017 | D17 v2 |  | Any | Hsp | 2003 | CZ06 | cWtd | Cap-Tons | 1448 | 386800 | None | 220 | 0.0788 | 0 | 220 | 0.0788 | 0 | 220 | 0.0788 | 0 | 220 | 0.0788 | 0 | DEER:HVAC_Split-Package_AC | Annual | 1719 | 220.14 | 0.07878 | 0 | 220.14 | 0.07878 | 0 | NE-HVAC-airAC-SpltPkg-240to759kBtuh-11p5eer_MZDEER2017AnyHsp2003CZ06cPVVG | 76588 | NE-HVAC-airAC-SpltPkg-240to759kBtuh-11p5eer_SZDEER2017AnyHsp2003CZ06cDXGF | 76587 |  | 253 | 0.0807 | 0 | 88.7 | 0.0711 | 0 | 253 | 0.0807 | 0 | 88.7 | 0.0711 | 0 | 1470 | 386000 | 1360 | 390000
NE-HVAC-airAC-SpltPkg-240to759kBtuh-11p5eer | DEER2017 | D17 v2 |  | Any | Hsp | 2003 | CZ07 | cWtd | Cap-Tons | 1288 | 386800 | None | 240 | 0.0786 | 0 | 240 | 0.0786 | 0 | 240 | 0.0786 | 0 | 240 | 0.0786 | 0 | DEER:HVAC_Split-Package_AC | Annual | 1719 | 239.52 | 0.07858 | 0 | 239.52 | 0.07858 | 0 | NE-HVAC-airAC-SpltPkg-240to759kBtuh-11p5eer_MZDEER2017AnyHsp2003CZ07cPVVG | 76590 | NE-HVAC-airAC-SpltPkg-240to759kBtuh-11p5eer_SZDEER2017AnyHsp2003CZ07cDXGF | 76589 |  | 279 | 0.0805 | 0 | 81.6 | 0.0709 | 0 | 279 | 0.0805 | 0 | 81.6 | 0.0709 | 0 | 1300 | 386000 | 1240 | 390000
NE-HVAC-airAC-SpltPkg-240to759kBtuh-11p5eer | DEER2017 | D17 v2 |  | Any | Hsp | 2003 | CZ08 | cWtd | Cap-Tons | 1450 | 386800 | None | 247 | 0.0938 | 0 | 247 | 0.0938 | 0 | 247 | 0.0938 | 0 | 247 | 0.0938 | 0 | DEER:HVAC_Split-Package_AC | Annual | 1719 | 246.8 | 0.09384 | 0 | 246.8 | 0.09384 | 0 | NE-HVAC-airAC-SpltPkg-240to759kBtuh-11p5eer_MZDEER2017AnyHsp2003CZ08cPVVG | 76592 | NE-HVAC-airAC-SpltPkg-240to759kBtuh-11p5eer_SZDEER2017AnyHsp2003CZ08cDXGF | 76591 |  | 280 | 0.0955 | 0 | 114 | 0.0872 | 0 | 280 | 0.0955 | 0 | 114 | 0.0872 | 0 | 1470 | 386000 | 1370 | 390000
NE-HVAC-airAC-SpltPkg-240to759kBtuh-11p5eer | DEER2017 | D17 v2 |  | Any | Hsp | 2003 | CZ09 | cWtd | Cap-Tons | 1678 | 386800 | None | 236 | 0.114 | 0 | 236 | 0.114 | 0 | 236 | 0.114 | 0 | 236 | 0.114 | 0 | DEER:HVAC_Split-Package_AC | Annual | 1719 | 236 | 0.1136 | 0 | 236 | 0.1136 | 0 | NE-HVAC-airAC-SpltPkg-240to759kBtuh-11p5eer_MZDEER2017AnyHsp2003CZ09cPVVG | 76594 | NE-HVAC-airAC-SpltPkg-240to759kBtuh-11p5eer_SZDEER2017AnyHsp2003CZ09cDXGF | 76593 |  | 267 | 0.116 | 0 | 112 | 0.104 | 0 | 267 | 0.116 | 0 | 112 | 0.104 | 0 | 1690 | 386000 | 1630 | 390000
NE-HVAC-airAC-SpltPkg-240to759kBtuh-11p5eer | DEER2017 | D17 v2 |  | Any | Hsp | 2003 | CZ10 | cWtd | Cap-Tons | 1674 | 386800 | None | 237 | 0.117 | 0 | 237 | 0.117 | 0 | 237 | 0.117 | 0 | 237 | 0.117 | 0 | DEER:HVAC_Split-Package_AC | Annual | 1719 | 236.8 | 0.1172 | 0 | 236.8 | 0.1172 | 0 | NE-HVAC-airAC-SpltPkg-240to759kBtuh-11p5eer_MZDEER2017AnyHsp2003CZ10cPVVG | 76596 | NE-HVAC-airAC-SpltPkg-240to759kBtuh-11p5eer_SZDEER2017AnyHsp2003CZ10cDXGF | 76595 |  | 266 | 0.12 | 0 | 120 | 0.106 | 0 | 266 | 0.12 | 0 | 120 | 0.106 | 0 | 1680 | 386000 | 1650 | 390000
NE-HVAC-airAC-SpltPkg-240to759kBtuh-11p5eer | DEER2017 | D17 v2 |  | Any | Hsp | 2003 | CZ11 | cWtd | Cap-Tons | 1714 | 386800 | None | 226 | 0.102 | 0 | 226 | 0.102 | 0 | 226 | 0.102 | 0 | 226 | 0.102 | 0 | DEER:HVAC_Split-Package_AC | Annual | 1719 | 225.6 | 0.10204 | 0 | 225.6 | 0.10204 | 0 | NE-HVAC-airAC-SpltPkg-240to759kBtuh-11p5eer_MZDEER2017AnyHsp2003CZ11cPVVG | 76598 | NE-HVAC-airAC-SpltPkg-240to759kBtuh-11p5eer_SZDEER2017AnyHsp2003CZ11cDXGF | 76597 |  | 250 | 0.106 | 0 | 128 | 0.0862 | 0 | 250 | 0.106 | 0 | 128 | 0.0862 | 0 | 1710 | 386000 | 1730 | 390000
NE-HVAC-airAC-SpltPkg-240to759kBtuh-11p5eer | DEER2017 | D17 v2 |  | Any | Hsp | 2003 | CZ12 | cWtd | Cap-Tons | 1764 | 386800 | None | 185 | 0.0995 | 0 | 185 | 0.0995 | 0 | 185 | 0.0995 | 0 | 185 | 0.0995 | 0 | DEER:HVAC_Split-Package_AC | Annual | 1719 | 185.1 | 0.0995 | 0 | 185.1 | 0.0995 | 0 | NE-HVAC-airAC-SpltPkg-240to759kBtuh-11p5eer_MZDEER2017AnyHsp2003CZ12cPVVG | 76600 | NE-HVAC-airAC-SpltPkg-240to759kBtuh-11p5eer_SZDEER2017AnyHsp2003CZ12cDXGF | 76599 |  | 208 | 0.103 | 0 | 93.5 | 0.0855 | 0 | 208 | 0.103 | 0 | 93.5 | 0.0855 | 0 | 1770 | 386000 | 1740 | 390000
NE-HVAC-airAC-SpltPkg-240to759kBtuh-11p5eer | DEER2017 | D17 v2 |  | Any | Hsp | 2003 | CZ13 | cWtd | Cap-Tons | 1712 | 386800 | None | 237 | 0.104 | 0 | 237 | 0.104 | 0 | 237 | 0.104 | 0 | 237 | 0.104 | 0 | DEER:HVAC_Split-Package_AC | Annual | 1719 | 237.4 | 0.10358 | 0 | 237.4 | 0.10358 | 0 | NE-HVAC-airAC-SpltPkg-240to759kBtuh-11p5eer_MZDEER2017AnyHsp2003CZ13cPVVG | 76602 | NE-HVAC-airAC-SpltPkg-240to759kBtuh-11p5eer_SZDEER2017AnyHsp2003CZ13cDXGF | 76601 |  | 262 | 0.107 | 0 | 139 | 0.0899 | 0 | 262 | 0.107 | 0 | 139 | 0.0899 | 0 | 1720 | 386000 | 1680 | 390000
NE-HVAC-airAC-SpltPkg-240to759kBtuh-11p5eer | DEER2017 | D17 v2 |  | Any | Hsp | 2003 | CZ14 | cWtd | Cap-Tons | 1568 | 386800 | None | 230 | 0.108 | 0 | 230 | 0.108 | 0 | 230 | 0.108 | 0 | 230 | 0.108 | 0 | DEER:HVAC_Split-Package_AC | Annual | 1719 | 230.4 | 0.1084 | 0 | 230.4 | 0.1084 | 0 | NE-HVAC-airAC-SpltPkg-240to759kBtuh-11p5eer_MZDEER2017AnyHsp2003CZ14cPVVG | 76604 | NE-HVAC-airAC-SpltPkg-240to759kBtuh-11p5eer_SZDEER2017AnyHsp2003CZ14cDXGF | 76603 |  | 252 | 0.111 | 0 | 144 | 0.098 | 0 | 252 | 0.111 | 0 | 144 | 0.098 | 0 | 1580 | 386000 | 1520 | 390000
NE-HVAC-airAC-SpltPkg-240to759kBtuh-11p5eer | DEER2017 | D17 v2 |  | Any | Hsp | 2003 | CZ15 | cWtd | Cap-Tons | 1804 | 386800 | None | 389 | 0.115 | 0 | 389 | 0.115 | 0 | 389 | 0.115 | 0 | 389 | 0.115 | 0 | DEER:HVAC_Split-Package_AC | Annual | 1719 | 388.8 | 0.1152 | 0 | 388.8 | 0.1152 | 0 | NE-HVAC-airAC-SpltPkg-240to759kBtuh-11p5eer_MZDEER2017AnyHsp2003CZ15cPVVG | 76606 | NE-HVAC-airAC-SpltPkg-240to759kBtuh-11p5eer_SZDEER2017AnyHsp2003CZ15cDXGF | 76605 |  | 422 | 0.118 | 0 | 256 | 0.104 | 0 | 422 | 0.118 | 0 | 256 | 0.104 | 0 | 1810 | 386000 | 1780 | 390000
NE-HVAC-airAC-SpltPkg-240to759kBtuh-11p5eer | DEER2017 | D17 v2 |  | Any | Hsp | 2003 | CZ16 | cWtd | Cap-Tons | 1384 | 386800 | None | 115 | 0.0693 | 0 | 115 | 0.0693 | 0 | 115 | 0.0693 | 0 | 115 | 0.0693 | 0 | DEER:HVAC_Split-Package_AC | Annual | 1719 | 114.58 | 0.06926 | 0 | 114.58 | 0.06926 | 0 | NE-HVAC-airAC-SpltPkg-240to759kBtuh-11p5eer_MZDEER2017AnyHsp2003CZ16cPVVG | 76608 | NE-HVAC-airAC-SpltPkg-240to759kBtuh-11p5eer_SZDEER2017AnyHsp2003CZ16cDXGF | 76607 |  | 129 | 0.0709 | 0 | 56.9 | 0.0627 | 0 | 129 | 0.0709 | 0 | 56.9 | 0.0627 | 0 | 1400 | 386000 | 1320 | 390000
NE-HVAC-airAC-SpltPkg-240to759kBtuh-11p5eer | DEER2017 | D17 v2 |  | Any | Hsp | 2007 | CZ01 | cWtd | Cap-Tons | 1250 | 386800 | None | 39.2 | 0.0396 | 0 | 39.2 | 0.0396 | 0 | 39.2 | 0.0396 | 0 | 39.2 | 0.0396 | 0 | DEER:HVAC_Split-Package_AC | Annual | 1719 | 39.17 | 0.0396 | 0 | 39.17 | 0.0396 | 0 | NE-HVAC-airAC-SpltPkg-240to759kBtuh-11p5eer_MZDEER2017AnyHsp2007CZ01cPVVG | 97938 | NE-HVAC-airAC-SpltPkg-240to759kBtuh-11p5eer_SZDEER2017AnyHsp2007CZ01cDXGF | 97937 |  | 48.4 | 0.0441 | 0 | 2.25 | 0.0216 | 0 | 48.4 | 0.0441 | 0 | 2.25 | 0.0216 | 0 | 1270 | 386000 | 1170 | 390000
NE-HVAC-airAC-SpltPkg-240to759kBtuh-11p5eer | DEER2017 | D17 v2 |  | Any | Hsp | 2007 | CZ02 | cWtd | Cap-Tons | 1628 | 386800 | None | 134 | 0.0965 | 0 | 134 | 0.0965 | 0 | 134 | 0.0965 | 0 | 134 | 0.0965 | 0 | DEER:HVAC_Split-Package_AC | Annual | 1719 | 133.96 | 0.09646 | 0 | 133.96 | 0.09646 | 0 | NE-HVAC-airAC-SpltPkg-240to759kBtuh-11p5eer_MZDEER2017AnyHsp2007CZ02cPVVG | 97940 | NE-HVAC-airAC-SpltPkg-240to759kBtuh-11p5eer_SZDEER2017AnyHsp2007CZ02cDXGF | 97939 |  | 152 | 0.1 | 0 | 61.8 | 0.0823 | 0 | 152 | 0.1 | 0 | 61.8 | 0.0823 | 0 | 1640 | 386000 | 1580 | 390000
NE-HVAC-airAC-SpltPkg-240to759kBtuh-11p5eer | DEER2017 | D17 v2 |  | Any | Hsp | 2007 | CZ03 | cWtd | Cap-Tons | 1360 | 386800 | None | 116 | 0.0715 | 0 | 116 | 0.0715 | 0 | 116 | 0.0715 | 0 | 116 | 0.0715 | 0 | DEER:HVAC_Split-Package_AC | Annual | 1719 | 115.6 | 0.07152 | 0 | 115.6 | 0.07152 | 0 | NE-HVAC-airAC-SpltPkg-240to759kBtuh-11p5eer_MZDEER2017AnyHsp2007CZ03cPVVG | 97942 | NE-HVAC-airAC-SpltPkg-240to759kBtuh-11p5eer_SZDEER2017AnyHsp2007CZ03cDXGF | 97941 |  | 137 | 0.0736 | 0 | 30 | 0.0632 | 0 | 137 | 0.0736 | 0 | 30 | 0.0632 | 0 | 1380 | 386000 | 1280 | 390000
NE-HVAC-airAC-SpltPkg-240to759kBtuh-11p5eer | DEER2017 | D17 v2 |  | Any | Hsp | 2007 | CZ04 | cWtd | Cap-Tons | 1526 | 386800 | None | 168 | 0.089 | 0 | 168 | 0.089 | 0 | 168 | 0.089 | 0 | 168 | 0.089 | 0 | DEER:HVAC_Split-Package_AC | Annual | 1719 | 167.78 | 0.08902 | 0 | 167.78 | 0.08902 | 0 | NE-HVAC-airAC-SpltPkg-240to759kBtuh-11p5eer_MZDEER2017AnyHsp2007CZ04cPVVG | 97944 | NE-HVAC-airAC-SpltPkg-240to759kBtuh-11p5eer_SZDEER2017AnyHsp2007CZ04cDXGF | 97943 |  | 191 | 0.0918 | 0 | 74.9 | 0.0779 | 0 | 191 | 0.0918 | 0 | 74.9 | 0.0779 | 0 | 1540 | 386000 | 1470 | 390000
NE-HVAC-airAC-SpltPkg-240to759kBtuh-11p5eer | DEER2017 | D17 v2 |  | Any | Hsp | 2007 | CZ05 | cWtd | Cap-Tons | 1302 | 386800 | None | 106 | 0.0578 | 0 | 106 | 0.0578 | 0 | 106 | 0.0578 | 0 | 106 | 0.0578 | 0 | DEER:HVAC_Split-Package_AC | Annual | 1719 | 105.88 | 0.0578 | 0 | 105.88 | 0.0578 | 0 | NE-HVAC-airAC-SpltPkg-240to759kBtuh-11p5eer_MZDEER2017AnyHsp2007CZ05cPVVG | 97946 | NE-HVAC-airAC-SpltPkg-240to759kBtuh-11p5eer_SZDEER2017AnyHsp2007CZ05cDXGF | 97945 |  | 124 | 0.0595 | 0 | 33.4 | 0.051 | 0 | 124 | 0.0595 | 0 | 33.4 | 0.051 | 0 | 1320 | 386000 | 1230 | 390000
NE-HVAC-airAC-SpltPkg-240to759kBtuh-11p5eer | DEER2017 | D17 v2 |  | Any | Hsp | 2007 | CZ06 | cWtd | Cap-Tons | 1448 | 386800 | None | 217 | 0.0771 | 0 | 217 | 0.0771 | 0 | 217 | 0.0771 | 0 | 217 | 0.0771 | 0 | DEER:HVAC_Split-Package_AC | Annual | 1719 | 216.74 | 0.0771 | 0 | 216.74 | 0.0771 | 0 | NE-HVAC-airAC-SpltPkg-240to759kBtuh-11p5eer_MZDEER2017AnyHsp2007CZ06cPVVG | 97948 | NE-HVAC-airAC-SpltPkg-240to759kBtuh-11p5eer_SZDEER2017AnyHsp2007CZ06cDXGF | 97947 |  | 250 | 0.0791 | 0 | 83.7 | 0.0691 | 0 | 250 | 0.0791 | 0 | 83.7 | 0.0691 | 0 | 1470 | 386000 | 1360 | 390000
NE-HVAC-airAC-SpltPkg-240to759kBtuh-11p5eer | DEER2017 | D17 v2 |  | Any | Hsp | 2007 | CZ07 | cWtd | Cap-Tons | 1288 | 386800 | None | 235 | 0.0769 | 0 | 235 | 0.0769 | 0 | 235 | 0.0769 | 0 | 235 | 0.0769 | 0 | DEER:HVAC_Split-Package_AC | Annual | 1719 | 235.06 | 0.07688 | 0 | 235.06 | 0.07688 | 0 | NE-HVAC-airAC-SpltPkg-240to759kBtuh-11p5eer_MZDEER2017AnyHsp2007CZ07cPVVG | 97950 | NE-HVAC-airAC-SpltPkg-240to759kBtuh-11p5eer_SZDEER2017AnyHsp2007CZ07cDXGF | 97949 |  | 275 | 0.0789 | 0 | 75.3 | 0.0688 | 0 | 275 | 0.0789 | 0 | 75.3 | 0.0688 | 0 | 1300 | 386000 | 1240 | 390000
NE-HVAC-airAC-SpltPkg-240to759kBtuh-11p5eer | DEER2017 | D17 v2 |  | Any | Hsp | 2007 | CZ08 | cWtd | Cap-Tons | 1450 | 386800 | None | 243 | 0.092 | 0 | 243 | 0.092 | 0 | 243 | 0.092 | 0 | 243 | 0.092 | 0 | DEER:HVAC_Split-Package_AC | Annual | 1719 | 243.2 | 0.09202 | 0 | 243.2 | 0.09202 | 0 | NE-HVAC-airAC-SpltPkg-240to759kBtuh-11p5eer_MZDEER2017AnyHsp2007CZ08cPVVG | 97952 | NE-HVAC-airAC-SpltPkg-240to759kBtuh-11p5eer_SZDEER2017AnyHsp2007CZ08cDXGF | 97951 |  | 277 | 0.0938 | 0 | 108 | 0.0849 | 0 | 277 | 0.0938 | 0 | 108 | 0.0849 | 0 | 1470 | 386000 | 1370 | 390000
NE-HVAC-airAC-SpltPkg-240to759kBtuh-11p5eer | DEER2017 | D17 v2 |  | Any | Hsp | 2007 | CZ09 | cWtd | Cap-Tons | 1678 | 386800 | None | 233 | 0.111 | 0 | 233 | 0.111 | 0 | 233 | 0.111 | 0 | 233 | 0.111 | 0 | DEER:HVAC_Split-Package_AC | Annual | 1719 | 232.8 | 0.1114 | 0 | 232.8 | 0.1114 | 0 | NE-HVAC-airAC-SpltPkg-240to759kBtuh-11p5eer_MZDEER2017AnyHsp2007CZ09cPVVG | 97954 | NE-HVAC-airAC-SpltPkg-240to759kBtuh-11p5eer_SZDEER2017AnyHsp2007CZ09cDXGF | 97953 |  | 264 | 0.114 | 0 | 108 | 0.101 | 0 | 264 | 0.114 | 0 | 108 | 0.101 | 0 | 1690 | 386000 | 1630 | 390000
NE-HVAC-airAC-SpltPkg-240to759kBtuh-11p5eer | DEER2017 | D17 v2 |  | Any | Hsp | 2007 | CZ10 | cWtd | Cap-Tons | 1674 | 386800 | None | 234 | 0.115 | 0 | 234 | 0.115 | 0 | 234 | 0.115 | 0 | 234 | 0.115 | 0 | DEER:HVAC_Split-Package_AC | Annual | 1719 | 233.6 | 0.1148 | 0 | 233.6 | 0.1148 | 0 | NE-HVAC-airAC-SpltPkg-240to759kBtuh-11p5eer_MZDEER2017AnyHsp2007CZ10cPVVG | 97956 | NE-HVAC-airAC-SpltPkg-240to759kBtuh-11p5eer_SZDEER2017AnyHsp2007CZ10cDXGF | 97955 |  | 263 | 0.118 | 0 | 116 | 0.102 | 0 | 263 | 0.118 | 0 | 116 | 0.102 | 0 | 1680 | 386000 | 1650 | 390000
NE-HVAC-airAC-SpltPkg-240to759kBtuh-11p5eer | DEER2017 | D17 v2 |  | Any | Hsp | 2007 | CZ11 | cWtd | Cap-Tons | 1714 | 386800 | None | 222 | 0.1 | 0 | 222 | 0.1 | 0 | 222 | 0.1 | 0 | 222 | 0.1 | 0 | DEER:HVAC_Split-Package_AC | Annual | 1719 | 222.4 | 0.10004 | 0 | 222.4 | 0.10004 | 0 | NE-HVAC-airAC-SpltPkg-240to759kBtuh-11p5eer_MZDEER2017AnyHsp2007CZ11cPVVG | 97958 | NE-HVAC-airAC-SpltPkg-240to759kBtuh-11p5eer_SZDEER2017AnyHsp2007CZ11cDXGF | 97957 |  | 247 | 0.104 | 0 | 124 | 0.0842 | 0 | 247 | 0.104 | 0 | 124 | 0.0842 | 0 | 1710 | 386000 | 1730 | 390000
NE-HVAC-airAC-SpltPkg-240to759kBtuh-11p5eer | DEER2017 | D17 v2 |  | Any | Hsp | 2007 | CZ12 | cWtd | Cap-Tons | 1764 | 386800 | None | 183 | 0.0981 | 0 | 183 | 0.0981 | 0 | 183 | 0.0981 | 0 | 183 | 0.0981 | 0 | DEER:HVAC_Split-Package_AC | Annual | 1719 | 182.9 | 0.09814 | 0 | 182.9 | 0.09814 | 0 | NE-HVAC-airAC-SpltPkg-240to759kBtuh-11p5eer_MZDEER2017AnyHsp2007CZ12cPVVG | 97960 | NE-HVAC-airAC-SpltPkg-240to759kBtuh-11p5eer_SZDEER2017AnyHsp2007CZ12cDXGF | 97959 |  | 206 | 0.102 | 0 | 90.5 | 0.0827 | 0 | 206 | 0.102 | 0 | 90.5 | 0.0827 | 0 | 1770 | 386000 | 1740 | 390000
NE-HVAC-airAC-SpltPkg-240to759kBtuh-11p5eer | DEER2017 | D17 v2 |  | Any | Hsp | 2007 | CZ13 | cWtd | Cap-Tons | 1712 | 386800 | None | 234 | 0.102 | 0 | 234 | 0.102 | 0 | 234 | 0.102 | 0 | 234 | 0.102 | 0 | DEER:HVAC_Split-Package_AC | Annual | 1719 | 234.2 | 0.1015 | 0 | 234.2 | 0.1015 | 0 | NE-HVAC-airAC-SpltPkg-240to759kBtuh-11p5eer_MZDEER2017AnyHsp2007CZ13cPVVG | 97962 | NE-HVAC-airAC-SpltPkg-240to759kBtuh-11p5eer_SZDEER2017AnyHsp2007CZ13cDXGF | 97961 |  | 259 | 0.105 | 0 | 135 | 0.0875 | 0 | 259 | 0.105 | 0 | 135 | 0.0875 | 0 | 1720 | 386000 | 1680 | 390000
NE-HVAC-airAC-SpltPkg-240to759kBtuh-11p5eer | DEER2017 | D17 v2 |  | Any | Hsp | 2007 | CZ14 | cWtd | Cap-Tons | 1568 | 386800 | None | 227 | 0.106 | 0 | 227 | 0.106 | 0 | 227 | 0.106 | 0 | 227 | 0.106 | 0 | DEER:HVAC_Split-Package_AC | Annual | 1719 | 227.2 | 0.1063 | 0 | 227.2 | 0.1063 | 0 | NE-HVAC-airAC-SpltPkg-240to759kBtuh-11p5eer_MZDEER2017AnyHsp2007CZ14cPVVG | 97964 | NE-HVAC-airAC-SpltPkg-240to759kBtuh-11p5eer_SZDEER2017AnyHsp2007CZ14cDXGF | 97963 |  | 249 | 0.109 | 0 | 140 | 0.0955 | 0 | 249 | 0.109 | 0 | 140 | 0.0955 | 0 | 1580 | 386000 | 1520 | 390000
NE-HVAC-airAC-SpltPkg-240to759kBtuh-11p5eer | DEER2017 | D17 v2 |  | Any | Hsp | 2007 | CZ15 | cWtd | Cap-Tons | 1804 | 386800 | None | 384 | 0.113 | 0 | 384 | 0.113 | 0 | 384 | 0.113 | 0 | 384 | 0.113 | 0 | DEER:HVAC_Split-Package_AC | Annual | 1719 | 383.6 | 0.1132 | 0 | 383.6 | 0.1132 | 0 | NE-HVAC-airAC-SpltPkg-240to759kBtuh-11p5eer_MZDEER2017AnyHsp2007CZ15cPVVG | 97966 | NE-HVAC-airAC-SpltPkg-240to759kBtuh-11p5eer_SZDEER2017AnyHsp2007CZ15cDXGF | 97965 |  | 417 | 0.116 | 0 | 250 | 0.102 | 0 | 417 | 0.116 | 0 | 250 | 0.102 | 0 | 1810 | 386000 | 1780 | 390000
NE-HVAC-airAC-SpltPkg-240to759kBtuh-11p5eer | DEER2017 | D17 v2 |  | Any | Hsp | 2007 | CZ16 | cWtd | Cap-Tons | 1382 | 386800 | None | 112 | 0.0674 | 0 | 112 | 0.0674 | 0 | 112 | 0.0674 | 0 | 112 | 0.0674 | 0 | DEER:HVAC_Split-Package_AC | Annual | 1719 | 112.4 | 0.06738 | 0 | 112.4 | 0.06738 | 0 | NE-HVAC-airAC-SpltPkg-240to759kBtuh-11p5eer_MZDEER2017AnyHsp2007CZ16cPVVG | 97968 | NE-HVAC-airAC-SpltPkg-240to759kBtuh-11p5eer_SZDEER2017AnyHsp2007CZ16cDXGF | 97967 |  | 127 | 0.069 | 0 | 54 | 0.0609 | 0 | 127 | 0.069 | 0 | 54 | 0.0609 | 0 | 1400 | 386000 | 1310 | 390000
NE-HVAC-airAC-SpltPkg-240to759kBtuh-11p5eer | DEER2017 | D17 v2 |  | Any | Hsp | 2011 | CZ01 | cWtd | Cap-Tons | 1248 | 386800 | None | 235 | 0.0549 | -1.44 | 39 | 0.0392 | 0 | 235 | 0.0549 | -1.44 | 39 | 0.0392 | 0 | DEER:HVAC_Split-Package_AC | Annual | 1719 | 235.36 | 0.05494 | -1.438 | 38.962 | 0.0392 | 0 | NE-HVAC-airAC-SpltPkg-240to759kBtuh-11p5eer_MZDEER2017AnyHsp2011CZ01cPVVG | 119298 | NE-HVAC-airAC-SpltPkg-240to759kBtuh-11p5eer_SZDEER2017AnyHsp2011CZ01cDXGF | 119297 |  | 48.2 | 0.044 | 0 | 984 | 0.0987 | -7.19 | 48.2 | 0.044 | 0 | 2.01 | 0.02 | 0 | 1270 | 386000 | 1160 | 390000
NE-HVAC-airAC-SpltPkg-240to759kBtuh-11p5eer | DEER2017 | D17 v2 |  | Any | Hsp | 2011 | CZ02 | cWtd | Cap-Tons | 1610 | 386800 | None | 325 | 0.125 | -1.63 | 133 | 0.0957 | 0 | 325 | 0.125 | -1.63 | 133 | 0.0957 | 0 | DEER:HVAC_Split-Package_AC | Annual | 1719 | 324.8 | 0.12532 | -1.63 | 132.88 | 0.09574 | 0 | NE-HVAC-airAC-SpltPkg-240to759kBtuh-11p5eer_MZDEER2017AnyHsp2011CZ02cPVVG | 119300 | NE-HVAC-airAC-SpltPkg-240to759kBtuh-11p5eer_SZDEER2017AnyHsp2011CZ02cDXGF | 119299 |  | 151 | 0.0994 | 0 | 1020 | 0.229 | -8.15 | 151 | 0.0994 | 0 | 60.4 | 0.0811 | 0 | 1620 | 386000 | 1570 | 390000
NE-HVAC-airAC-SpltPkg-240to759kBtuh-11p5eer | DEER2017 | D17 v2 |  | Any | Hsp | 2011 | CZ03 | cWtd | Cap-Tons | 1350 | 386800 | None | 303 | 0.099 | -1.38 | 115 | 0.0708 | 0 | 303 | 0.099 | -1.38 | 115 | 0.0708 | 0 | DEER:HVAC_Split-Package_AC | Annual | 1719 | 303 | 0.099 | -1.378 | 115.32 | 0.07082 | 0 | NE-HVAC-airAC-SpltPkg-240to759kBtuh-11p5eer_MZDEER2017AnyHsp2011CZ03cPVVG | 119302 | NE-HVAC-airAC-SpltPkg-240to759kBtuh-11p5eer_SZDEER2017AnyHsp2011CZ03cDXGF | 119301 |  | 137 | 0.073 | 0 | 967 | 0.203 | -6.89 | 137 | 0.073 | 0 | 28.6 | 0.0621 | 0 | 1370 | 386000 | 1270 | 390000
NE-HVAC-airAC-SpltPkg-240to759kBtuh-11p5eer | DEER2017 | D17 v2 |  | Any | Hsp | 2011 | CZ04 | cWtd | Cap-Tons | 1508 | 386800 | None | 367 | 0.117 | -1.3 | 167 | 0.0883 | 0 | 367 | 0.117 | -1.3 | 167 | 0.0883 | 0 | DEER:HVAC_Split-Package_AC | Annual | 1719 | 366.8 | 0.11736 | -1.296 | 167.44 | 0.08832 | 0 | NE-HVAC-airAC-SpltPkg-240to759kBtuh-11p5eer_MZDEER2017AnyHsp2011CZ04cPVVG | 119304 | NE-HVAC-airAC-SpltPkg-240to759kBtuh-11p5eer_SZDEER2017AnyHsp2011CZ04cDXGF | 119303 |  | 191 | 0.0912 | 0 | 1070 | 0.222 | -6.48 | 191 | 0.0912 | 0 | 73.2 | 0.0768 | 0 | 1520 | 386000 | 1460 | 390000
NE-HVAC-airAC-SpltPkg-240to759kBtuh-11p5eer | DEER2017 | D17 v2 |  | Any | Hsp | 2011 | CZ05 | cWtd | Cap-Tons | 1300 | 386800 | None | 290 | 0.0836 | -1.43 | 105 | 0.0574 | 0 | 290 | 0.0836 | -1.43 | 105 | 0.0574 | 0 | DEER:HVAC_Split-Package_AC | Annual | 1719 | 289.6 | 0.08356 | -1.432 | 104.72 | 0.05738 | 0 | NE-HVAC-airAC-SpltPkg-240to759kBtuh-11p5eer_MZDEER2017AnyHsp2011CZ05cPVVG | 119306 | NE-HVAC-airAC-SpltPkg-240to759kBtuh-11p5eer_SZDEER2017AnyHsp2011CZ05cDXGF | 119305 |  | 123 | 0.0592 | 0 | 956 | 0.181 | -7.16 | 123 | 0.0592 | 0 | 31.6 | 0.0501 | 0 | 1320 | 386000 | 1220 | 390000
NE-HVAC-airAC-SpltPkg-240to759kBtuh-11p5eer | DEER2017 | D17 v2 |  | Any | Hsp | 2011 | CZ06 | cWtd | Cap-Tons | 1440 | 386800 | None | 400 | 0.104 | -0.948 | 216 | 0.0766 | 0 | 400 | 0.104 | -0.948 | 216 | 0.0766 | 0 | DEER:HVAC_Split-Package_AC | Annual | 1719 | 400 | 0.10416 | -0.948 | 216.2 | 0.07662 | 0 | NE-HVAC-airAC-SpltPkg-240to759kBtuh-11p5eer_MZDEER2017AnyHsp2011CZ06cPVVG | 119308 | NE-HVAC-airAC-SpltPkg-240to759kBtuh-11p5eer_SZDEER2017AnyHsp2011CZ06cDXGF | 119307 |  | 250 | 0.0787 | 0 | 1000 | 0.206 | -4.74 | 250 | 0.0787 | 0 | 81 | 0.0683 | 0 | 1460 | 386000 | 1360 | 390000
NE-HVAC-airAC-SpltPkg-240to759kBtuh-11p5eer | DEER2017 | D17 v2 |  | Any | Hsp | 2011 | CZ07 | cWtd | Cap-Tons | 1278 | 386800 | None | 405 | 0.102 | -0.478 | 235 | 0.0762 | 0 | 405 | 0.102 | -0.478 | 235 | 0.0762 | 0 | DEER:HVAC_Split-Package_AC | Annual | 1719 | 405.2 | 0.10244 | -0.478 | 234.52 | 0.0762 | 0 | NE-HVAC-airAC-SpltPkg-240to759kBtuh-11p5eer_MZDEER2017AnyHsp2011CZ07cPVVG | 119310 | NE-HVAC-airAC-SpltPkg-240to759kBtuh-11p5eer_SZDEER2017AnyHsp2011CZ07cDXGF | 119309 |  | 275 | 0.0783 | 0 | 926 | 0.199 | -2.39 | 275 | 0.0783 | 0 | 72.6 | 0.0678 | 0 | 1290 | 386000 | 1230 | 390000
NE-HVAC-airAC-SpltPkg-240to759kBtuh-11p5eer | DEER2017 | D17 v2 |  | Any | Hsp | 2011 | CZ08 | cWtd | Cap-Tons | 1440 | 386800 | None | 432 | 0.119 | -0.818 | 243 | 0.0911 | 0 | 432 | 0.119 | -0.818 | 243 | 0.0911 | 0 | DEER:HVAC_Split-Package_AC | Annual | 1719 | 431.6 | 0.1188 | -0.818 | 242.8 | 0.0911 | 0 | NE-HVAC-airAC-SpltPkg-240to759kBtuh-11p5eer_MZDEER2017AnyHsp2011CZ08cPVVG | 119312 | NE-HVAC-airAC-SpltPkg-240to759kBtuh-11p5eer_SZDEER2017AnyHsp2011CZ08cDXGF | 119311 |  | 277 | 0.093 | 0 | 1050 | 0.222 | -4.09 | 277 | 0.093 | 0 | 106 | 0.0835 | 0 | 1460 | 386000 | 1360 | 390000
NE-HVAC-airAC-SpltPkg-240to759kBtuh-11p5eer | DEER2017 | D17 v2 |  | Any | Hsp | 2011 | CZ09 | cWtd | Cap-Tons | 1658 | 386800 | None | 435 | 0.138 | -0.826 | 232 | 0.11 | 0 | 435 | 0.138 | -0.826 | 232 | 0.11 | 0 | DEER:HVAC_Split-Package_AC | Annual | 1719 | 435.2 | 0.1376 | -0.826 | 232.4 | 0.11018 | 0 | NE-HVAC-airAC-SpltPkg-240to759kBtuh-11p5eer_MZDEER2017AnyHsp2011CZ09cPVVG | 119314 | NE-HVAC-airAC-SpltPkg-240to759kBtuh-11p5eer_SZDEER2017AnyHsp2011CZ09cDXGF | 119313 |  | 264 | 0.113 | 0 | 1120 | 0.236 | -4.13 | 264 | 0.113 | 0 | 106 | 0.0989 | 0 | 1670 | 386000 | 1610 | 390000
NE-HVAC-airAC-SpltPkg-240to759kBtuh-11p5eer | DEER2017 | D17 v2 |  | Any | Hsp | 2011 | CZ10 | cWtd | Cap-Tons | 1662 | 386800 | None | 438 | 0.143 | -0.936 | 232 | 0.114 | 0 | 438 | 0.143 | -0.936 | 232 | 0.114 | 0 | DEER:HVAC_Split-Package_AC | Annual | 1719 | 437.6 | 0.1426 | -0.936 | 232.4 | 0.1138 | 0 | NE-HVAC-airAC-SpltPkg-240to759kBtuh-11p5eer_MZDEER2017AnyHsp2011CZ10cPVVG | 119316 | NE-HVAC-airAC-SpltPkg-240to759kBtuh-11p5eer_SZDEER2017AnyHsp2011CZ10cDXGF | 119315 |  | 262 | 0.117 | 0 | 1140 | 0.245 | -4.68 | 262 | 0.117 | 0 | 114 | 0.101 | 0 | 1670 | 386000 | 1630 | 390000
NE-HVAC-airAC-SpltPkg-240to759kBtuh-11p5eer | DEER2017 | D17 v2 |  | Any | Hsp | 2011 | CZ11 | cWtd | Cap-Tons | 1578 | 386800 | None | 422 | 0.131 | -1.22 | 226 | 0.102 | 0 | 422 | 0.131 | -1.22 | 226 | 0.102 | 0 | DEER:HVAC_Split-Package_AC | Annual | 1719 | 422 | 0.1314 | -1.216 | 225.8 | 0.10226 | 0 | NE-HVAC-airAC-SpltPkg-240to759kBtuh-11p5eer_MZDEER2017AnyHsp2011CZ11cPVVG | 119318 | NE-HVAC-airAC-SpltPkg-240to759kBtuh-11p5eer_SZDEER2017AnyHsp2011CZ11cDXGF | 119317 |  | 250 | 0.106 | 0 | 1110 | 0.233 | -6.08 | 250 | 0.106 | 0 | 129 | 0.0873 | 0 | 1580 | 386000 | 1570 | 390000
NE-HVAC-airAC-SpltPkg-240to759kBtuh-11p5eer | DEER2017 | D17 v2 |  | Any | Hsp | 2011 | CZ12 | cWtd | Cap-Tons | 1746 | 386800 | None | 388 | 0.126 | -1.21 | 182 | 0.0969 | 0 | 388 | 0.126 | -1.21 | 182 | 0.0969 | 0 | DEER:HVAC_Split-Package_AC | Annual | 1719 | 388 | 0.126 | -1.214 | 181.66 | 0.09694 | 0 | NE-HVAC-airAC-SpltPkg-240to759kBtuh-11p5eer_MZDEER2017AnyHsp2011CZ12cPVVG | 119320 | NE-HVAC-airAC-SpltPkg-240to759kBtuh-11p5eer_SZDEER2017AnyHsp2011CZ12cDXGF | 119319 |  | 205 | 0.101 | 0 | 1120 | 0.226 | -6.07 | 205 | 0.101 | 0 | 88.3 | 0.0807 | 0 | 1750 | 386000 | 1730 | 390000
NE-HVAC-airAC-SpltPkg-240to759kBtuh-11p5eer | DEER2017 | D17 v2 |  | Any | Hsp | 2011 | CZ13 | cWtd | Cap-Tons | 1692 | 386800 | None | 428 | 0.129 | -1.08 | 232 | 0.1 | 0 | 428 | 0.129 | -1.08 | 232 | 0.1 | 0 | DEER:HVAC_Split-Package_AC | Annual | 1719 | 427.6 | 0.129 | -1.082 | 231.8 | 0.10012 | 0 | NE-HVAC-airAC-SpltPkg-240to759kBtuh-11p5eer_MZDEER2017AnyHsp2011CZ13cPVVG | 119322 | NE-HVAC-airAC-SpltPkg-240to759kBtuh-11p5eer_SZDEER2017AnyHsp2011CZ13cDXGF | 119321 |  | 257 | 0.104 | 0 | 1110 | 0.229 | -5.41 | 257 | 0.104 | 0 | 131 | 0.0846 | 0 | 1700 | 386000 | 1660 | 390000
NE-HVAC-airAC-SpltPkg-240to759kBtuh-11p5eer | DEER2017 | D17 v2 |  | Any | Hsp | 2011 | CZ14 | cWtd | Cap-Tons | 1550 | 386800 | None | 420 | 0.132 | -1.33 | 225 | 0.104 | 0 | 420 | 0.132 | -1.33 | 225 | 0.104 | 0 | DEER:HVAC_Split-Package_AC | Annual | 1719 | 419.6 | 0.1322 | -1.326 | 224.6 | 0.10392 | 0 | NE-HVAC-airAC-SpltPkg-240to759kBtuh-11p5eer_MZDEER2017AnyHsp2011CZ14cPVVG | 119324 | NE-HVAC-airAC-SpltPkg-240to759kBtuh-11p5eer_SZDEER2017AnyHsp2011CZ14cDXGF | 119323 |  | 247 | 0.107 | 0 | 1110 | 0.233 | -6.63 | 247 | 0.107 | 0 | 135 | 0.0916 | 0 | 1560 | 386000 | 1510 | 390000
NE-HVAC-airAC-SpltPkg-240to759kBtuh-11p5eer | DEER2017 | D17 v2 |  | Any | Hsp | 2011 | CZ15 | cWtd | Cap-Tons | 1784 | 386800 | None | 584 | 0.139 | -0.378 | 379 | 0.11 | 0 | 584 | 0.139 | -0.378 | 379 | 0.11 | 0 | DEER:HVAC_Split-Package_AC | Annual | 1719 | 584.4 | 0.1394 | -0.378 | 378.6 | 0.1104 | 0 | NE-HVAC-airAC-SpltPkg-240to759kBtuh-11p5eer_MZDEER2017AnyHsp2011CZ15cPVVG | 119326 | NE-HVAC-airAC-SpltPkg-240to759kBtuh-11p5eer_SZDEER2017AnyHsp2011CZ15cDXGF | 119325 |  | 413 | 0.114 | 0 | 1270 | 0.241 | -1.89 | 413 | 0.114 | 0 | 241 | 0.096 | 0 | 1790 | 386000 | 1760 | 390000
NE-HVAC-airAC-SpltPkg-240to759kBtuh-11p5eer | DEER2017 | D17 v2 |  | Any | Hsp | 2011 | CZ16 | cWtd | Cap-Tons | 1364 | 386800 | None | 291 | 0.0939 | -1.96 | 112 | 0.0652 | 0 | 291 | 0.0939 | -1.96 | 112 | 0.0652 | 0 | DEER:HVAC_Split-Package_AC | Annual | 1719 | 291 | 0.09392 | -1.964 | 111.96 | 0.06522 | 0 | NE-HVAC-airAC-SpltPkg-240to759kBtuh-11p5eer_MZDEER2017AnyHsp2011CZ16cPVVG | 119328 | NE-HVAC-airAC-SpltPkg-240to759kBtuh-11p5eer_SZDEER2017AnyHsp2011CZ16cDXGF | 119327 |  | 127 | 0.0669 | 0 | 947 | 0.202 | -9.82 | 127 | 0.0669 | 0 | 51.8 | 0.0585 | 0 | 1380 | 386000 | 1300 | 390000
NE-HVAC-airAC-SpltPkg-240to759kBtuh-11p5eer | DEER2017 | D17 v2 |  | Any | Hsp | 2014 | CZ01 | cWtd | Cap-Tons | 1248 | 386800 | None | 38.5 | 0.0389 | 0 | 38.5 | 0.0389 | 0 | 38.5 | 0.0389 | 0 | 38.5 | 0.0389 | 0 | DEER:HVAC_Split-Package_AC | Annual | 1719 | 38.532 | 0.03892 | 0 | 38.532 | 0.03892 | 0 | NE-HVAC-airAC-SpltPkg-240to759kBtuh-11p5eer_MZDEER2017AnyHsp2014CZ01cPVVG | 140658 | NE-HVAC-airAC-SpltPkg-240to759kBtuh-11p5eer_SZDEER2017AnyHsp2014CZ01cDXGF | 140657 |  | 47.7 | 0.0438 | 0 | 1.86 | 0.0194 | 0 | 47.7 | 0.0438 | 0 | 1.86 | 0.0194 | 0 | 1270 | 386000 | 1160 | 390000
NE-HVAC-airAC-SpltPkg-240to759kBtuh-11p5eer | DEER2017 | D17 v2 |  | Any | Hsp | 2014 | CZ02 | cWtd | Cap-Tons | 1608 | 386800 | None | 132 | 0.0952 | 0 | 132 | 0.0952 | 0 | 132 | 0.0952 | 0 | 132 | 0.0952 | 0 | DEER:HVAC_Split-Package_AC | Annual | 1719 | 131.86 | 0.09524 | 0 | 131.86 | 0.09524 | 0 | NE-HVAC-airAC-SpltPkg-240to759kBtuh-11p5eer_MZDEER2017AnyHsp2014CZ02cPVVG | 140660 | NE-HVAC-airAC-SpltPkg-240to759kBtuh-11p5eer_SZDEER2017AnyHsp2014CZ02cDXGF | 140659 |  | 150 | 0.099 | 0 | 59.3 | 0.0802 | 0 | 150 | 0.099 | 0 | 59.3 | 0.0802 | 0 | 1620 | 386000 | 1560 | 390000
NE-HVAC-airAC-SpltPkg-240to759kBtuh-11p5eer | DEER2017 | D17 v2 |  | Any | Hsp | 2014 | CZ03 | cWtd | Cap-Tons | 1350 | 386800 | None | 114 | 0.0698 | 0 | 114 | 0.0698 | 0 | 114 | 0.0698 | 0 | 114 | 0.0698 | 0 | DEER:HVAC_Split-Package_AC | Annual | 1719 | 114.24 | 0.0698 | 0 | 114.24 | 0.0698 | 0 | NE-HVAC-airAC-SpltPkg-240to759kBtuh-11p5eer_MZDEER2017AnyHsp2014CZ03cPVVG | 140662 | NE-HVAC-airAC-SpltPkg-240to759kBtuh-11p5eer_SZDEER2017AnyHsp2014CZ03cDXGF | 140661 |  | 136 | 0.0721 | 0 | 27.2 | 0.0606 | 0 | 136 | 0.0721 | 0 | 27.2 | 0.0606 | 0 | 1370 | 386000 | 1270 | 390000
NE-HVAC-airAC-SpltPkg-240to759kBtuh-11p5eer | DEER2017 | D17 v2 |  | Any | Hsp | 2014 | CZ04 | cWtd | Cap-Tons | 1508 | 386800 | None | 166 | 0.0869 | 0 | 166 | 0.0869 | 0 | 166 | 0.0869 | 0 | 166 | 0.0869 | 0 | DEER:HVAC_Split-Package_AC | Annual | 1719 | 165.8 | 0.08688 | 0 | 165.8 | 0.08688 | 0 | NE-HVAC-airAC-SpltPkg-240to759kBtuh-11p5eer_MZDEER2017AnyHsp2014CZ04cPVVG | 140664 | NE-HVAC-airAC-SpltPkg-240to759kBtuh-11p5eer_SZDEER2017AnyHsp2014CZ04cDXGF | 140663 |  | 190 | 0.09 | 0 | 69 | 0.0744 | 0 | 190 | 0.09 | 0 | 69 | 0.0744 | 0 | 1520 | 386000 | 1460 | 390000
NE-HVAC-airAC-SpltPkg-240to759kBtuh-11p5eer | DEER2017 | D17 v2 |  | Any | Hsp | 2014 | CZ05 | cWtd | Cap-Tons | 1300 | 386800 | None | 104 | 0.0565 | 0 | 104 | 0.0565 | 0 | 104 | 0.0565 | 0 | 104 | 0.0565 | 0 | DEER:HVAC_Split-Package_AC | Annual | 1719 | 103.58 | 0.05648 | 0 | 103.58 | 0.05648 | 0 | NE-HVAC-airAC-SpltPkg-240to759kBtuh-11p5eer_MZDEER2017AnyHsp2014CZ05cPVVG | 140666 | NE-HVAC-airAC-SpltPkg-240to759kBtuh-11p5eer_SZDEER2017AnyHsp2014CZ05cDXGF | 140665 |  | 122 | 0.0584 | 0 | 29.9 | 0.0488 | 0 | 122 | 0.0584 | 0 | 29.9 | 0.0488 | 0 | 1320 | 386000 | 1220 | 390000
NE-HVAC-airAC-SpltPkg-240to759kBtuh-11p5eer | DEER2017 | D17 v2 |  | Any | Hsp | 2014 | CZ06 | cWtd | Cap-Tons | 1440 | 386800 | None | 215 | 0.0751 | 0 | 215 | 0.0751 | 0 | 215 | 0.0751 | 0 | 215 | 0.0751 | 0 | DEER:HVAC_Split-Package_AC | Annual | 1719 | 214.62 | 0.07514 | 0 | 214.62 | 0.07514 | 0 | NE-HVAC-airAC-SpltPkg-240to759kBtuh-11p5eer_MZDEER2017AnyHsp2014CZ06cPVVG | 140668 | NE-HVAC-airAC-SpltPkg-240to759kBtuh-11p5eer_SZDEER2017AnyHsp2014CZ06cDXGF | 140667 |  | 249 | 0.0774 | 0 | 77.1 | 0.0661 | 0 | 249 | 0.0774 | 0 | 77.1 | 0.0661 | 0 | 1460 | 386000 | 1360 | 390000
NE-HVAC-airAC-SpltPkg-240to759kBtuh-11p5eer | DEER2017 | D17 v2 |  | Any | Hsp | 2014 | CZ07 | cWtd | Cap-Tons | 1278 | 386800 | None | 232 | 0.0746 | 0 | 232 | 0.0746 | 0 | 232 | 0.0746 | 0 | 232 | 0.0746 | 0 | DEER:HVAC_Split-Package_AC | Annual | 1719 | 231.72 | 0.07456 | 0 | 231.72 | 0.07456 | 0 | NE-HVAC-airAC-SpltPkg-240to759kBtuh-11p5eer_MZDEER2017AnyHsp2014CZ07cPVVG | 140670 | NE-HVAC-airAC-SpltPkg-240to759kBtuh-11p5eer_SZDEER2017AnyHsp2014CZ07cDXGF | 140669 |  | 272 | 0.0769 | 0 | 70.6 | 0.0652 | 0 | 272 | 0.0769 | 0 | 70.6 | 0.0652 | 0 | 1290 | 386000 | 1230 | 390000
NE-HVAC-airAC-SpltPkg-240to759kBtuh-11p5eer | DEER2017 | D17 v2 |  | Any | Hsp | 2014 | CZ08 | cWtd | Cap-Tons | 1440 | 386800 | None | 240 | 0.0893 | 0 | 240 | 0.0893 | 0 | 240 | 0.0893 | 0 | 240 | 0.0893 | 0 | DEER:HVAC_Split-Package_AC | Annual | 1719 | 240.2 | 0.0893 | 0 | 240.2 | 0.0893 | 0 | NE-HVAC-airAC-SpltPkg-240to759kBtuh-11p5eer_MZDEER2017AnyHsp2014CZ08cPVVG | 140672 | NE-HVAC-airAC-SpltPkg-240to759kBtuh-11p5eer_SZDEER2017AnyHsp2014CZ08cDXGF | 140671 |  | 275 | 0.0916 | 0 | 101 | 0.0801 | 0 | 275 | 0.0916 | 0 | 101 | 0.0801 | 0 | 1460 | 386000 | 1360 | 390000
NE-HVAC-airAC-SpltPkg-240to759kBtuh-11p5eer | DEER2017 | D17 v2 |  | Any | Hsp | 2014 | CZ09 | cWtd | Cap-Tons | 1658 | 386800 | None | 231 | 0.109 | 0 | 231 | 0.109 | 0 | 231 | 0.109 | 0 | 231 | 0.109 | 0 | DEER:HVAC_Split-Package_AC | Annual | 1719 | 230.8 | 0.10854 | 0 | 230.8 | 0.10854 | 0 | NE-HVAC-airAC-SpltPkg-240to759kBtuh-11p5eer_MZDEER2017AnyHsp2014CZ09cPVVG | 140674 | NE-HVAC-airAC-SpltPkg-240to759kBtuh-11p5eer_SZDEER2017AnyHsp2014CZ09cDXGF | 140673 |  | 263 | 0.112 | 0 | 102 | 0.0947 | 0 | 263 | 0.112 | 0 | 102 | 0.0947 | 0 | 1670 | 386000 | 1610 | 390000
NE-HVAC-airAC-SpltPkg-240to759kBtuh-11p5eer | DEER2017 | D17 v2 |  | Any | Hsp | 2014 | CZ10 | cWtd | Cap-Tons | 1662 | 386800 | None | 232 | 0.113 | 0 | 232 | 0.113 | 0 | 232 | 0.113 | 0 | 232 | 0.113 | 0 | DEER:HVAC_Split-Package_AC | Annual | 1719 | 232.4 | 0.11342 | 0 | 232.4 | 0.11342 | 0 | NE-HVAC-airAC-SpltPkg-240to759kBtuh-11p5eer_MZDEER2017AnyHsp2014CZ10cPVVG | 140676 | NE-HVAC-airAC-SpltPkg-240to759kBtuh-11p5eer_SZDEER2017AnyHsp2014CZ10cDXGF | 140675 |  | 263 | 0.117 | 0 | 110 | 0.0991 | 0 | 263 | 0.117 | 0 | 110 | 0.0991 | 0 | 1670 | 386000 | 1630 | 390000
NE-HVAC-airAC-SpltPkg-240to759kBtuh-11p5eer | DEER2017 | D17 v2 |  | Any | Hsp | 2014 | CZ11 | cWtd | Cap-Tons | 1578 | 386800 | None | 225 | 0.102 | 0 | 225 | 0.102 | 0 | 225 | 0.102 | 0 | 225 | 0.102 | 0 | DEER:HVAC_Split-Package_AC | Annual | 1719 | 224.8 | 0.10206 | 0 | 224.8 | 0.10206 | 0 | NE-HVAC-airAC-SpltPkg-240to759kBtuh-11p5eer_MZDEER2017AnyHsp2014CZ11cPVVG | 140678 | NE-HVAC-airAC-SpltPkg-240to759kBtuh-11p5eer_SZDEER2017AnyHsp2014CZ11cDXGF | 140677 |  | 249 | 0.106 | 0 | 128 | 0.0863 | 0 | 249 | 0.106 | 0 | 128 | 0.0863 | 0 | 1580 | 386000 | 1570 | 390000
NE-HVAC-airAC-SpltPkg-240to759kBtuh-11p5eer | DEER2017 | D17 v2 |  | Any | Hsp | 2014 | CZ12 | cWtd | Cap-Tons | 1746 | 386800 | None | 183 | 0.096 | 0 | 183 | 0.096 | 0 | 183 | 0.096 | 0 | 183 | 0.096 | 0 | DEER:HVAC_Split-Package_AC | Annual | 1719 | 182.72 | 0.09596 | 0 | 182.72 | 0.09596 | 0 | NE-HVAC-airAC-SpltPkg-240to759kBtuh-11p5eer_MZDEER2017AnyHsp2014CZ12cPVVG | 140680 | NE-HVAC-airAC-SpltPkg-240to759kBtuh-11p5eer_SZDEER2017AnyHsp2014CZ12cDXGF | 140679 |  | 207 | 0.1 | 0 | 85.6 | 0.0798 | 0 | 207 | 0.1 | 0 | 85.6 | 0.0798 | 0 | 1750 | 386000 | 1730 | 390000
NE-HVAC-airAC-SpltPkg-240to759kBtuh-11p5eer | DEER2017 | D17 v2 |  | Any | Hsp | 2014 | CZ13 | cWtd | Cap-Tons | 1692 | 386800 | None | 232 | 0.0991 | 0 | 232 | 0.0991 | 0 | 232 | 0.0991 | 0 | 232 | 0.0991 | 0 | DEER:HVAC_Split-Package_AC | Annual | 1719 | 231.6 | 0.09912 | 0 | 231.6 | 0.09912 | 0 | NE-HVAC-airAC-SpltPkg-240to759kBtuh-11p5eer_MZDEER2017AnyHsp2014CZ13cPVVG | 140682 | NE-HVAC-airAC-SpltPkg-240to759kBtuh-11p5eer_SZDEER2017AnyHsp2014CZ13cDXGF | 140681 |  | 257 | 0.103 | 0 | 130 | 0.0836 | 0 | 257 | 0.103 | 0 | 130 | 0.0836 | 0 | 1700 | 386000 | 1660 | 390000
NE-HVAC-airAC-SpltPkg-240to759kBtuh-11p5eer | DEER2017 | D17 v2 |  | Any | Hsp | 2014 | CZ14 | cWtd | Cap-Tons | 1550 | 386800 | None | 224 | 0.103 | 0 | 224 | 0.103 | 0 | 224 | 0.103 | 0 | 224 | 0.103 | 0 | DEER:HVAC_Split-Package_AC | Annual | 1719 | 224.4 | 0.10282 | 0 | 224.4 | 0.10282 | 0 | NE-HVAC-airAC-SpltPkg-240to759kBtuh-11p5eer_MZDEER2017AnyHsp2014CZ14cPVVG | 140684 | NE-HVAC-airAC-SpltPkg-240to759kBtuh-11p5eer_SZDEER2017AnyHsp2014CZ14cDXGF | 140683 |  | 247 | 0.106 | 0 | 134 | 0.0901 | 0 | 247 | 0.106 | 0 | 134 | 0.0901 | 0 | 1560 | 386000 | 1510 | 390000
NE-HVAC-airAC-SpltPkg-240to759kBtuh-11p5eer | DEER2017 | D17 v2 |  | Any | Hsp | 2014 | CZ15 | cWtd | Cap-Tons | 1784 | 386800 | None | 377 | 0.11 | 0 | 377 | 0.11 | 0 | 377 | 0.11 | 0 | 377 | 0.11 | 0 | DEER:HVAC_Split-Package_AC | Annual | 1719 | 377.4 | 0.11008 | 0 | 377.4 | 0.11008 | 0 | NE-HVAC-airAC-SpltPkg-240to759kBtuh-11p5eer_MZDEER2017AnyHsp2014CZ15cPVVG | 140686 | NE-HVAC-airAC-SpltPkg-240to759kBtuh-11p5eer_SZDEER2017AnyHsp2014CZ15cDXGF | 140685 |  | 412 | 0.114 | 0 | 239 | 0.0944 | 0 | 412 | 0.114 | 0 | 239 | 0.0944 | 0 | 1790 | 386000 | 1760 | 390000
NE-HVAC-airAC-SpltPkg-240to759kBtuh-11p5eer | DEER2017 | D17 v2 |  | Any | Hsp | 2014 | CZ16 | cWtd | Cap-Tons | 1364 | 386800 | None | 111 | 0.0646 | 0 | 111 | 0.0646 | 0 | 111 | 0.0646 | 0 | 111 | 0.0646 | 0 | DEER:HVAC_Split-Package_AC | Annual | 1719 | 110.92 | 0.06456 | 0 | 110.92 | 0.06456 | 0 | NE-HVAC-airAC-SpltPkg-240to759kBtuh-11p5eer_MZDEER2017AnyHsp2014CZ16cPVVG | 140688 | NE-HVAC-airAC-SpltPkg-240to759kBtuh-11p5eer_SZDEER2017AnyHsp2014CZ16cDXGF | 140687 |  | 126 | 0.0663 | 0 | 50.6 | 0.0576 | 0 | 126 | 0.0663 | 0 | 50.6 | 0.0576 | 0 | 1380 | 386000 | 1300 | 390000
NE-HVAC-airAC-SpltPkg-240to759kBtuh-11p5eer | DEER2017 | D17 v2 |  | Any | Hsp | New | CZ01 | cWtd | Cap-Tons | 1248 | 386800 | None | 38.5 | 0.0389 | 0 | 38.5 | 0.0389 | 0 | 38.5 | 0.0389 | 0 | 38.5 | 0.0389 | 0 | DEER:HVAC_Split-Package_AC | Annual | 1719 | 38.532 | 0.03892 | 0 | 38.532 | 0.03892 | 0 | NE-HVAC-airAC-SpltPkg-240to759kBtuh-11p5eer_MZDEER2017AnyHspNewCZ01cPVVG | 165258 | NE-HVAC-airAC-SpltPkg-240to759kBtuh-11p5eer_SZDEER2017AnyHspNewCZ01cDXGF | 165257 |  | 47.7 | 0.0438 | 0 | 1.86 | 0.0194 | 0 | 47.7 | 0.0438 | 0 | 1.86 | 0.0194 | 0 | 1270 | 386000 | 1160 | 390000
NE-HVAC-airAC-SpltPkg-240to759kBtuh-11p5eer | DEER2017 | D17 v2 |  | Any | Hsp | New | CZ02 | cWtd | Cap-Tons | 1608 | 386800 | None | 132 | 0.0952 | 0 | 132 | 0.0952 | 0 | 132 | 0.0952 | 0 | 132 | 0.0952 | 0 | DEER:HVAC_Split-Package_AC | Annual | 1719 | 131.86 | 0.09524 | 0 | 131.86 | 0.09524 | 0 | NE-HVAC-airAC-SpltPkg-240to759kBtuh-11p5eer_MZDEER2017AnyHspNewCZ02cPVVG | 165260 | NE-HVAC-airAC-SpltPkg-240to759kBtuh-11p5eer_SZDEER2017AnyHspNewCZ02cDXGF | 165259 |  | 150 | 0.099 | 0 | 59.3 | 0.0802 | 0 | 150 | 0.099 | 0 | 59.3 | 0.0802 | 0 | 1620 | 386000 | 1560 | 390000
NE-HVAC-airAC-SpltPkg-240to759kBtuh-11p5eer | DEER2017 | D17 v2 |  | Any | Hsp | New | CZ03 | cWtd | Cap-Tons | 1350 | 386800 | None | 114 | 0.0698 | 0 | 114 | 0.0698 | 0 | 114 | 0.0698 | 0 | 114 | 0.0698 | 0 | DEER:HVAC_Split-Package_AC | Annual | 1719 | 114.24 | 0.0698 | 0 | 114.24 | 0.0698 | 0 | NE-HVAC-airAC-SpltPkg-240to759kBtuh-11p5eer_MZDEER2017AnyHspNewCZ03cPVVG | 165262 | NE-HVAC-airAC-SpltPkg-240to759kBtuh-11p5eer_SZDEER2017AnyHspNewCZ03cDXGF | 165261 |  | 136 | 0.0721 | 0 | 27.2 | 0.0606 | 0 | 136 | 0.0721 | 0 | 27.2 | 0.0606 | 0 | 1370 | 386000 | 1270 | 390000
NE-HVAC-airAC-SpltPkg-240to759kBtuh-11p5eer | DEER2017 | D17 v2 |  | Any | Hsp | New | CZ04 | cWtd | Cap-Tons | 1508 | 386800 | None | 166 | 0.0869 | 0 | 166 | 0.0869 | 0 | 166 | 0.0869 | 0 | 166 | 0.0869 | 0 | DEER:HVAC_Split-Package_AC | Annual | 1719 | 165.8 | 0.08688 | 0 | 165.8 | 0.08688 | 0 | NE-HVAC-airAC-SpltPkg-240to759kBtuh-11p5eer_MZDEER2017AnyHspNewCZ04cPVVG | 165264 | NE-HVAC-airAC-SpltPkg-240to759kBtuh-11p5eer_SZDEER2017AnyHspNewCZ04cDXGF | 165263 |  | 190 | 0.09 | 0 | 69 | 0.0744 | 0 | 190 | 0.09 | 0 | 69 | 0.0744 | 0 | 1520 | 386000 | 1460 | 390000
NE-HVAC-airAC-SpltPkg-240to759kBtuh-11p5eer | DEER2017 | D17 v2 |  | Any | Hsp | New | CZ05 | cWtd | Cap-Tons | 1300 | 386800 | None | 104 | 0.0565 | 0 | 104 | 0.0565 | 0 | 104 | 0.0565 | 0 | 104 | 0.0565 | 0 | DEER:HVAC_Split-Package_AC | Annual | 1719 | 103.58 | 0.05648 | 0 | 103.58 | 0.05648 | 0 | NE-HVAC-airAC-SpltPkg-240to759kBtuh-11p5eer_MZDEER2017AnyHspNewCZ05cPVVG | 165266 | NE-HVAC-airAC-SpltPkg-240to759kBtuh-11p5eer_SZDEER2017AnyHspNewCZ05cDXGF | 165265 |  | 122 | 0.0584 | 0 | 29.9 | 0.0488 | 0 | 122 | 0.0584 | 0 | 29.9 | 0.0488 | 0 | 1320 | 386000 | 1220 | 390000
NE-HVAC-airAC-SpltPkg-240to759kBtuh-11p5eer | DEER2017 | D17 v2 |  | Any | Hsp | New | CZ06 | cWtd | Cap-Tons | 1440 | 386800 | None | 215 | 0.0751 | 0 | 215 | 0.0751 | 0 | 215 | 0.0751 | 0 | 215 | 0.0751 | 0 | DEER:HVAC_Split-Package_AC | Annual | 1719 | 214.62 | 0.07514 | 0 | 214.62 | 0.07514 | 0 | NE-HVAC-airAC-SpltPkg-240to759kBtuh-11p5eer_MZDEER2017AnyHspNewCZ06cPVVG | 165268 | NE-HVAC-airAC-SpltPkg-240to759kBtuh-11p5eer_SZDEER2017AnyHspNewCZ06cDXGF | 165267 |  | 249 | 0.0774 | 0 | 77.1 | 0.0661 | 0 | 249 | 0.0774 | 0 | 77.1 | 0.0661 | 0 | 1460 | 386000 | 1360 | 390000
NE-HVAC-airAC-SpltPkg-240to759kBtuh-11p5eer | DEER2017 | D17 v2 |  | Any | Hsp | New | CZ07 | cWtd | Cap-Tons | 1278 | 386800 | None | 232 | 0.0746 | 0 | 232 | 0.0746 | 0 | 232 | 0.0746 | 0 | 232 | 0.0746 | 0 | DEER:HVAC_Split-Package_AC | Annual | 1719 | 231.72 | 0.07456 | 0 | 231.72 | 0.07456 | 0 | NE-HVAC-airAC-SpltPkg-240to759kBtuh-11p5eer_MZDEER2017AnyHspNewCZ07cPVVG | 165270 | NE-HVAC-airAC-SpltPkg-240to759kBtuh-11p5eer_SZDEER2017AnyHspNewCZ07cDXGF | 165269 |  | 272 | 0.0769 | 0 | 70.6 | 0.0652 | 0 | 272 | 0.0769 | 0 | 70.6 | 0.0652 | 0 | 1290 | 386000 | 1230 | 390000
NE-HVAC-airAC-SpltPkg-240to759kBtuh-11p5eer | DEER2017 | D17 v2 |  | Any | Hsp | New | CZ08 | cWtd | Cap-Tons | 1440 | 386800 | None | 240 | 0.0893 | 0 | 240 | 0.0893 | 0 | 240 | 0.0893 | 0 | 240 | 0.0893 | 0 | DEER:HVAC_Split-Package_AC | Annual | 1719 | 240.2 | 0.0893 | 0 | 240.2 | 0.0893 | 0 | NE-HVAC-airAC-SpltPkg-240to759kBtuh-11p5eer_MZDEER2017AnyHspNewCZ08cPVVG | 165272 | NE-HVAC-airAC-SpltPkg-240to759kBtuh-11p5eer_SZDEER2017AnyHspNewCZ08cDXGF | 165271 |  | 275 | 0.0916 | 0 | 101 | 0.0801 | 0 | 275 | 0.0916 | 0 | 101 | 0.0801 | 0 | 1460 | 386000 | 1360 | 390000
NE-HVAC-airAC-SpltPkg-240to759kBtuh-11p5eer | DEER2017 | D17 v2 |  | Any | Hsp | New | CZ09 | cWtd | Cap-Tons | 1658 | 386800 | None | 231 | 0.109 | 0 | 231 | 0.109 | 0 | 231 | 0.109 | 0 | 231 | 0.109 | 0 | DEER:HVAC_Split-Package_AC | Annual | 1719 | 230.8 | 0.10854 | 0 | 230.8 | 0.10854 | 0 | NE-HVAC-airAC-SpltPkg-240to759kBtuh-11p5eer_MZDEER2017AnyHspNewCZ09cPVVG | 165274 | NE-HVAC-airAC-SpltPkg-240to759kBtuh-11p5eer_SZDEER2017AnyHspNewCZ09cDXGF | 165273 |  | 263 | 0.112 | 0 | 102 | 0.0947 | 0 | 263 | 0.112 | 0 | 102 | 0.0947 | 0 | 1670 | 386000 | 1610 | 390000
NE-HVAC-airAC-SpltPkg-240to759kBtuh-11p5eer | DEER2017 | D17 v2 |  | Any | Hsp | New | CZ10 | cWtd | Cap-Tons | 1662 | 386800 | None | 232 | 0.113 | 0 | 232 | 0.113 | 0 | 232 | 0.113 | 0 | 232 | 0.113 | 0 | DEER:HVAC_Split-Package_AC | Annual | 1719 | 232.4 | 0.11342 | 0 | 232.4 | 0.11342 | 0 | NE-HVAC-airAC-SpltPkg-240to759kBtuh-11p5eer_MZDEER2017AnyHspNewCZ10cPVVG | 165276 | NE-HVAC-airAC-SpltPkg-240to759kBtuh-11p5eer_SZDEER2017AnyHspNewCZ10cDXGF | 165275 |  | 263 | 0.117 | 0 | 110 | 0.0991 | 0 | 263 | 0.117 | 0 | 110 | 0.0991 | 0 | 1670 | 386000 | 1630 | 390000
NE-HVAC-airAC-SpltPkg-240to759kBtuh-11p5eer | DEER2017 | D17 v2 |  | Any | Hsp | New | CZ11 | cWtd | Cap-Tons | 1578 | 386800 | None | 225 | 0.102 | 0 | 225 | 0.102 | 0 | 225 | 0.102 | 0 | 225 | 0.102 | 0 | DEER:HVAC_Split-Package_AC | Annual | 1719 | 224.8 | 0.10206 | 0 | 224.8 | 0.10206 | 0 | NE-HVAC-airAC-SpltPkg-240to759kBtuh-11p5eer_MZDEER2017AnyHspNewCZ11cPVVG | 165278 | NE-HVAC-airAC-SpltPkg-240to759kBtuh-11p5eer_SZDEER2017AnyHspNewCZ11cDXGF | 165277 |  | 249 | 0.106 | 0 | 128 | 0.0863 | 0 | 249 | 0.106 | 0 | 128 | 0.0863 | 0 | 1580 | 386000 | 1570 | 390000
NE-HVAC-airAC-SpltPkg-240to759kBtuh-11p5eer | DEER2017 | D17 v2 |  | Any | Hsp | New | CZ12 | cWtd | Cap-Tons | 1746 | 386800 | None | 183 | 0.096 | 0 | 183 | 0.096 | 0 | 183 | 0.096 | 0 | 183 | 0.096 | 0 | DEER:HVAC_Split-Package_AC | Annual | 1719 | 182.72 | 0.09596 | 0 | 182.72 | 0.09596 | 0 | NE-HVAC-airAC-SpltPkg-240to759kBtuh-11p5eer_MZDEER2017AnyHspNewCZ12cPVVG | 165280 | NE-HVAC-airAC-SpltPkg-240to759kBtuh-11p5eer_SZDEER2017AnyHspNewCZ12cDXGF | 165279 |  | 207 | 0.1 | 0 | 85.6 | 0.0798 | 0 | 207 | 0.1 | 0 | 85.6 | 0.0798 | 0 | 1750 | 386000 | 1730 | 390000
NE-HVAC-airAC-SpltPkg-240to759kBtuh-11p5eer | DEER2017 | D17 v2 |  | Any | Hsp | New | CZ13 | cWtd | Cap-Tons | 1692 | 386800 | None | 232 | 0.0991 | 0 | 232 | 0.0991 | 0 | 232 | 0.0991 | 0 | 232 | 0.0991 | 0 | DEER:HVAC_Split-Package_AC | Annual | 1719 | 231.6 | 0.09912 | 0 | 231.6 | 0.09912 | 0 | NE-HVAC-airAC-SpltPkg-240to759kBtuh-11p5eer_MZDEER2017AnyHspNewCZ13cPVVG | 165282 | NE-HVAC-airAC-SpltPkg-240to759kBtuh-11p5eer_SZDEER2017AnyHspNewCZ13cDXGF | 165281 |  | 257 | 0.103 | 0 | 130 | 0.0836 | 0 | 257 | 0.103 | 0 | 130 | 0.0836 | 0 | 1700 | 386000 | 1660 | 390000
NE-HVAC-airAC-SpltPkg-240to759kBtuh-11p5eer | DEER2017 | D17 v2 |  | Any | Hsp | New | CZ14 | cWtd | Cap-Tons | 1550 | 386800 | None | 224 | 0.103 | 0 | 224 | 0.103 | 0 | 224 | 0.103 | 0 | 224 | 0.103 | 0 | DEER:HVAC_Split-Package_AC | Annual | 1719 | 224.4 | 0.10282 | 0 | 224.4 | 0.10282 | 0 | NE-HVAC-airAC-SpltPkg-240to759kBtuh-11p5eer_MZDEER2017AnyHspNewCZ14cPVVG | 165284 | NE-HVAC-airAC-SpltPkg-240to759kBtuh-11p5eer_SZDEER2017AnyHspNewCZ14cDXGF | 165283 |  | 247 | 0.106 | 0 | 134 | 0.0901 | 0 | 247 | 0.106 | 0 | 134 | 0.0901 | 0 | 1560 | 386000 | 1510 | 390000
NE-HVAC-airAC-SpltPkg-240to759kBtuh-11p5eer | DEER2017 | D17 v2 |  | Any | Hsp | New | CZ15 | cWtd | Cap-Tons | 1784 | 386800 | None | 377 | 0.11 | 0 | 377 | 0.11 | 0 | 377 | 0.11 | 0 | 377 | 0.11 | 0 | DEER:HVAC_Split-Package_AC | Annual | 1719 | 377.4 | 0.11008 | 0 | 377.4 | 0.11008 | 0 | NE-HVAC-airAC-SpltPkg-240to759kBtuh-11p5eer_MZDEER2017AnyHspNewCZ15cPVVG | 165286 | NE-HVAC-airAC-SpltPkg-240to759kBtuh-11p5eer_SZDEER2017AnyHspNewCZ15cDXGF | 165285 |  | 412 | 0.114 | 0 | 239 | 0.0944 | 0 | 412 | 0.114 | 0 | 239 | 0.0944 | 0 | 1790 | 386000 | 1760 | 390000
NE-HVAC-airAC-SpltPkg-240to759kBtuh-11p5eer | DEER2017 | D17 v2 |  | Any | Hsp | New | CZ16 | cWtd | Cap-Tons | 1364 | 386800 | None | 111 | 0.0646 | 0 | 111 | 0.0646 | 0 | 111 | 0.0646 | 0 | 111 | 0.0646 | 0 | DEER:HVAC_Split-Package_AC | Annual | 1719 | 110.92 | 0.06456 | 0 | 110.92 | 0.06456 | 0 | NE-HVAC-airAC-SpltPkg-240to759kBtuh-11p5eer_MZDEER2017AnyHspNewCZ16cPVVG | 165288 | NE-HVAC-airAC-SpltPkg-240to759kBtuh-11p5eer_SZDEER2017AnyHspNewCZ16cDXGF | 165287 |  | 126 | 0.0663 | 0 | 50.6 | 0.0576 | 0 | 126 | 0.0663 | 0 | 50.6 | 0.0576 | 0 | 1380 | 386000 | 1300 | 390000
NE-HVAC-airAC-SpltPkg-240to759kBtuh-11p5eer | DEER2017 | D17 v2 |  | Any | Htl | 1975 | CZ01 | cWtd | Cap-Tons | 134.4 | 45380 | None | 37.3 | 0.0459 | 0 | 37.3 | 0.0459 | 0 | 37.3 | 0.0459 | 0 | 37.3 | 0.0459 | 0 | DEER:HVAC_Split-Package_AC | Annual | 1719 | 37.26 | 0.04586 | 0 | 37.26 | 0.04586 | 0 | NE-HVAC-airAC-SpltPkg-240to759kBtuh-11p5eer_MZDEER2017AnyHtl1975CZ01cPVVG | 12530 | NE-HVAC-airAC-SpltPkg-240to759kBtuh-11p5eer_SZDEER2017AnyHtl1975CZ01cDXGF | 12529 |  | 42.1 | 0.0426 | 0 | 17.9 | 0.0589 | 0 | 42.1 | 0.0426 | 0 | 17.9 | 0.0589 | 0 | 133 | 37000 | 140 | 78900
NE-HVAC-airAC-SpltPkg-240to759kBtuh-11p5eer | DEER2017 | D17 v2 |  | Any | Htl | 1975 | CZ02 | cWtd | Cap-Tons | 183.2 | 45380 | None | 131 | 0.114 | 0 | 131 | 0.114 | 0 | 131 | 0.114 | 0 | 131 | 0.114 | 0 | DEER:HVAC_Split-Package_AC | Annual | 1719 | 131.2 | 0.1144 | 0 | 131.2 | 0.1144 | 0 | NE-HVAC-airAC-SpltPkg-240to759kBtuh-11p5eer_MZDEER2017AnyHtl1975CZ02cPVVG | 12532 | NE-HVAC-airAC-SpltPkg-240to759kBtuh-11p5eer_SZDEER2017AnyHtl1975CZ02cDXGF | 12531 |  | 135 | 0.104 | 0 | 116 | 0.156 | 0 | 135 | 0.104 | 0 | 116 | 0.156 | 0 | 181 | 37000 | 192 | 78900
NE-HVAC-airAC-SpltPkg-240to759kBtuh-11p5eer | DEER2017 | D17 v2 |  | Any | Htl | 1975 | CZ03 | cWtd | Cap-Tons | 164.6 | 45380 | None | 109 | 0.0785 | 0 | 109 | 0.0785 | 0 | 109 | 0.0785 | 0 | 109 | 0.0785 | 0 | DEER:HVAC_Split-Package_AC | Annual | 1719 | 109.26 | 0.07848 | 0 | 109.26 | 0.07848 | 0 | NE-HVAC-airAC-SpltPkg-240to759kBtuh-11p5eer_MZDEER2017AnyHtl1975CZ03cPVVG | 12534 | NE-HVAC-airAC-SpltPkg-240to759kBtuh-11p5eer_SZDEER2017AnyHtl1975CZ03cDXGF | 12533 |  | 120 | 0.0711 | 0 | 66.3 | 0.108 | 0 | 120 | 0.0711 | 0 | 66.3 | 0.108 | 0 | 163 | 37000 | 171 | 78900
NE-HVAC-airAC-SpltPkg-240to759kBtuh-11p5eer | DEER2017 | D17 v2 |  | Any | Htl | 1975 | CZ04 | cWtd | Cap-Tons | 188.2 | 45380 | None | 156 | 0.103 | 0 | 156 | 0.103 | 0 | 156 | 0.103 | 0 | 156 | 0.103 | 0 | DEER:HVAC_Split-Package_AC | Annual | 1719 | 155.8 | 0.10292 | 0 | 155.8 | 0.10292 | 0 | NE-HVAC-airAC-SpltPkg-240to759kBtuh-11p5eer_MZDEER2017AnyHtl1975CZ04cPVVG | 12536 | NE-HVAC-airAC-SpltPkg-240to759kBtuh-11p5eer_SZDEER2017AnyHtl1975CZ04cDXGF | 12535 |  | 163 | 0.0934 | 0 | 127 | 0.141 | 0 | 163 | 0.0934 | 0 | 127 | 0.141 | 0 | 186 | 37000 | 197 | 78900
NE-HVAC-airAC-SpltPkg-240to759kBtuh-11p5eer | DEER2017 | D17 v2 |  | Any | Htl | 1975 | CZ05 | cWtd | Cap-Tons | 153.2 | 45380 | None | 102 | 0.0647 | 0 | 102 | 0.0647 | 0 | 102 | 0.0647 | 0 | 102 | 0.0647 | 0 | DEER:HVAC_Split-Package_AC | Annual | 1719 | 102.2 | 0.06468 | 0 | 102.2 | 0.06468 | 0 | NE-HVAC-airAC-SpltPkg-240to759kBtuh-11p5eer_MZDEER2017AnyHtl1975CZ05cPVVG | 12538 | NE-HVAC-airAC-SpltPkg-240to759kBtuh-11p5eer_SZDEER2017AnyHtl1975CZ05cDXGF | 12537 |  | 109 | 0.0588 | 0 | 75 | 0.0882 | 0 | 109 | 0.0588 | 0 | 75 | 0.0882 | 0 | 151 | 37000 | 162 | 78900
NE-HVAC-airAC-SpltPkg-240to759kBtuh-11p5eer | DEER2017 | D17 v2 |  | Any | Htl | 1975 | CZ06 | cWtd | Cap-Tons | 171.2 | 45380 | None | 201 | 0.0924 | 0 | 201 | 0.0924 | 0 | 201 | 0.0924 | 0 | 201 | 0.0924 | 0 | DEER:HVAC_Split-Package_AC | Annual | 1719 | 201.4 | 0.09236 | 0 | 201.4 | 0.09236 | 0 | NE-HVAC-airAC-SpltPkg-240to759kBtuh-11p5eer_MZDEER2017AnyHtl1975CZ06cPVVG | 12540 | NE-HVAC-airAC-SpltPkg-240to759kBtuh-11p5eer_SZDEER2017AnyHtl1975CZ06cDXGF | 12539 |  | 214 | 0.0837 | 0 | 151 | 0.127 | 0 | 214 | 0.0837 | 0 | 151 | 0.127 | 0 | 169 | 37000 | 180 | 78900
NE-HVAC-airAC-SpltPkg-240to759kBtuh-11p5eer | DEER2017 | D17 v2 |  | Any | Htl | 1975 | CZ07 | cWtd | Cap-Tons | 153.6 | 45380 | None | 224 | 0.09 | 0 | 224 | 0.09 | 0 | 224 | 0.09 | 0 | 224 | 0.09 | 0 | DEER:HVAC_Split-Package_AC | Annual | 1719 | 224.2 | 0.08996 | 0 | 224.2 | 0.08996 | 0 | NE-HVAC-airAC-SpltPkg-240to759kBtuh-11p5eer_MZDEER2017AnyHtl1975CZ07cPVVG | 12542 | NE-HVAC-airAC-SpltPkg-240to759kBtuh-11p5eer_SZDEER2017AnyHtl1975CZ07cDXGF | 12541 |  | 239 | 0.0807 | 0 | 165 | 0.127 | 0 | 239 | 0.0807 | 0 | 165 | 0.127 | 0 | 152 | 37000 | 160 | 78900
NE-HVAC-airAC-SpltPkg-240to759kBtuh-11p5eer | DEER2017 | D17 v2 |  | Any | Htl | 1975 | CZ08 | cWtd | Cap-Tons | 202.8 | 45380 | None | 211 | 0.0957 | 0 | 211 | 0.0957 | 0 | 211 | 0.0957 | 0 | 211 | 0.0957 | 0 | DEER:HVAC_Split-Package_AC | Annual | 1719 | 211.2 | 0.09572 | 0 | 211.2 | 0.09572 | 0 | NE-HVAC-airAC-SpltPkg-240to759kBtuh-11p5eer_MZDEER2017AnyHtl1975CZ08cPVVG | 12544 | NE-HVAC-airAC-SpltPkg-240to759kBtuh-11p5eer_SZDEER2017AnyHtl1975CZ08cDXGF | 12543 |  | 226 | 0.0874 | 0 | 152 | 0.129 | 0 | 226 | 0.0874 | 0 | 152 | 0.129 | 0 | 200 | 37000 | 214 | 78900
NE-HVAC-airAC-SpltPkg-240to759kBtuh-11p5eer | DEER2017 | D17 v2 |  | Any | Htl | 1975 | CZ09 | cWtd | Cap-Tons | 234.8 | 45380 | None | 199 | 0.119 | 0 | 199 | 0.119 | 0 | 199 | 0.119 | 0 | 199 | 0.119 | 0 | DEER:HVAC_Split-Package_AC | Annual | 1719 | 199 | 0.1186 | 0 | 199 | 0.1186 | 0 | NE-HVAC-airAC-SpltPkg-240to759kBtuh-11p5eer_MZDEER2017AnyHtl1975CZ09cPVVG | 12546 | NE-HVAC-airAC-SpltPkg-240to759kBtuh-11p5eer_SZDEER2017AnyHtl1975CZ09cDXGF | 12545 |  | 212 | 0.109 | 0 | 147 | 0.157 | 0 | 212 | 0.109 | 0 | 147 | 0.157 | 0 | 231 | 37000 | 250 | 78900
NE-HVAC-airAC-SpltPkg-240to759kBtuh-11p5eer | DEER2017 | D17 v2 |  | Any | Htl | 1975 | CZ10 | cWtd | Cap-Tons | 230.8 | 45380 | None | 204 | 0.126 | 0 | 204 | 0.126 | 0 | 204 | 0.126 | 0 | 204 | 0.126 | 0 | DEER:HVAC_Split-Package_AC | Annual | 1719 | 204.4 | 0.126 | 0 | 204.4 | 0.126 | 0 | NE-HVAC-airAC-SpltPkg-240to759kBtuh-11p5eer_MZDEER2017AnyHtl1975CZ10cPVVG | 12548 | NE-HVAC-airAC-SpltPkg-240to759kBtuh-11p5eer_SZDEER2017AnyHtl1975CZ10cDXGF | 12547 |  | 214 | 0.115 | 0 | 166 | 0.17 | 0 | 214 | 0.115 | 0 | 166 | 0.17 | 0 | 227 | 37000 | 246 | 78900
NE-HVAC-airAC-SpltPkg-240to759kBtuh-11p5eer | DEER2017 | D17 v2 |  | Any | Htl | 1975 | CZ11 | cWtd | Cap-Tons | 230 | 45380 | None | 207 | 0.114 | 0 | 207 | 0.114 | 0 | 207 | 0.114 | 0 | 207 | 0.114 | 0 | DEER:HVAC_Split-Package_AC | Annual | 1719 | 207.4 | 0.1136 | 0 | 207.4 | 0.1136 | 0 | NE-HVAC-airAC-SpltPkg-240to759kBtuh-11p5eer_MZDEER2017AnyHtl1975CZ11cPVVG | 12550 | NE-HVAC-airAC-SpltPkg-240to759kBtuh-11p5eer_SZDEER2017AnyHtl1975CZ11cDXGF | 12549 |  | 214 | 0.106 | 0 | 181 | 0.144 | 0 | 214 | 0.106 | 0 | 181 | 0.144 | 0 | 226 | 37000 | 246 | 78900
NE-HVAC-airAC-SpltPkg-240to759kBtuh-11p5eer | DEER2017 | D17 v2 |  | Any | Htl | 1975 | CZ12 | cWtd | Cap-Tons | 229.8 | 45380 | None | 166 | 0.105 | 0 | 166 | 0.105 | 0 | 166 | 0.105 | 0 | 166 | 0.105 | 0 | DEER:HVAC_Split-Package_AC | Annual | 1719 | 165.8 | 0.10504 | 0 | 165.8 | 0.10504 | 0 | NE-HVAC-airAC-SpltPkg-240to759kBtuh-11p5eer_MZDEER2017AnyHtl1975CZ12cPVVG | 12552 | NE-HVAC-airAC-SpltPkg-240to759kBtuh-11p5eer_SZDEER2017AnyHtl1975CZ12cDXGF | 12551 |  | 173 | 0.0973 | 0 | 137 | 0.136 | 0 | 173 | 0.0973 | 0 | 137 | 0.136 | 0 | 226 | 37000 | 245 | 78900
NE-HVAC-airAC-SpltPkg-240to759kBtuh-11p5eer | DEER2017 | D17 v2 |  | Any | Htl | 1975 | CZ13 | cWtd | Cap-Tons | 228.6 | 45380 | None | 217 | 0.11 | 0 | 217 | 0.11 | 0 | 217 | 0.11 | 0 | 217 | 0.11 | 0 | DEER:HVAC_Split-Package_AC | Annual | 1719 | 216.8 | 0.11 | 0 | 216.8 | 0.11 | 0 | NE-HVAC-airAC-SpltPkg-240to759kBtuh-11p5eer_MZDEER2017AnyHtl1975CZ13cPVVG | 12554 | NE-HVAC-airAC-SpltPkg-240to759kBtuh-11p5eer_SZDEER2017AnyHtl1975CZ13cDXGF | 12553 |  | 222 | 0.101 | 0 | 196 | 0.146 | 0 | 222 | 0.101 | 0 | 196 | 0.146 | 0 | 225 | 37000 | 243 | 78900
NE-HVAC-airAC-SpltPkg-240to759kBtuh-11p5eer | DEER2017 | D17 v2 |  | Any | Htl | 1975 | CZ14 | cWtd | Cap-Tons | 242.8 | 45380 | None | 201 | 0.109 | 0 | 201 | 0.109 | 0 | 201 | 0.109 | 0 | 201 | 0.109 | 0 | DEER:HVAC_Split-Package_AC | Annual | 1719 | 200.8 | 0.10916 | 0 | 200.8 | 0.10916 | 0 | NE-HVAC-airAC-SpltPkg-240to759kBtuh-11p5eer_MZDEER2017AnyHtl1975CZ14cPVVG | 12556 | NE-HVAC-airAC-SpltPkg-240to759kBtuh-11p5eer_SZDEER2017AnyHtl1975CZ14cDXGF | 12555 |  | 207 | 0.0997 | 0 | 176 | 0.147 | 0 | 207 | 0.0997 | 0 | 176 | 0.147 | 0 | 239 | 37000 | 258 | 78900
NE-HVAC-airAC-SpltPkg-240to759kBtuh-11p5eer | DEER2017 | D17 v2 |  | Any | Htl | 1975 | CZ15 | cWtd | Cap-Tons | 257.8 | 45380 | None | 357 | 0.126 | 0 | 357 | 0.126 | 0 | 357 | 0.126 | 0 | 357 | 0.126 | 0 | DEER:HVAC_Split-Package_AC | Annual | 1719 | 356.8 | 0.126 | 0 | 356.8 | 0.126 | 0 | NE-HVAC-airAC-SpltPkg-240to759kBtuh-11p5eer_MZDEER2017AnyHtl1975CZ15cPVVG | 12558 | NE-HVAC-airAC-SpltPkg-240to759kBtuh-11p5eer_SZDEER2017AnyHtl1975CZ15cDXGF | 12557 |  | 360 | 0.115 | 0 | 344 | 0.17 | 0 | 360 | 0.115 | 0 | 344 | 0.17 | 0 | 254 | 37000 | 273 | 78900
NE-HVAC-airAC-SpltPkg-240to759kBtuh-11p5eer | DEER2017 | D17 v2 |  | Any | Htl | 1975 | CZ16 | cWtd | Cap-Tons | 168.4 | 45380 | None | 115 | 0.0779 | 0 | 115 | 0.0779 | 0 | 115 | 0.0779 | 0 | 115 | 0.0779 | 0 | DEER:HVAC_Split-Package_AC | Annual | 1719 | 114.88 | 0.07788 | 0 | 114.88 | 0.07788 | 0 | NE-HVAC-airAC-SpltPkg-240to759kBtuh-11p5eer_MZDEER2017AnyHtl1975CZ16cPVVG | 12560 | NE-HVAC-airAC-SpltPkg-240to759kBtuh-11p5eer_SZDEER2017AnyHtl1975CZ16cDXGF | 12559 |  | 120 | 0.0701 | 0 | 94.4 | 0.109 | 0 | 120 | 0.0701 | 0 | 94.4 | 0.109 | 0 | 167 | 37000 | 174 | 78900
NE-HVAC-airAC-SpltPkg-240to759kBtuh-11p5eer | DEER2017 | D17 v2 |  | Any | Htl | 1985 | CZ01 | cWtd | Cap-Tons | 119.2 | 45380 | None | 66.5 | 0.052 | 0 | 66.5 | 0.052 | 0 | 66.5 | 0.052 | 0 | 66.5 | 0.052 | 0 | DEER:HVAC_Split-Package_AC | Annual | 1719 | 66.54 | 0.052 | 0 | 66.54 | 0.052 | 0 | NE-HVAC-airAC-SpltPkg-240to759kBtuh-11p5eer_MZDEER2017AnyHtl1985CZ01cPVVG | 33890 | NE-HVAC-airAC-SpltPkg-240to759kBtuh-11p5eer_SZDEER2017AnyHtl1985CZ01cDXGF | 33889 |  | 78 | 0.0499 | 0 | 20.7 | 0.0604 | 0 | 78 | 0.0499 | 0 | 20.7 | 0.0604 | 0 | 116 | 37000 | 132 | 78900
NE-HVAC-airAC-SpltPkg-240to759kBtuh-11p5eer | DEER2017 | D17 v2 |  | Any | Htl | 1985 | CZ02 | cWtd | Cap-Tons | 165.6 | 45380 | None | 165 | 0.137 | 0 | 165 | 0.137 | 0 | 165 | 0.137 | 0 | 165 | 0.137 | 0 | DEER:HVAC_Split-Package_AC | Annual | 1719 | 164.6 | 0.1366 | 0 | 164.6 | 0.1366 | 0 | NE-HVAC-airAC-SpltPkg-240to759kBtuh-11p5eer_MZDEER2017AnyHtl1985CZ02cPVVG | 33892 | NE-HVAC-airAC-SpltPkg-240to759kBtuh-11p5eer_SZDEER2017AnyHtl1985CZ02cDXGF | 33891 |  | 176 | 0.132 | 0 | 119 | 0.155 | 0 | 176 | 0.132 | 0 | 119 | 0.155 | 0 | 161 | 37000 | 184 | 78900
NE-HVAC-airAC-SpltPkg-240to759kBtuh-11p5eer | DEER2017 | D17 v2 |  | Any | Htl | 1985 | CZ03 | cWtd | Cap-Tons | 148.8 | 45380 | None | 143 | 0.0948 | 0 | 143 | 0.0948 | 0 | 143 | 0.0948 | 0 | 143 | 0.0948 | 0 | DEER:HVAC_Split-Package_AC | Annual | 1719 | 143.14 | 0.09476 | 0 | 143.14 | 0.09476 | 0 | NE-HVAC-airAC-SpltPkg-240to759kBtuh-11p5eer_MZDEER2017AnyHtl1985CZ03cPVVG | 33894 | NE-HVAC-airAC-SpltPkg-240to759kBtuh-11p5eer_SZDEER2017AnyHtl1985CZ03cDXGF | 33893 |  | 162 | 0.0912 | 0 | 67.7 | 0.109 | 0 | 162 | 0.0912 | 0 | 67.7 | 0.109 | 0 | 145 | 37000 | 164 | 78900
NE-HVAC-airAC-SpltPkg-240to759kBtuh-11p5eer | DEER2017 | D17 v2 |  | Any | Htl | 1985 | CZ04 | cWtd | Cap-Tons | 170.4 | 45380 | None | 191 | 0.123 | 0 | 191 | 0.123 | 0 | 191 | 0.123 | 0 | 191 | 0.123 | 0 | DEER:HVAC_Split-Package_AC | Annual | 1719 | 190.6 | 0.1228 | 0 | 190.6 | 0.1228 | 0 | NE-HVAC-airAC-SpltPkg-240to759kBtuh-11p5eer_MZDEER2017AnyHtl1985CZ04cPVVG | 33896 | NE-HVAC-airAC-SpltPkg-240to759kBtuh-11p5eer_SZDEER2017AnyHtl1985CZ04cDXGF | 33895 |  | 206 | 0.118 | 0 | 129 | 0.142 | 0 | 206 | 0.118 | 0 | 129 | 0.142 | 0 | 166 | 37000 | 188 | 78900
NE-HVAC-airAC-SpltPkg-240to759kBtuh-11p5eer | DEER2017 | D17 v2 |  | Any | Htl | 1985 | CZ05 | cWtd | Cap-Tons | 137.4 | 45380 | None | 145 | 0.0789 | 0 | 145 | 0.0789 | 0 | 145 | 0.0789 | 0 | 145 | 0.0789 | 0 | DEER:HVAC_Split-Package_AC | Annual | 1719 | 144.88 | 0.0789 | 0 | 144.88 | 0.0789 | 0 | NE-HVAC-airAC-SpltPkg-240to759kBtuh-11p5eer_MZDEER2017AnyHtl1985CZ05cPVVG | 33898 | NE-HVAC-airAC-SpltPkg-240to759kBtuh-11p5eer_SZDEER2017AnyHtl1985CZ05cDXGF | 33897 |  | 162 | 0.0762 | 0 | 76.4 | 0.0897 | 0 | 162 | 0.0762 | 0 | 76.4 | 0.0897 | 0 | 133 | 37000 | 155 | 78900
NE-HVAC-airAC-SpltPkg-240to759kBtuh-11p5eer | DEER2017 | D17 v2 |  | Any | Htl | 1985 | CZ06 | cWtd | Cap-Tons | 154.4 | 45380 | None | 237 | 0.109 | 0 | 237 | 0.109 | 0 | 237 | 0.109 | 0 | 237 | 0.109 | 0 | DEER:HVAC_Split-Package_AC | Annual | 1719 | 237.4 | 0.1088 | 0 | 237.4 | 0.1088 | 0 | NE-HVAC-airAC-SpltPkg-240to759kBtuh-11p5eer_MZDEER2017AnyHtl1985CZ06cPVVG | 33900 | NE-HVAC-airAC-SpltPkg-240to759kBtuh-11p5eer_SZDEER2017AnyHtl1985CZ06cDXGF | 33899 |  | 258 | 0.104 | 0 | 155 | 0.128 | 0 | 258 | 0.104 | 0 | 155 | 0.128 | 0 | 150 | 37000 | 172 | 78900
NE-HVAC-airAC-SpltPkg-240to759kBtuh-11p5eer | DEER2017 | D17 v2 |  | Any | Htl | 1985 | CZ07 | cWtd | Cap-Tons | 137.8 | 45380 | None | 263 | 0.105 | 0 | 263 | 0.105 | 0 | 263 | 0.105 | 0 | 263 | 0.105 | 0 | DEER:HVAC_Split-Package_AC | Annual | 1719 | 263.4 | 0.105 | 0 | 263.4 | 0.105 | 0 | NE-HVAC-airAC-SpltPkg-240to759kBtuh-11p5eer_MZDEER2017AnyHtl1985CZ07cPVVG | 33902 | NE-HVAC-airAC-SpltPkg-240to759kBtuh-11p5eer_SZDEER2017AnyHtl1985CZ07cDXGF | 33901 |  | 287 | 0.0995 | 0 | 169 | 0.127 | 0 | 287 | 0.0995 | 0 | 169 | 0.127 | 0 | 134 | 37000 | 153 | 78900
NE-HVAC-airAC-SpltPkg-240to759kBtuh-11p5eer | DEER2017 | D17 v2 |  | Any | Htl | 1985 | CZ08 | cWtd | Cap-Tons | 184.2 | 45380 | None | 238 | 0.112 | 0 | 238 | 0.112 | 0 | 238 | 0.112 | 0 | 238 | 0.112 | 0 | DEER:HVAC_Split-Package_AC | Annual | 1719 | 238.2 | 0.1116 | 0 | 238.2 | 0.1116 | 0 | NE-HVAC-airAC-SpltPkg-240to759kBtuh-11p5eer_MZDEER2017AnyHtl1985CZ08cPVVG | 33904 | NE-HVAC-airAC-SpltPkg-240to759kBtuh-11p5eer_SZDEER2017AnyHtl1985CZ08cDXGF | 33903 |  | 259 | 0.107 | 0 | 155 | 0.13 | 0 | 259 | 0.107 | 0 | 155 | 0.13 | 0 | 179 | 37000 | 205 | 78900
NE-HVAC-airAC-SpltPkg-240to759kBtuh-11p5eer | DEER2017 | D17 v2 |  | Any | Htl | 1985 | CZ09 | cWtd | Cap-Tons | 214.6 | 45380 | None | 223 | 0.134 | 0 | 223 | 0.134 | 0 | 223 | 0.134 | 0 | 223 | 0.134 | 0 | DEER:HVAC_Split-Package_AC | Annual | 1719 | 222.6 | 0.1336 | 0 | 222.6 | 0.1336 | 0 | NE-HVAC-airAC-SpltPkg-240to759kBtuh-11p5eer_MZDEER2017AnyHtl1985CZ09cPVVG | 33906 | NE-HVAC-airAC-SpltPkg-240to759kBtuh-11p5eer_SZDEER2017AnyHtl1985CZ09cDXGF | 33905 |  | 241 | 0.128 | 0 | 149 | 0.156 | 0 | 241 | 0.128 | 0 | 149 | 0.156 | 0 | 208 | 37000 | 241 | 78900
NE-HVAC-airAC-SpltPkg-240to759kBtuh-11p5eer | DEER2017 | D17 v2 |  | Any | Htl | 1985 | CZ10 | cWtd | Cap-Tons | 210.6 | 45380 | None | 231 | 0.145 | 0 | 231 | 0.145 | 0 | 231 | 0.145 | 0 | 231 | 0.145 | 0 | DEER:HVAC_Split-Package_AC | Annual | 1719 | 231.2 | 0.1452 | 0 | 231.2 | 0.1452 | 0 | NE-HVAC-airAC-SpltPkg-240to759kBtuh-11p5eer_MZDEER2017AnyHtl1985CZ10cPVVG | 33908 | NE-HVAC-airAC-SpltPkg-240to759kBtuh-11p5eer_SZDEER2017AnyHtl1985CZ10cDXGF | 33907 |  | 247 | 0.139 | 0 | 168 | 0.17 | 0 | 247 | 0.139 | 0 | 168 | 0.17 | 0 | 204 | 37000 | 237 | 78900
NE-HVAC-airAC-SpltPkg-240to759kBtuh-11p5eer | DEER2017 | D17 v2 |  | Any | Htl | 1985 | CZ11 | cWtd | Cap-Tons | 208.8 | 45380 | None | 226 | 0.126 | 0 | 226 | 0.126 | 0 | 226 | 0.126 | 0 | 226 | 0.126 | 0 | DEER:HVAC_Split-Package_AC | Annual | 1719 | 225.6 | 0.1258 | 0 | 225.6 | 0.1258 | 0 | NE-HVAC-airAC-SpltPkg-240to759kBtuh-11p5eer_MZDEER2017AnyHtl1985CZ11cPVVG | 33910 | NE-HVAC-airAC-SpltPkg-240to759kBtuh-11p5eer_SZDEER2017AnyHtl1985CZ11cDXGF | 33909 |  | 236 | 0.121 | 0 | 184 | 0.145 | 0 | 236 | 0.121 | 0 | 184 | 0.145 | 0 | 202 | 37000 | 236 | 78900
NE-HVAC-airAC-SpltPkg-240to759kBtuh-11p5eer | DEER2017 | D17 v2 |  | Any | Htl | 1985 | CZ12 | cWtd | Cap-Tons | 210.4 | 45380 | None | 189 | 0.121 | 0 | 189 | 0.121 | 0 | 189 | 0.121 | 0 | 189 | 0.121 | 0 | DEER:HVAC_Split-Package_AC | Annual | 1719 | 188.6 | 0.1208 | 0 | 188.6 | 0.1208 | 0 | NE-HVAC-airAC-SpltPkg-240to759kBtuh-11p5eer_MZDEER2017AnyHtl1985CZ12cPVVG | 33912 | NE-HVAC-airAC-SpltPkg-240to759kBtuh-11p5eer_SZDEER2017AnyHtl1985CZ12cDXGF | 33911 |  | 201 | 0.117 | 0 | 139 | 0.136 | 0 | 201 | 0.117 | 0 | 139 | 0.136 | 0 | 204 | 37000 | 236 | 78900
NE-HVAC-airAC-SpltPkg-240to759kBtuh-11p5eer | DEER2017 | D17 v2 |  | Any | Htl | 1985 | CZ13 | cWtd | Cap-Tons | 208.2 | 45380 | None | 238 | 0.126 | 0 | 238 | 0.126 | 0 | 238 | 0.126 | 0 | 238 | 0.126 | 0 | DEER:HVAC_Split-Package_AC | Annual | 1719 | 238.4 | 0.126 | 0 | 238.4 | 0.126 | 0 | NE-HVAC-airAC-SpltPkg-240to759kBtuh-11p5eer_MZDEER2017AnyHtl1985CZ13cPVVG | 33914 | NE-HVAC-airAC-SpltPkg-240to759kBtuh-11p5eer_SZDEER2017AnyHtl1985CZ13cDXGF | 33913 |  | 248 | 0.121 | 0 | 200 | 0.146 | 0 | 248 | 0.121 | 0 | 200 | 0.146 | 0 | 202 | 37000 | 233 | 78900
NE-HVAC-airAC-SpltPkg-240to759kBtuh-11p5eer | DEER2017 | D17 v2 |  | Any | Htl | 1985 | CZ14 | cWtd | Cap-Tons | 216.8 | 45380 | None | 218 | 0.124 | 0 | 218 | 0.124 | 0 | 218 | 0.124 | 0 | 218 | 0.124 | 0 | DEER:HVAC_Split-Package_AC | Annual | 1719 | 217.6 | 0.1238 | 0 | 217.6 | 0.1238 | 0 | NE-HVAC-airAC-SpltPkg-240to759kBtuh-11p5eer_MZDEER2017AnyHtl1985CZ14cPVVG | 33916 | NE-HVAC-airAC-SpltPkg-240to759kBtuh-11p5eer_SZDEER2017AnyHtl1985CZ14cDXGF | 33915 |  | 227 | 0.118 | 0 | 180 | 0.147 | 0 | 227 | 0.118 | 0 | 180 | 0.147 | 0 | 210 | 37000 | 244 | 78900
NE-HVAC-airAC-SpltPkg-240to759kBtuh-11p5eer | DEER2017 | D17 v2 |  | Any | Htl | 1985 | CZ15 | cWtd | Cap-Tons | 224.6 | 45380 | None | 396 | 0.147 | 0 | 396 | 0.147 | 0 | 396 | 0.147 | 0 | 396 | 0.147 | 0 | DEER:HVAC_Split-Package_AC | Annual | 1719 | 395.6 | 0.1466 | 0 | 395.6 | 0.1466 | 0 | NE-HVAC-airAC-SpltPkg-240to759kBtuh-11p5eer_MZDEER2017AnyHtl1985CZ15cPVVG | 33918 | NE-HVAC-airAC-SpltPkg-240to759kBtuh-11p5eer_SZDEER2017AnyHtl1985CZ15cDXGF | 33917 |  | 404 | 0.14 | 0 | 362 | 0.173 | 0 | 404 | 0.14 | 0 | 362 | 0.173 | 0 | 218 | 37000 | 251 | 78900
NE-HVAC-airAC-SpltPkg-240to759kBtuh-11p5eer | DEER2017 | D17 v2 |  | Any | Htl | 1985 | CZ16 | cWtd | Cap-Tons | 149.6 | 45380 | None | 135 | 0.0934 | 0 | 135 | 0.0934 | 0 | 135 | 0.0934 | 0 | 135 | 0.0934 | 0 | DEER:HVAC_Split-Package_AC | Annual | 1719 | 135.48 | 0.09344 | 0 | 135.48 | 0.09344 | 0 | NE-HVAC-airAC-SpltPkg-240to759kBtuh-11p5eer_MZDEER2017AnyHtl1985CZ16cPVVG | 33920 | NE-HVAC-airAC-SpltPkg-240to759kBtuh-11p5eer_SZDEER2017AnyHtl1985CZ16cDXGF | 33919 |  | 145 | 0.0893 | 0 | 97.4 | 0.11 | 0 | 145 | 0.0893 | 0 | 97.4 | 0.11 | 0 | 146 | 37000 | 164 | 78900
NE-HVAC-airAC-SpltPkg-240to759kBtuh-11p5eer | DEER2017 | D17 v2 |  | Any | Htl | 1996 | CZ01 | cWtd | Cap-Tons | 98 | 45380 | None | 77.8 | 0.0541 | 0 | 77.8 | 0.0541 | 0 | 77.8 | 0.0541 | 0 | 77.8 | 0.0541 | 0 | DEER:HVAC_Split-Package_AC | Annual | 1719 | 77.84 | 0.05412 | 0 | 77.84 | 0.05412 | 0 | NE-HVAC-airAC-SpltPkg-240to759kBtuh-11p5eer_MZDEER2017AnyHtl1996CZ01cPVVG | 55250 | NE-HVAC-airAC-SpltPkg-240to759kBtuh-11p5eer_SZDEER2017AnyHtl1996CZ01cDXGF | 55249 |  | 92.6 | 0.0532 | 0 | 18.8 | 0.0578 | 0 | 92.6 | 0.0532 | 0 | 18.8 | 0.0578 | 0 | 93 | 37000 | 118 | 78900
NE-HVAC-airAC-SpltPkg-240to759kBtuh-11p5eer | DEER2017 | D17 v2 |  | Any | Htl | 1996 | CZ02 | cWtd | Cap-Tons | 142.6 | 45380 | None | 163 | 0.145 | 0 | 163 | 0.145 | 0 | 163 | 0.145 | 0 | 163 | 0.145 | 0 | DEER:HVAC_Split-Package_AC | Annual | 1719 | 163.2 | 0.145 | 0 | 163.2 | 0.145 | 0 | NE-HVAC-airAC-SpltPkg-240to759kBtuh-11p5eer_MZDEER2017AnyHtl1996CZ02cPVVG | 55252 | NE-HVAC-airAC-SpltPkg-240to759kBtuh-11p5eer_SZDEER2017AnyHtl1996CZ02cDXGF | 55251 |  | 175 | 0.143 | 0 | 116 | 0.153 | 0 | 175 | 0.143 | 0 | 116 | 0.153 | 0 | 136 | 37000 | 169 | 78900
NE-HVAC-airAC-SpltPkg-240to759kBtuh-11p5eer | DEER2017 | D17 v2 |  | Any | Htl | 1996 | CZ03 | cWtd | Cap-Tons | 127.6 | 45380 | None | 137 | 0.0996 | 0 | 137 | 0.0996 | 0 | 137 | 0.0996 | 0 | 137 | 0.0996 | 0 | DEER:HVAC_Split-Package_AC | Annual | 1719 | 137.48 | 0.0996 | 0 | 137.48 | 0.0996 | 0 | NE-HVAC-airAC-SpltPkg-240to759kBtuh-11p5eer_MZDEER2017AnyHtl1996CZ03cPVVG | 55254 | NE-HVAC-airAC-SpltPkg-240to759kBtuh-11p5eer_SZDEER2017AnyHtl1996CZ03cDXGF | 55253 |  | 156 | 0.0975 | 0 | 63.4 | 0.108 | 0 | 156 | 0.0975 | 0 | 63.4 | 0.108 | 0 | 122 | 37000 | 150 | 78900
NE-HVAC-airAC-SpltPkg-240to759kBtuh-11p5eer | DEER2017 | D17 v2 |  | Any | Htl | 1996 | CZ04 | cWtd | Cap-Tons | 148.2 | 45380 | None | 192 | 0.128 | 0 | 192 | 0.128 | 0 | 192 | 0.128 | 0 | 192 | 0.128 | 0 | DEER:HVAC_Split-Package_AC | Annual | 1719 | 191.6 | 0.1282 | 0 | 191.6 | 0.1282 | 0 | NE-HVAC-airAC-SpltPkg-240to759kBtuh-11p5eer_MZDEER2017AnyHtl1996CZ04cPVVG | 55256 | NE-HVAC-airAC-SpltPkg-240to759kBtuh-11p5eer_SZDEER2017AnyHtl1996CZ04cDXGF | 55255 |  | 208 | 0.125 | 0 | 126 | 0.141 | 0 | 208 | 0.125 | 0 | 126 | 0.141 | 0 | 142 | 37000 | 173 | 78900
NE-HVAC-airAC-SpltPkg-240to759kBtuh-11p5eer | DEER2017 | D17 v2 |  | Any | Htl | 1996 | CZ05 | cWtd | Cap-Tons | 116.8 | 45380 | None | 144 | 0.0831 | 0 | 144 | 0.0831 | 0 | 144 | 0.0831 | 0 | 144 | 0.0831 | 0 | DEER:HVAC_Split-Package_AC | Annual | 1719 | 143.94 | 0.08314 | 0 | 143.94 | 0.08314 | 0 | NE-HVAC-airAC-SpltPkg-240to759kBtuh-11p5eer_MZDEER2017AnyHtl1996CZ05cPVVG | 55258 | NE-HVAC-airAC-SpltPkg-240to759kBtuh-11p5eer_SZDEER2017AnyHtl1996CZ05cDXGF | 55257 |  | 162 | 0.0819 | 0 | 71.7 | 0.0881 | 0 | 162 | 0.0819 | 0 | 71.7 | 0.0881 | 0 | 111 | 37000 | 140 | 78900
NE-HVAC-airAC-SpltPkg-240to759kBtuh-11p5eer | DEER2017 | D17 v2 |  | Any | Htl | 1996 | CZ06 | cWtd | Cap-Tons | 148.8 | 45380 | None | 222 | 0.103 | 0 | 222 | 0.103 | 0 | 222 | 0.103 | 0 | 222 | 0.103 | 0 | DEER:HVAC_Split-Package_AC | Annual | 1719 | 222 | 0.1034 | 0 | 222 | 0.1034 | 0 | NE-HVAC-airAC-SpltPkg-240to759kBtuh-11p5eer_MZDEER2017AnyHtl1996CZ06cPVVG | 55260 | NE-HVAC-airAC-SpltPkg-240to759kBtuh-11p5eer_SZDEER2017AnyHtl1996CZ06cDXGF | 55259 |  | 247 | 0.101 | 0 | 122 | 0.113 | 0 | 247 | 0.101 | 0 | 122 | 0.113 | 0 | 141 | 37000 | 180 | 78900
NE-HVAC-airAC-SpltPkg-240to759kBtuh-11p5eer | DEER2017 | D17 v2 |  | Any | Htl | 1996 | CZ07 | cWtd | Cap-Tons | 116.6 | 45380 | None | 275 | 0.113 | 0 | 275 | 0.113 | 0 | 275 | 0.113 | 0 | 275 | 0.113 | 0 | DEER:HVAC_Split-Package_AC | Annual | 1719 | 275 | 0.1132 | 0 | 275 | 0.1132 | 0 | NE-HVAC-airAC-SpltPkg-240to759kBtuh-11p5eer_MZDEER2017AnyHtl1996CZ07cPVVG | 55262 | NE-HVAC-airAC-SpltPkg-240to759kBtuh-11p5eer_SZDEER2017AnyHtl1996CZ07cDXGF | 55261 |  | 303 | 0.11 | 0 | 163 | 0.126 | 0 | 303 | 0.11 | 0 | 163 | 0.126 | 0 | 111 | 37000 | 139 | 78900
NE-HVAC-airAC-SpltPkg-240to759kBtuh-11p5eer | DEER2017 | D17 v2 |  | Any | Htl | 1996 | CZ08 | cWtd | Cap-Tons | 160.2 | 45380 | None | 245 | 0.117 | 0 | 245 | 0.117 | 0 | 245 | 0.117 | 0 | 245 | 0.117 | 0 | DEER:HVAC_Split-Package_AC | Annual | 1719 | 245.2 | 0.117 | 0 | 245.2 | 0.117 | 0 | NE-HVAC-airAC-SpltPkg-240to759kBtuh-11p5eer_MZDEER2017AnyHtl1996CZ08cPVVG | 55264 | NE-HVAC-airAC-SpltPkg-240to759kBtuh-11p5eer_SZDEER2017AnyHtl1996CZ08cDXGF | 55263 |  | 269 | 0.114 | 0 | 150 | 0.129 | 0 | 269 | 0.114 | 0 | 150 | 0.129 | 0 | 153 | 37000 | 189 | 78900
NE-HVAC-airAC-SpltPkg-240to759kBtuh-11p5eer | DEER2017 | D17 v2 |  | Any | Htl | 1996 | CZ09 | cWtd | Cap-Tons | 189.6 | 45380 | None | 226 | 0.138 | 0 | 226 | 0.138 | 0 | 226 | 0.138 | 0 | 226 | 0.138 | 0 | DEER:HVAC_Split-Package_AC | Annual | 1719 | 225.8 | 0.138 | 0 | 225.8 | 0.138 | 0 | NE-HVAC-airAC-SpltPkg-240to759kBtuh-11p5eer_MZDEER2017AnyHtl1996CZ09cPVVG | 55266 | NE-HVAC-airAC-SpltPkg-240to759kBtuh-11p5eer_SZDEER2017AnyHtl1996CZ09cDXGF | 55265 |  | 246 | 0.134 | 0 | 145 | 0.154 | 0 | 246 | 0.134 | 0 | 145 | 0.154 | 0 | 181 | 37000 | 224 | 78900
NE-HVAC-airAC-SpltPkg-240to759kBtuh-11p5eer | DEER2017 | D17 v2 |  | Any | Htl | 1996 | CZ10 | cWtd | Cap-Tons | 185.6 | 45380 | None | 236 | 0.15 | 0 | 236 | 0.15 | 0 | 236 | 0.15 | 0 | 236 | 0.15 | 0 | DEER:HVAC_Split-Package_AC | Annual | 1719 | 236.2 | 0.15 | 0 | 236.2 | 0.15 | 0 | NE-HVAC-airAC-SpltPkg-240to759kBtuh-11p5eer_MZDEER2017AnyHtl1996CZ10cPVVG | 55268 | NE-HVAC-airAC-SpltPkg-240to759kBtuh-11p5eer_SZDEER2017AnyHtl1996CZ10cDXGF | 55267 |  | 254 | 0.146 | 0 | 165 | 0.166 | 0 | 254 | 0.146 | 0 | 165 | 0.166 | 0 | 177 | 37000 | 220 | 78900
NE-HVAC-airAC-SpltPkg-240to759kBtuh-11p5eer | DEER2017 | D17 v2 |  | Any | Htl | 1996 | CZ11 | cWtd | Cap-Tons | 178 | 45380 | None | 235 | 0.134 | 0 | 235 | 0.134 | 0 | 235 | 0.134 | 0 | 235 | 0.134 | 0 | DEER:HVAC_Split-Package_AC | Annual | 1719 | 234.8 | 0.1336 | 0 | 234.8 | 0.1336 | 0 | NE-HVAC-airAC-SpltPkg-240to759kBtuh-11p5eer_MZDEER2017AnyHtl1996CZ11cPVVG | 55270 | NE-HVAC-airAC-SpltPkg-240to759kBtuh-11p5eer_SZDEER2017AnyHtl1996CZ11cDXGF | 55269 |  | 248 | 0.131 | 0 | 182 | 0.144 | 0 | 248 | 0.131 | 0 | 182 | 0.144 | 0 | 169 | 37000 | 214 | 78900
NE-HVAC-airAC-SpltPkg-240to759kBtuh-11p5eer | DEER2017 | D17 v2 |  | Any | Htl | 1996 | CZ12 | cWtd | Cap-Tons | 180.6 | 45380 | None | 193 | 0.126 | 0 | 193 | 0.126 | 0 | 193 | 0.126 | 0 | 193 | 0.126 | 0 | DEER:HVAC_Split-Package_AC | Annual | 1719 | 192.6 | 0.126 | 0 | 192.6 | 0.126 | 0 | NE-HVAC-airAC-SpltPkg-240to759kBtuh-11p5eer_MZDEER2017AnyHtl1996CZ12cPVVG | 55272 | NE-HVAC-airAC-SpltPkg-240to759kBtuh-11p5eer_SZDEER2017AnyHtl1996CZ12cDXGF | 55271 |  | 207 | 0.124 | 0 | 135 | 0.134 | 0 | 207 | 0.124 | 0 | 135 | 0.134 | 0 | 172 | 37000 | 215 | 78900
NE-HVAC-airAC-SpltPkg-240to759kBtuh-11p5eer | DEER2017 | D17 v2 |  | Any | Htl | 1996 | CZ13 | cWtd | Cap-Tons | 178.4 | 45380 | None | 247 | 0.133 | 0 | 247 | 0.133 | 0 | 247 | 0.133 | 0 | 247 | 0.133 | 0 | DEER:HVAC_Split-Package_AC | Annual | 1719 | 246.8 | 0.1326 | 0 | 246.8 | 0.1326 | 0 | NE-HVAC-airAC-SpltPkg-240to759kBtuh-11p5eer_MZDEER2017AnyHtl1996CZ13cPVVG | 55274 | NE-HVAC-airAC-SpltPkg-240to759kBtuh-11p5eer_SZDEER2017AnyHtl1996CZ13cDXGF | 55273 |  | 259 | 0.129 | 0 | 198 | 0.147 | 0 | 259 | 0.129 | 0 | 198 | 0.147 | 0 | 170 | 37000 | 212 | 78900
NE-HVAC-airAC-SpltPkg-240to759kBtuh-11p5eer | DEER2017 | D17 v2 |  | Any | Htl | 1996 | CZ14 | cWtd | Cap-Tons | 187.8 | 45380 | None | 224 | 0.131 | 0 | 224 | 0.131 | 0 | 224 | 0.131 | 0 | 224 | 0.131 | 0 | DEER:HVAC_Split-Package_AC | Annual | 1719 | 224.2 | 0.1308 | 0 | 224.2 | 0.1308 | 0 | NE-HVAC-airAC-SpltPkg-240to759kBtuh-11p5eer_MZDEER2017AnyHtl1996CZ14cPVVG | 55276 | NE-HVAC-airAC-SpltPkg-240to759kBtuh-11p5eer_SZDEER2017AnyHtl1996CZ14cDXGF | 55275 |  | 236 | 0.127 | 0 | 177 | 0.146 | 0 | 236 | 0.127 | 0 | 177 | 0.146 | 0 | 179 | 37000 | 223 | 78900
NE-HVAC-airAC-SpltPkg-240to759kBtuh-11p5eer | DEER2017 | D17 v2 |  | Any | Htl | 1996 | CZ15 | cWtd | Cap-Tons | 193.8 | 45380 | None | 411 | 0.152 | 0 | 411 | 0.152 | 0 | 411 | 0.152 | 0 | 411 | 0.152 | 0 | DEER:HVAC_Split-Package_AC | Annual | 1719 | 410.8 | 0.1518 | 0 | 410.8 | 0.1518 | 0 | NE-HVAC-airAC-SpltPkg-240to759kBtuh-11p5eer_MZDEER2017AnyHtl1996CZ15cPVVG | 55278 | NE-HVAC-airAC-SpltPkg-240to759kBtuh-11p5eer_SZDEER2017AnyHtl1996CZ15cDXGF | 55277 |  | 423 | 0.147 | 0 | 362 | 0.171 | 0 | 423 | 0.147 | 0 | 362 | 0.171 | 0 | 185 | 37000 | 229 | 78900
NE-HVAC-airAC-SpltPkg-240to759kBtuh-11p5eer | DEER2017 | D17 v2 |  | Any | Htl | 1996 | CZ16 | cWtd | Cap-Tons | 125.4 | 45380 | None | 139 | 0.1 | 0 | 139 | 0.1 | 0 | 139 | 0.1 | 0 | 139 | 0.1 | 0 | DEER:HVAC_Split-Package_AC | Annual | 1719 | 138.62 | 0.1004 | 0 | 138.62 | 0.1004 | 0 | NE-HVAC-airAC-SpltPkg-240to759kBtuh-11p5eer_MZDEER2017AnyHtl1996CZ16cPVVG | 55280 | NE-HVAC-airAC-SpltPkg-240to759kBtuh-11p5eer_SZDEER2017AnyHtl1996CZ16cDXGF | 55279 |  | 150 | 0.098 | 0 | 93.1 | 0.11 | 0 | 150 | 0.098 | 0 | 93.1 | 0.11 | 0 | 120 | 37000 | 147 | 78900
NE-HVAC-airAC-SpltPkg-240to759kBtuh-11p5eer | DEER2017 | D17 v2 |  | Any | Htl | 2003 | CZ01 | cWtd | Cap-Tons | 90.88 | 45380 | None | 70.3 | 0.0571 | 0 | 70.3 | 0.0571 | 0 | 70.3 | 0.0571 | 0 | 70.3 | 0.0571 | 0 | DEER:HVAC_Split-Package_AC | Annual | 1719 | 70.32 | 0.05712 | 0 | 70.32 | 0.05712 | 0 | NE-HVAC-airAC-SpltPkg-240to759kBtuh-11p5eer_MZDEER2017AnyHtl2003CZ01cPVVG | 76610 | NE-HVAC-airAC-SpltPkg-240to759kBtuh-11p5eer_SZDEER2017AnyHtl2003CZ01cDXGF | 76609 |  | 83.3 | 0.0574 | 0 | 18.4 | 0.056 | 0 | 83.3 | 0.0574 | 0 | 18.4 | 0.056 | 0 | 85.1 | 37000 | 114 | 78900
NE-HVAC-airAC-SpltPkg-240to759kBtuh-11p5eer | DEER2017 | D17 v2 |  | Any | Htl | 2003 | CZ02 | cWtd | Cap-Tons | 136.2 | 45380 | None | 140 | 0.135 | 0 | 140 | 0.135 | 0 | 140 | 0.135 | 0 | 140 | 0.135 | 0 | DEER:HVAC_Split-Package_AC | Annual | 1719 | 140 | 0.1354 | 0 | 140 | 0.1354 | 0 | NE-HVAC-airAC-SpltPkg-240to759kBtuh-11p5eer_MZDEER2017AnyHtl2003CZ02cPVVG | 76612 | NE-HVAC-airAC-SpltPkg-240to759kBtuh-11p5eer_SZDEER2017AnyHtl2003CZ02cDXGF | 76611 |  | 149 | 0.133 | 0 | 104 | 0.145 | 0 | 149 | 0.133 | 0 | 104 | 0.145 | 0 | 128 | 37000 | 169 | 78900
NE-HVAC-airAC-SpltPkg-240to759kBtuh-11p5eer | DEER2017 | D17 v2 |  | Any | Htl | 2003 | CZ03 | cWtd | Cap-Tons | 113.4 | 45380 | None | 130 | 0.103 | 0 | 130 | 0.103 | 0 | 130 | 0.103 | 0 | 130 | 0.103 | 0 | DEER:HVAC_Split-Package_AC | Annual | 1719 | 129.54 | 0.1034 | 0 | 129.54 | 0.1034 | 0 | NE-HVAC-airAC-SpltPkg-240to759kBtuh-11p5eer_MZDEER2017AnyHtl2003CZ03cPVVG | 76614 | NE-HVAC-airAC-SpltPkg-240to759kBtuh-11p5eer_SZDEER2017AnyHtl2003CZ03cDXGF | 76613 |  | 145 | 0.101 | 0 | 67.7 | 0.113 | 0 | 145 | 0.101 | 0 | 67.7 | 0.113 | 0 | 107 | 37000 | 139 | 78900
NE-HVAC-airAC-SpltPkg-240to759kBtuh-11p5eer | DEER2017 | D17 v2 |  | Any | Htl | 2003 | CZ04 | cWtd | Cap-Tons | 137.6 | 45380 | None | 174 | 0.127 | 0 | 174 | 0.127 | 0 | 174 | 0.127 | 0 | 174 | 0.127 | 0 | DEER:HVAC_Split-Package_AC | Annual | 1719 | 174.4 | 0.127 | 0 | 174.4 | 0.127 | 0 | NE-HVAC-airAC-SpltPkg-240to759kBtuh-11p5eer_MZDEER2017AnyHtl2003CZ04cPVVG | 76616 | NE-HVAC-airAC-SpltPkg-240to759kBtuh-11p5eer_SZDEER2017AnyHtl2003CZ04cDXGF | 76615 |  | 187 | 0.124 | 0 | 124 | 0.139 | 0 | 187 | 0.124 | 0 | 124 | 0.139 | 0 | 130 | 37000 | 168 | 78900
NE-HVAC-airAC-SpltPkg-240to759kBtuh-11p5eer | DEER2017 | D17 v2 |  | Any | Htl | 2003 | CZ05 | cWtd | Cap-Tons | 108.8 | 45380 | None | 123 | 0.0809 | 0 | 123 | 0.0809 | 0 | 123 | 0.0809 | 0 | 123 | 0.0809 | 0 | DEER:HVAC_Split-Package_AC | Annual | 1719 | 122.72 | 0.0809 | 0 | 122.72 | 0.0809 | 0 | NE-HVAC-airAC-SpltPkg-240to759kBtuh-11p5eer_MZDEER2017AnyHtl2003CZ05cPVVG | 76618 | NE-HVAC-airAC-SpltPkg-240to759kBtuh-11p5eer_SZDEER2017AnyHtl2003CZ05cDXGF | 76617 |  | 136 | 0.0796 | 0 | 69.6 | 0.0861 | 0 | 136 | 0.0796 | 0 | 69.6 | 0.0861 | 0 | 102 | 37000 | 136 | 78900
NE-HVAC-airAC-SpltPkg-240to759kBtuh-11p5eer | DEER2017 | D17 v2 |  | Any | Htl | 2003 | CZ06 | cWtd | Cap-Tons | 140.8 | 45380 | None | 206 | 0.103 | 0 | 206 | 0.103 | 0 | 206 | 0.103 | 0 | 206 | 0.103 | 0 | DEER:HVAC_Split-Package_AC | Annual | 1719 | 206 | 0.1032 | 0 | 206 | 0.1032 | 0 | NE-HVAC-airAC-SpltPkg-240to759kBtuh-11p5eer_MZDEER2017AnyHtl2003CZ06cPVVG | 76620 | NE-HVAC-airAC-SpltPkg-240to759kBtuh-11p5eer_SZDEER2017AnyHtl2003CZ06cDXGF | 76619 |  | 227 | 0.101 | 0 | 122 | 0.112 | 0 | 227 | 0.101 | 0 | 122 | 0.112 | 0 | 132 | 37000 | 176 | 78900
NE-HVAC-airAC-SpltPkg-240to759kBtuh-11p5eer | DEER2017 | D17 v2 |  | Any | Htl | 2003 | CZ07 | cWtd | Cap-Tons | 110.4 | 45380 | None | 263 | 0.116 | 0 | 263 | 0.116 | 0 | 263 | 0.116 | 0 | 263 | 0.116 | 0 | DEER:HVAC_Split-Package_AC | Annual | 1719 | 263.2 | 0.1156 | 0 | 263.2 | 0.1156 | 0 | NE-HVAC-airAC-SpltPkg-240to759kBtuh-11p5eer_MZDEER2017AnyHtl2003CZ07cPVVG | 76622 | NE-HVAC-airAC-SpltPkg-240to759kBtuh-11p5eer_SZDEER2017AnyHtl2003CZ07cDXGF | 76621 |  | 288 | 0.113 | 0 | 164 | 0.126 | 0 | 288 | 0.113 | 0 | 164 | 0.126 | 0 | 104 | 37000 | 136 | 78900
NE-HVAC-airAC-SpltPkg-240to759kBtuh-11p5eer | DEER2017 | D17 v2 |  | Any | Htl | 2003 | CZ08 | cWtd | Cap-Tons | 151.4 | 45380 | None | 228 | 0.116 | 0 | 228 | 0.116 | 0 | 228 | 0.116 | 0 | 228 | 0.116 | 0 | DEER:HVAC_Split-Package_AC | Annual | 1719 | 227.6 | 0.116 | 0 | 227.6 | 0.116 | 0 | NE-HVAC-airAC-SpltPkg-240to759kBtuh-11p5eer_MZDEER2017AnyHtl2003CZ08cPVVG | 76624 | NE-HVAC-airAC-SpltPkg-240to759kBtuh-11p5eer_SZDEER2017AnyHtl2003CZ08cDXGF | 76623 |  | 247 | 0.113 | 0 | 150 | 0.128 | 0 | 247 | 0.113 | 0 | 150 | 0.128 | 0 | 143 | 37000 | 185 | 78900
NE-HVAC-airAC-SpltPkg-240to759kBtuh-11p5eer | DEER2017 | D17 v2 |  | Any | Htl | 2003 | CZ09 | cWtd | Cap-Tons | 174.8 | 45380 | None | 216 | 0.14 | 0 | 216 | 0.14 | 0 | 216 | 0.14 | 0 | 216 | 0.14 | 0 | DEER:HVAC_Split-Package_AC | Annual | 1719 | 216 | 0.1404 | 0 | 216 | 0.1404 | 0 | NE-HVAC-airAC-SpltPkg-240to759kBtuh-11p5eer_MZDEER2017AnyHtl2003CZ09cPVVG | 76626 | NE-HVAC-airAC-SpltPkg-240to759kBtuh-11p5eer_SZDEER2017AnyHtl2003CZ09cDXGF | 76625 |  | 233 | 0.137 | 0 | 148 | 0.154 | 0 | 233 | 0.137 | 0 | 148 | 0.154 | 0 | 165 | 37000 | 214 | 78900
NE-HVAC-airAC-SpltPkg-240to759kBtuh-11p5eer | DEER2017 | D17 v2 |  | Any | Htl | 2003 | CZ10 | cWtd | Cap-Tons | 161.8 | 45380 | None | 225 | 0.15 | 0 | 225 | 0.15 | 0 | 225 | 0.15 | 0 | 225 | 0.15 | 0 | DEER:HVAC_Split-Package_AC | Annual | 1719 | 225.4 | 0.1504 | 0 | 225.4 | 0.1504 | 0 | NE-HVAC-airAC-SpltPkg-240to759kBtuh-11p5eer_MZDEER2017AnyHtl2003CZ10cPVVG | 76628 | NE-HVAC-airAC-SpltPkg-240to759kBtuh-11p5eer_SZDEER2017AnyHtl2003CZ10cDXGF | 76627 |  | 240 | 0.147 | 0 | 167 | 0.164 | 0 | 240 | 0.147 | 0 | 167 | 0.164 | 0 | 152 | 37000 | 201 | 78900
NE-HVAC-airAC-SpltPkg-240to759kBtuh-11p5eer | DEER2017 | D17 v2 |  | Any | Htl | 2003 | CZ11 | cWtd | Cap-Tons | 160.2 | 45380 | None | 227 | 0.134 | 0 | 227 | 0.134 | 0 | 227 | 0.134 | 0 | 227 | 0.134 | 0 | DEER:HVAC_Split-Package_AC | Annual | 1719 | 226.6 | 0.1344 | 0 | 226.6 | 0.1344 | 0 | NE-HVAC-airAC-SpltPkg-240to759kBtuh-11p5eer_MZDEER2017AnyHtl2003CZ11cPVVG | 76630 | NE-HVAC-airAC-SpltPkg-240to759kBtuh-11p5eer_SZDEER2017AnyHtl2003CZ11cDXGF | 76629 |  | 237 | 0.132 | 0 | 185 | 0.144 | 0 | 237 | 0.132 | 0 | 185 | 0.144 | 0 | 150 | 37000 | 201 | 78900
NE-HVAC-airAC-SpltPkg-240to759kBtuh-11p5eer | DEER2017 | D17 v2 |  | Any | Htl | 2003 | CZ12 | cWtd | Cap-Tons | 164 | 45380 | None | 178 | 0.124 | 0 | 178 | 0.124 | 0 | 178 | 0.124 | 0 | 178 | 0.124 | 0 | DEER:HVAC_Split-Package_AC | Annual | 1719 | 178.4 | 0.1242 | 0 | 178.4 | 0.1242 | 0 | NE-HVAC-airAC-SpltPkg-240to759kBtuh-11p5eer_MZDEER2017AnyHtl2003CZ12cPVVG | 76632 | NE-HVAC-airAC-SpltPkg-240to759kBtuh-11p5eer_SZDEER2017AnyHtl2003CZ12cDXGF | 76631 |  | 189 | 0.122 | 0 | 136 | 0.133 | 0 | 189 | 0.122 | 0 | 136 | 0.133 | 0 | 154 | 37000 | 204 | 78900
NE-HVAC-airAC-SpltPkg-240to759kBtuh-11p5eer | DEER2017 | D17 v2 |  | Any | Htl | 2003 | CZ13 | cWtd | Cap-Tons | 162.6 | 45380 | None | 237 | 0.133 | 0 | 237 | 0.133 | 0 | 237 | 0.133 | 0 | 237 | 0.133 | 0 | DEER:HVAC_Split-Package_AC | Annual | 1719 | 236.6 | 0.1326 | 0 | 236.6 | 0.1326 | 0 | NE-HVAC-airAC-SpltPkg-240to759kBtuh-11p5eer_MZDEER2017AnyHtl2003CZ13cPVVG | 76634 | NE-HVAC-airAC-SpltPkg-240to759kBtuh-11p5eer_SZDEER2017AnyHtl2003CZ13cDXGF | 76633 |  | 246 | 0.129 | 0 | 199 | 0.147 | 0 | 246 | 0.129 | 0 | 199 | 0.147 | 0 | 153 | 37000 | 201 | 78900
NE-HVAC-airAC-SpltPkg-240to759kBtuh-11p5eer | DEER2017 | D17 v2 |  | Any | Htl | 2003 | CZ14 | cWtd | Cap-Tons | 174 | 45380 | None | 215 | 0.128 | 0 | 215 | 0.128 | 0 | 215 | 0.128 | 0 | 215 | 0.128 | 0 | DEER:HVAC_Split-Package_AC | Annual | 1719 | 215.2 | 0.1282 | 0 | 215.2 | 0.1282 | 0 | NE-HVAC-airAC-SpltPkg-240to759kBtuh-11p5eer_MZDEER2017AnyHtl2003CZ14cPVVG | 76636 | NE-HVAC-airAC-SpltPkg-240to759kBtuh-11p5eer_SZDEER2017AnyHtl2003CZ14cDXGF | 76635 |  | 225 | 0.124 | 0 | 176 | 0.145 | 0 | 225 | 0.124 | 0 | 176 | 0.145 | 0 | 164 | 37000 | 214 | 78900
NE-HVAC-airAC-SpltPkg-240to759kBtuh-11p5eer | DEER2017 | D17 v2 |  | Any | Htl | 2003 | CZ15 | cWtd | Cap-Tons | 206 | 45380 | None | 358 | 0.132 | 0 | 358 | 0.132 | 0 | 358 | 0.132 | 0 | 358 | 0.132 | 0 | DEER:HVAC_Split-Package_AC | Annual | 1719 | 358 | 0.1322 | 0 | 358 | 0.1322 | 0 | NE-HVAC-airAC-SpltPkg-240to759kBtuh-11p5eer_MZDEER2017AnyHtl2003CZ15cPVVG | 76638 | NE-HVAC-airAC-SpltPkg-240to759kBtuh-11p5eer_SZDEER2017AnyHtl2003CZ15cDXGF | 76637 |  | 369 | 0.127 | 0 | 314 | 0.153 | 0 | 369 | 0.127 | 0 | 314 | 0.153 | 0 | 194 | 37000 | 254 | 78900
NE-HVAC-airAC-SpltPkg-240to759kBtuh-11p5eer | DEER2017 | D17 v2 |  | Any | Htl | 2003 | CZ16 | cWtd | Cap-Tons | 116.4 | 45380 | None | 130 | 0.1 | 0 | 130 | 0.1 | 0 | 130 | 0.1 | 0 | 130 | 0.1 | 0 | DEER:HVAC_Split-Package_AC | Annual | 1719 | 130.42 | 0.10004 | 0 | 130.42 | 0.10004 | 0 | NE-HVAC-airAC-SpltPkg-240to759kBtuh-11p5eer_MZDEER2017AnyHtl2003CZ16cPVVG | 76640 | NE-HVAC-airAC-SpltPkg-240to759kBtuh-11p5eer_SZDEER2017AnyHtl2003CZ16cDXGF | 76639 |  | 140 | 0.0978 | 0 | 92.1 | 0.109 | 0 | 140 | 0.0978 | 0 | 92.1 | 0.109 | 0 | 110 | 37000 | 142 | 78900
NE-HVAC-airAC-SpltPkg-240to759kBtuh-11p5eer | DEER2017 | D17 v2 |  | Any | Htl | 2007 | CZ01 | cWtd | Cap-Tons | 86.92 | 45380 | None | 75.5 | 0.0544 | 0 | 75.5 | 0.0544 | 0 | 75.5 | 0.0544 | 0 | 75.5 | 0.0544 | 0 | DEER:HVAC_Split-Package_AC | Annual | 1719 | 75.5 | 0.05444 | 0 | 75.5 | 0.05444 | 0 | NE-HVAC-airAC-SpltPkg-240to759kBtuh-11p5eer_MZDEER2017AnyHtl2007CZ01cPVVG | 97970 | NE-HVAC-airAC-SpltPkg-240to759kBtuh-11p5eer_SZDEER2017AnyHtl2007CZ01cDXGF | 97969 |  | 90.4 | 0.0548 | 0 | 15.9 | 0.053 | 0 | 90.4 | 0.0548 | 0 | 15.9 | 0.053 | 0 | 80.9 | 37000 | 111 | 78900
NE-HVAC-airAC-SpltPkg-240to759kBtuh-11p5eer | DEER2017 | D17 v2 |  | Any | Htl | 2007 | CZ02 | cWtd | Cap-Tons | 132.2 | 45380 | None | 139 | 0.134 | 0 | 139 | 0.134 | 0 | 139 | 0.134 | 0 | 139 | 0.134 | 0 | DEER:HVAC_Split-Package_AC | Annual | 1719 | 139.4 | 0.1336 | 0 | 139.4 | 0.1336 | 0 | NE-HVAC-airAC-SpltPkg-240to759kBtuh-11p5eer_MZDEER2017AnyHtl2007CZ02cPVVG | 97972 | NE-HVAC-airAC-SpltPkg-240to759kBtuh-11p5eer_SZDEER2017AnyHtl2007CZ02cDXGF | 97971 |  | 149 | 0.131 | 0 | 101 | 0.144 | 0 | 149 | 0.131 | 0 | 101 | 0.144 | 0 | 124 | 37000 | 165 | 78900
NE-HVAC-airAC-SpltPkg-240to759kBtuh-11p5eer | DEER2017 | D17 v2 |  | Any | Htl | 2007 | CZ03 | cWtd | Cap-Tons | 109.4 | 45380 | None | 129 | 0.101 | 0 | 129 | 0.101 | 0 | 129 | 0.101 | 0 | 129 | 0.101 | 0 | DEER:HVAC_Split-Package_AC | Annual | 1719 | 128.8 | 0.10116 | 0 | 128.8 | 0.10116 | 0 | NE-HVAC-airAC-SpltPkg-240to759kBtuh-11p5eer_MZDEER2017AnyHtl2007CZ03cPVVG | 97974 | NE-HVAC-airAC-SpltPkg-240to759kBtuh-11p5eer_SZDEER2017AnyHtl2007CZ03cDXGF | 97973 |  | 145 | 0.0987 | 0 | 64 | 0.111 | 0 | 145 | 0.0987 | 0 | 64 | 0.111 | 0 | 103 | 37000 | 135 | 78900
NE-HVAC-airAC-SpltPkg-240to759kBtuh-11p5eer | DEER2017 | D17 v2 |  | Any | Htl | 2007 | CZ04 | cWtd | Cap-Tons | 132.6 | 45380 | None | 175 | 0.126 | 0 | 175 | 0.126 | 0 | 175 | 0.126 | 0 | 175 | 0.126 | 0 | DEER:HVAC_Split-Package_AC | Annual | 1719 | 175.4 | 0.126 | 0 | 175.4 | 0.126 | 0 | NE-HVAC-airAC-SpltPkg-240to759kBtuh-11p5eer_MZDEER2017AnyHtl2007CZ04cPVVG | 97976 | NE-HVAC-airAC-SpltPkg-240to759kBtuh-11p5eer_SZDEER2017AnyHtl2007CZ04cDXGF | 97975 |  | 189 | 0.123 | 0 | 121 | 0.138 | 0 | 189 | 0.123 | 0 | 121 | 0.138 | 0 | 125 | 37000 | 163 | 78900
NE-HVAC-airAC-SpltPkg-240to759kBtuh-11p5eer | DEER2017 | D17 v2 |  | Any | Htl | 2007 | CZ05 | cWtd | Cap-Tons | 104.32 | 45380 | None | 132 | 0.0787 | 0 | 132 | 0.0787 | 0 | 132 | 0.0787 | 0 | 132 | 0.0787 | 0 | DEER:HVAC_Split-Package_AC | Annual | 1719 | 132.28 | 0.0787 | 0 | 132.28 | 0.0787 | 0 | NE-HVAC-airAC-SpltPkg-240to759kBtuh-11p5eer_MZDEER2017AnyHtl2007CZ05cPVVG | 97978 | NE-HVAC-airAC-SpltPkg-240to759kBtuh-11p5eer_SZDEER2017AnyHtl2007CZ05cDXGF | 97977 |  | 149 | 0.0772 | 0 | 65.4 | 0.0847 | 0 | 149 | 0.0772 | 0 | 65.4 | 0.0847 | 0 | 97.4 | 37000 | 132 | 78900
NE-HVAC-airAC-SpltPkg-240to759kBtuh-11p5eer | DEER2017 | D17 v2 |  | Any | Htl | 2007 | CZ06 | cWtd | Cap-Tons | 136 | 45380 | None | 204 | 0.102 | 0 | 204 | 0.102 | 0 | 204 | 0.102 | 0 | 204 | 0.102 | 0 | DEER:HVAC_Split-Package_AC | Annual | 1719 | 203.6 | 0.10212 | 0 | 203.6 | 0.10212 | 0 | NE-HVAC-airAC-SpltPkg-240to759kBtuh-11p5eer_MZDEER2017AnyHtl2007CZ06cPVVG | 97980 | NE-HVAC-airAC-SpltPkg-240to759kBtuh-11p5eer_SZDEER2017AnyHtl2007CZ06cDXGF | 97979 |  | 225 | 0.0999 | 0 | 118 | 0.111 | 0 | 225 | 0.0999 | 0 | 118 | 0.111 | 0 | 127 | 37000 | 172 | 78900
NE-HVAC-airAC-SpltPkg-240to759kBtuh-11p5eer | DEER2017 | D17 v2 |  | Any | Htl | 2007 | CZ07 | cWtd | Cap-Tons | 105.92 | 45380 | None | 259 | 0.115 | 0 | 259 | 0.115 | 0 | 259 | 0.115 | 0 | 259 | 0.115 | 0 | DEER:HVAC_Split-Package_AC | Annual | 1719 | 259.4 | 0.1146 | 0 | 259.4 | 0.1146 | 0 | NE-HVAC-airAC-SpltPkg-240to759kBtuh-11p5eer_MZDEER2017AnyHtl2007CZ07cPVVG | 97982 | NE-HVAC-airAC-SpltPkg-240to759kBtuh-11p5eer_SZDEER2017AnyHtl2007CZ07cDXGF | 97981 |  | 285 | 0.112 | 0 | 157 | 0.125 | 0 | 285 | 0.112 | 0 | 157 | 0.125 | 0 | 99.4 | 37000 | 132 | 78900
NE-HVAC-airAC-SpltPkg-240to759kBtuh-11p5eer | DEER2017 | D17 v2 |  | Any | Htl | 2007 | CZ08 | cWtd | Cap-Tons | 146.4 | 45380 | None | 224 | 0.115 | 0 | 224 | 0.115 | 0 | 224 | 0.115 | 0 | 224 | 0.115 | 0 | DEER:HVAC_Split-Package_AC | Annual | 1719 | 223.6 | 0.115 | 0 | 223.6 | 0.115 | 0 | NE-HVAC-airAC-SpltPkg-240to759kBtuh-11p5eer_MZDEER2017AnyHtl2007CZ08cPVVG | 97984 | NE-HVAC-airAC-SpltPkg-240to759kBtuh-11p5eer_SZDEER2017AnyHtl2007CZ08cDXGF | 97983 |  | 243 | 0.112 | 0 | 146 | 0.127 | 0 | 243 | 0.112 | 0 | 146 | 0.127 | 0 | 138 | 37000 | 180 | 78900
NE-HVAC-airAC-SpltPkg-240to759kBtuh-11p5eer | DEER2017 | D17 v2 |  | Any | Htl | 2007 | CZ09 | cWtd | Cap-Tons | 169.8 | 45380 | None | 212 | 0.14 | 0 | 212 | 0.14 | 0 | 212 | 0.14 | 0 | 212 | 0.14 | 0 | DEER:HVAC_Split-Package_AC | Annual | 1719 | 212.2 | 0.1402 | 0 | 212.2 | 0.1402 | 0 | NE-HVAC-airAC-SpltPkg-240to759kBtuh-11p5eer_MZDEER2017AnyHtl2007CZ09cPVVG | 97986 | NE-HVAC-airAC-SpltPkg-240to759kBtuh-11p5eer_SZDEER2017AnyHtl2007CZ09cDXGF | 97985 |  | 229 | 0.137 | 0 | 145 | 0.153 | 0 | 229 | 0.137 | 0 | 145 | 0.153 | 0 | 160 | 37000 | 209 | 78900
NE-HVAC-airAC-SpltPkg-240to759kBtuh-11p5eer | DEER2017 | D17 v2 |  | Any | Htl | 2007 | CZ10 | cWtd | Cap-Tons | 157 | 45380 | None | 222 | 0.149 | 0 | 222 | 0.149 | 0 | 222 | 0.149 | 0 | 222 | 0.149 | 0 | DEER:HVAC_Split-Package_AC | Annual | 1719 | 221.6 | 0.1494 | 0 | 221.6 | 0.1494 | 0 | NE-HVAC-airAC-SpltPkg-240to759kBtuh-11p5eer_MZDEER2017AnyHtl2007CZ10cPVVG | 97988 | NE-HVAC-airAC-SpltPkg-240to759kBtuh-11p5eer_SZDEER2017AnyHtl2007CZ10cDXGF | 97987 |  | 236 | 0.146 | 0 | 164 | 0.163 | 0 | 236 | 0.146 | 0 | 164 | 0.163 | 0 | 147 | 37000 | 197 | 78900
NE-HVAC-airAC-SpltPkg-240to759kBtuh-11p5eer | DEER2017 | D17 v2 |  | Any | Htl | 2007 | CZ11 | cWtd | Cap-Tons | 155.2 | 45380 | None | 224 | 0.133 | 0 | 224 | 0.133 | 0 | 224 | 0.133 | 0 | 224 | 0.133 | 0 | DEER:HVAC_Split-Package_AC | Annual | 1719 | 223.6 | 0.1334 | 0 | 223.6 | 0.1334 | 0 | NE-HVAC-airAC-SpltPkg-240to759kBtuh-11p5eer_MZDEER2017AnyHtl2007CZ11cPVVG | 97990 | NE-HVAC-airAC-SpltPkg-240to759kBtuh-11p5eer_SZDEER2017AnyHtl2007CZ11cDXGF | 97989 |  | 234 | 0.131 | 0 | 182 | 0.143 | 0 | 234 | 0.131 | 0 | 182 | 0.143 | 0 | 145 | 37000 | 196 | 78900
NE-HVAC-airAC-SpltPkg-240to759kBtuh-11p5eer | DEER2017 | D17 v2 |  | Any | Htl | 2007 | CZ12 | cWtd | Cap-Tons | 159 | 45380 | None | 175 | 0.123 | 0 | 175 | 0.123 | 0 | 175 | 0.123 | 0 | 175 | 0.123 | 0 | DEER:HVAC_Split-Package_AC | Annual | 1719 | 174.6 | 0.1232 | 0 | 174.6 | 0.1232 | 0 | NE-HVAC-airAC-SpltPkg-240to759kBtuh-11p5eer_MZDEER2017AnyHtl2007CZ12cPVVG | 97992 | NE-HVAC-airAC-SpltPkg-240to759kBtuh-11p5eer_SZDEER2017AnyHtl2007CZ12cDXGF | 97991 |  | 185 | 0.121 | 0 | 133 | 0.132 | 0 | 185 | 0.121 | 0 | 133 | 0.132 | 0 | 149 | 37000 | 199 | 78900
NE-HVAC-airAC-SpltPkg-240to759kBtuh-11p5eer | DEER2017 | D17 v2 |  | Any | Htl | 2007 | CZ13 | cWtd | Cap-Tons | 157.6 | 45380 | None | 233 | 0.132 | 0 | 233 | 0.132 | 0 | 233 | 0.132 | 0 | 233 | 0.132 | 0 | DEER:HVAC_Split-Package_AC | Annual | 1719 | 232.8 | 0.1316 | 0 | 232.8 | 0.1316 | 0 | NE-HVAC-airAC-SpltPkg-240to759kBtuh-11p5eer_MZDEER2017AnyHtl2007CZ13cPVVG | 97994 | NE-HVAC-airAC-SpltPkg-240to759kBtuh-11p5eer_SZDEER2017AnyHtl2007CZ13cDXGF | 97993 |  | 242 | 0.128 | 0 | 196 | 0.146 | 0 | 242 | 0.128 | 0 | 196 | 0.146 | 0 | 148 | 37000 | 196 | 78900
NE-HVAC-airAC-SpltPkg-240to759kBtuh-11p5eer | DEER2017 | D17 v2 |  | Any | Htl | 2007 | CZ14 | cWtd | Cap-Tons | 169.2 | 45380 | None | 212 | 0.127 | 0 | 212 | 0.127 | 0 | 212 | 0.127 | 0 | 212 | 0.127 | 0 | DEER:HVAC_Split-Package_AC | Annual | 1719 | 211.6 | 0.1272 | 0 | 211.6 | 0.1272 | 0 | NE-HVAC-airAC-SpltPkg-240to759kBtuh-11p5eer_MZDEER2017AnyHtl2007CZ14cPVVG | 97996 | NE-HVAC-airAC-SpltPkg-240to759kBtuh-11p5eer_SZDEER2017AnyHtl2007CZ14cDXGF | 97995 |  | 221 | 0.123 | 0 | 174 | 0.144 | 0 | 221 | 0.123 | 0 | 174 | 0.144 | 0 | 159 | 37000 | 210 | 78900
NE-HVAC-airAC-SpltPkg-240to759kBtuh-11p5eer | DEER2017 | D17 v2 |  | Any | Htl | 2007 | CZ15 | cWtd | Cap-Tons | 201 | 45380 | None | 355 | 0.131 | 0 | 355 | 0.131 | 0 | 355 | 0.131 | 0 | 355 | 0.131 | 0 | DEER:HVAC_Split-Package_AC | Annual | 1719 | 355 | 0.1312 | 0 | 355 | 0.1312 | 0 | NE-HVAC-airAC-SpltPkg-240to759kBtuh-11p5eer_MZDEER2017AnyHtl2007CZ15cPVVG | 97998 | NE-HVAC-airAC-SpltPkg-240to759kBtuh-11p5eer_SZDEER2017AnyHtl2007CZ15cDXGF | 97997 |  | 366 | 0.126 | 0 | 311 | 0.152 | 0 | 366 | 0.126 | 0 | 311 | 0.152 | 0 | 189 | 37000 | 249 | 78900
NE-HVAC-airAC-SpltPkg-240to759kBtuh-11p5eer | DEER2017 | D17 v2 |  | Any | Htl | 2007 | CZ16 | cWtd | Cap-Tons | 111.6 | 45380 | None | 135 | 0.0986 | 0 | 135 | 0.0986 | 0 | 135 | 0.0986 | 0 | 135 | 0.0986 | 0 | DEER:HVAC_Split-Package_AC | Annual | 1719 | 135.46 | 0.09856 | 0 | 135.46 | 0.09856 | 0 | NE-HVAC-airAC-SpltPkg-240to759kBtuh-11p5eer_MZDEER2017AnyHtl2007CZ16cPVVG | 98000 | NE-HVAC-airAC-SpltPkg-240to759kBtuh-11p5eer_SZDEER2017AnyHtl2007CZ16cDXGF | 97999 |  | 147 | 0.0962 | 0 | 89.3 | 0.108 | 0 | 147 | 0.0962 | 0 | 89.3 | 0.108 | 0 | 105 | 37000 | 138 | 78900
NE-HVAC-airAC-SpltPkg-240to759kBtuh-11p5eer | DEER2017 | D17 v2 |  | Any | Htl | 2011 | CZ01 | cWtd | Cap-Tons | 86 | 45380 | None | 222 | 0.0703 | 1.33 | 76.6 | 0.0545 | 0 | 222 | 0.0703 | 1.33 | 76.6 | 0.0545 | 0 | DEER:HVAC_Split-Package_AC | Annual | 1719 | 222.24 | 0.07032 | 1.326 | 76.62 | 0.05454 | 0 | NE-HVAC-airAC-SpltPkg-240to759kBtuh-11p5eer_MZDEER2017AnyHtl2011CZ01cPVVG | 119330 | NE-HVAC-airAC-SpltPkg-240to759kBtuh-11p5eer_SZDEER2017AnyHtl2011CZ01cDXGF | 119329 |  | 91.8 | 0.0549 | 0 | 744 | 0.132 | 6.63 | 91.8 | 0.0549 | 0 | 15.9 | 0.0531 | 0 | 80 | 37000 | 110 | 78900
NE-HVAC-airAC-SpltPkg-240to759kBtuh-11p5eer | DEER2017 | D17 v2 |  | Any | Htl | 2011 | CZ02 | cWtd | Cap-Tons | 130.4 | 45380 | None | 304 | 0.157 | -1.93 | 140 | 0.134 | 0 | 304 | 0.157 | -1.93 | 140 | 0.134 | 0 | DEER:HVAC_Split-Package_AC | Annual | 1719 | 304.2 | 0.1574 | -1.932 | 140.2 | 0.1344 | 0 | NE-HVAC-airAC-SpltPkg-240to759kBtuh-11p5eer_MZDEER2017AnyHtl2011CZ02cPVVG | 119332 | NE-HVAC-airAC-SpltPkg-240to759kBtuh-11p5eer_SZDEER2017AnyHtl2011CZ02cDXGF | 119331 |  | 150 | 0.132 | 0 | 921 | 0.259 | -9.66 | 150 | 0.132 | 0 | 101 | 0.144 | 0 | 122 | 37000 | 164 | 78900
NE-HVAC-airAC-SpltPkg-240to759kBtuh-11p5eer | DEER2017 | D17 v2 |  | Any | Htl | 2011 | CZ03 | cWtd | Cap-Tons | 108.4 | 45380 | None | 284 | 0.127 | 1.1 | 130 | 0.101 | 0 | 284 | 0.127 | 1.1 | 130 | 0.101 | 0 | DEER:HVAC_Split-Package_AC | Annual | 1719 | 283.8 | 0.12668 | 1.098 | 129.64 | 0.10148 | 0 | NE-HVAC-airAC-SpltPkg-240to759kBtuh-11p5eer_MZDEER2017AnyHtl2011CZ03cPVVG | 119334 | NE-HVAC-airAC-SpltPkg-240to759kBtuh-11p5eer_SZDEER2017AnyHtl2011CZ03cDXGF | 119333 |  | 146 | 0.0991 | 0 | 835 | 0.237 | 5.49 | 146 | 0.0991 | 0 | 64.2 | 0.111 | 0 | 102 | 37000 | 134 | 78900
NE-HVAC-airAC-SpltPkg-240to759kBtuh-11p5eer | DEER2017 | D17 v2 |  | Any | Htl | 2011 | CZ04 | cWtd | Cap-Tons | 131.8 | 45380 | None | 348 | 0.148 | -1.35 | 176 | 0.126 | 0 | 348 | 0.148 | -1.35 | 176 | 0.126 | 0 | DEER:HVAC_Split-Package_AC | Annual | 1719 | 348.2 | 0.148 | -1.346 | 176.2 | 0.126 | 0 | NE-HVAC-airAC-SpltPkg-240to759kBtuh-11p5eer_MZDEER2017AnyHtl2011CZ04cPVVG | 119336 | NE-HVAC-airAC-SpltPkg-240to759kBtuh-11p5eer_SZDEER2017AnyHtl2011CZ04cDXGF | 119335 |  | 190 | 0.123 | 0 | 981 | 0.248 | -6.73 | 190 | 0.123 | 0 | 121 | 0.138 | 0 | 124 | 37000 | 163 | 78900
NE-HVAC-airAC-SpltPkg-240to759kBtuh-11p5eer | DEER2017 | D17 v2 |  | Any | Htl | 2011 | CZ05 | cWtd | Cap-Tons | 103.68 | 45380 | None | 292 | 0.104 | 1.13 | 138 | 0.0787 | 0 | 292 | 0.104 | 1.13 | 138 | 0.0787 | 0 | DEER:HVAC_Split-Package_AC | Annual | 1719 | 291.6 | 0.10396 | 1.126 | 137.92 | 0.07872 | 0 | NE-HVAC-airAC-SpltPkg-240to759kBtuh-11p5eer_MZDEER2017AnyHtl2011CZ05cPVVG | 119338 | NE-HVAC-airAC-SpltPkg-240to759kBtuh-11p5eer_SZDEER2017AnyHtl2011CZ05cDXGF | 119337 |  | 156 | 0.0772 | 0 | 834 | 0.211 | 5.63 | 156 | 0.0772 | 0 | 65.6 | 0.0848 | 0 | 96.6 | 37000 | 132 | 78900
NE-HVAC-airAC-SpltPkg-240to759kBtuh-11p5eer | DEER2017 | D17 v2 |  | Any | Htl | 2011 | CZ06 | cWtd | Cap-Tons | 135.8 | 45380 | None | 370 | 0.128 | -0.966 | 205 | 0.102 | 0 | 370 | 0.128 | -0.966 | 205 | 0.102 | 0 | DEER:HVAC_Split-Package_AC | Annual | 1719 | 369.8 | 0.1278 | -0.966 | 204.6 | 0.1024 | 0 | NE-HVAC-airAC-SpltPkg-240to759kBtuh-11p5eer_MZDEER2017AnyHtl2011CZ06cPVVG | 119340 | NE-HVAC-airAC-SpltPkg-240to759kBtuh-11p5eer_SZDEER2017AnyHtl2011CZ06cDXGF | 119339 |  | 226 | 0.1 | 0 | 945 | 0.239 | -4.83 | 226 | 0.1 | 0 | 119 | 0.112 | 0 | 127 | 37000 | 171 | 78900
NE-HVAC-airAC-SpltPkg-240to759kBtuh-11p5eer | DEER2017 | D17 v2 |  | Any | Htl | 2011 | CZ07 | cWtd | Cap-Tons | 105.08 | 45380 | None | 406 | 0.13 | 0.83 | 262 | 0.115 | 0 | 406 | 0.13 | 0.83 | 262 | 0.115 | 0 | DEER:HVAC_Split-Package_AC | Annual | 1719 | 406.2 | 0.1304 | 0.83 | 262 | 0.1154 | 0 | NE-HVAC-airAC-SpltPkg-240to759kBtuh-11p5eer_MZDEER2017AnyHtl2011CZ07cPVVG | 119342 | NE-HVAC-airAC-SpltPkg-240to759kBtuh-11p5eer_SZDEER2017AnyHtl2011CZ07cDXGF | 119341 |  | 288 | 0.113 | 0 | 879 | 0.2 | 4.15 | 288 | 0.113 | 0 | 158 | 0.125 | 0 | 98.6 | 37000 | 131 | 78900
NE-HVAC-airAC-SpltPkg-240to759kBtuh-11p5eer | DEER2017 | D17 v2 |  | Any | Htl | 2011 | CZ08 | cWtd | Cap-Tons | 145.4 | 45380 | None | 396 | 0.138 | -0.908 | 224 | 0.115 | 0 | 396 | 0.138 | -0.908 | 224 | 0.115 | 0 | DEER:HVAC_Split-Package_AC | Annual | 1719 | 396.4 | 0.1376 | -0.908 | 223.6 | 0.1152 | 0 | NE-HVAC-airAC-SpltPkg-240to759kBtuh-11p5eer_MZDEER2017AnyHtl2011CZ08cPVVG | 119344 | NE-HVAC-airAC-SpltPkg-240to759kBtuh-11p5eer_SZDEER2017AnyHtl2011CZ08cDXGF | 119343 |  | 243 | 0.112 | 0 | 1010 | 0.24 | -4.54 | 243 | 0.112 | 0 | 146 | 0.128 | 0 | 137 | 37000 | 179 | 78900
NE-HVAC-airAC-SpltPkg-240to759kBtuh-11p5eer | DEER2017 | D17 v2 |  | Any | Htl | 2011 | CZ09 | cWtd | Cap-Tons | 168.8 | 45380 | None | 393 | 0.161 | -1.09 | 212 | 0.14 | 0 | 393 | 0.161 | -1.09 | 212 | 0.14 | 0 | DEER:HVAC_Split-Package_AC | Annual | 1719 | 393.2 | 0.1608 | -1.09 | 212.4 | 0.1402 | 0 | NE-HVAC-airAC-SpltPkg-240to759kBtuh-11p5eer_MZDEER2017AnyHtl2011CZ09cPVVG | 119346 | NE-HVAC-airAC-SpltPkg-240to759kBtuh-11p5eer_SZDEER2017AnyHtl2011CZ09cDXGF | 119345 |  | 229 | 0.137 | 0 | 1050 | 0.256 | -5.45 | 229 | 0.137 | 0 | 146 | 0.153 | 0 | 159 | 37000 | 208 | 78900
NE-HVAC-airAC-SpltPkg-240to759kBtuh-11p5eer | DEER2017 | D17 v2 |  | Any | Htl | 2011 | CZ10 | cWtd | Cap-Tons | 156 | 45380 | None | 406 | 0.17 | -1.23 | 222 | 0.15 | 0 | 406 | 0.17 | -1.23 | 222 | 0.15 | 0 | DEER:HVAC_Split-Package_AC | Annual | 1719 | 405.6 | 0.1704 | -1.226 | 222.4 | 0.1502 | 0 | NE-HVAC-airAC-SpltPkg-240to759kBtuh-11p5eer_MZDEER2017AnyHtl2011CZ10cPVVG | 119348 | NE-HVAC-airAC-SpltPkg-240to759kBtuh-11p5eer_SZDEER2017AnyHtl2011CZ10cDXGF | 119347 |  | 237 | 0.147 | 0 | 1080 | 0.264 | -6.13 | 237 | 0.147 | 0 | 164 | 0.163 | 0 | 146 | 37000 | 196 | 78900
NE-HVAC-airAC-SpltPkg-240to759kBtuh-11p5eer | DEER2017 | D17 v2 |  | Any | Htl | 2011 | CZ11 | cWtd | Cap-Tons | 154.4 | 45380 | None | 399 | 0.159 | -1.88 | 224 | 0.133 | 0 | 399 | 0.159 | -1.88 | 224 | 0.133 | 0 | DEER:HVAC_Split-Package_AC | Annual | 1719 | 399.2 | 0.1594 | -1.88 | 223.8 | 0.1334 | 0 | NE-HVAC-airAC-SpltPkg-240to759kBtuh-11p5eer_MZDEER2017AnyHtl2011CZ11cPVVG | 119350 | NE-HVAC-airAC-SpltPkg-240to759kBtuh-11p5eer_SZDEER2017AnyHtl2011CZ11cDXGF | 119349 |  | 234 | 0.131 | 0 | 1060 | 0.273 | -9.4 | 234 | 0.131 | 0 | 183 | 0.143 | 0 | 144 | 37000 | 196 | 78900
NE-HVAC-airAC-SpltPkg-240to759kBtuh-11p5eer | DEER2017 | D17 v2 |  | Any | Htl | 2011 | CZ12 | cWtd | Cap-Tons | 158 | 45380 | None | 354 | 0.151 | -1.89 | 175 | 0.124 | 0 | 354 | 0.151 | -1.89 | 175 | 0.124 | 0 | DEER:HVAC_Split-Package_AC | Annual | 1719 | 354 | 0.1514 | -1.894 | 174.6 | 0.1242 | 0 | NE-HVAC-airAC-SpltPkg-240to759kBtuh-11p5eer_MZDEER2017AnyHtl2011CZ12cPVVG | 119352 | NE-HVAC-airAC-SpltPkg-240to759kBtuh-11p5eer_SZDEER2017AnyHtl2011CZ12cDXGF | 119351 |  | 185 | 0.122 | 0 | 1030 | 0.269 | -9.47 | 185 | 0.122 | 0 | 133 | 0.133 | 0 | 148 | 37000 | 198 | 78900
NE-HVAC-airAC-SpltPkg-240to759kBtuh-11p5eer | DEER2017 | D17 v2 |  | Any | Htl | 2011 | CZ13 | cWtd | Cap-Tons | 156.6 | 45380 | None | 408 | 0.154 | -1.69 | 234 | 0.132 | 0 | 408 | 0.154 | -1.69 | 234 | 0.132 | 0 | DEER:HVAC_Split-Package_AC | Annual | 1719 | 408.4 | 0.1544 | -1.686 | 233.6 | 0.1316 | 0 | NE-HVAC-airAC-SpltPkg-240to759kBtuh-11p5eer_MZDEER2017AnyHtl2011CZ13cPVVG | 119354 | NE-HVAC-airAC-SpltPkg-240to759kBtuh-11p5eer_SZDEER2017AnyHtl2011CZ13cDXGF | 119353 |  | 243 | 0.128 | 0 | 1070 | 0.26 | -8.43 | 243 | 0.128 | 0 | 196 | 0.146 | 0 | 147 | 37000 | 195 | 78900
NE-HVAC-airAC-SpltPkg-240to759kBtuh-11p5eer | DEER2017 | D17 v2 |  | Any | Htl | 2011 | CZ14 | cWtd | Cap-Tons | 168.2 | 45380 | None | 389 | 0.153 | -1.95 | 212 | 0.127 | 0 | 389 | 0.153 | -1.95 | 212 | 0.127 | 0 | DEER:HVAC_Split-Package_AC | Annual | 1719 | 388.8 | 0.1532 | -1.946 | 211.6 | 0.1272 | 0 | NE-HVAC-airAC-SpltPkg-240to759kBtuh-11p5eer_MZDEER2017AnyHtl2011CZ14cPVVG | 119356 | NE-HVAC-airAC-SpltPkg-240to759kBtuh-11p5eer_SZDEER2017AnyHtl2011CZ14cDXGF | 119355 |  | 221 | 0.123 | 0 | 1060 | 0.274 | -9.73 | 221 | 0.123 | 0 | 174 | 0.144 | 0 | 158 | 37000 | 209 | 78900
NE-HVAC-airAC-SpltPkg-240to759kBtuh-11p5eer | DEER2017 | D17 v2 |  | Any | Htl | 2011 | CZ15 | cWtd | Cap-Tons | 200.2 | 45380 | None | 549 | 0.158 | -0.58 | 355 | 0.131 | 0 | 549 | 0.158 | -0.58 | 355 | 0.131 | 0 | DEER:HVAC_Split-Package_AC | Annual | 1719 | 548.8 | 0.1578 | -0.58 | 355 | 0.1312 | 0 | NE-HVAC-airAC-SpltPkg-240to759kBtuh-11p5eer_MZDEER2017AnyHtl2011CZ15cPVVG | 119358 | NE-HVAC-airAC-SpltPkg-240to759kBtuh-11p5eer_SZDEER2017AnyHtl2011CZ15cDXGF | 119357 |  | 366 | 0.126 | 0 | 1280 | 0.285 | -2.9 | 366 | 0.126 | 0 | 311 | 0.152 | 0 | 188 | 37000 | 249 | 78900
NE-HVAC-airAC-SpltPkg-240to759kBtuh-11p5eer | DEER2017 | D17 v2 |  | Any | Htl | 2011 | CZ16 | cWtd | Cap-Tons | 110.6 | 45380 | None | 291 | 0.118 | -0.59 | 137 | 0.0988 | 0 | 291 | 0.118 | -0.59 | 137 | 0.0988 | 0 | DEER:HVAC_Split-Package_AC | Annual | 1719 | 291.2 | 0.118 | -0.59 | 137.08 | 0.0988 | 0 | NE-HVAC-airAC-SpltPkg-240to759kBtuh-11p5eer_MZDEER2017AnyHtl2011CZ16cPVVG | 119360 | NE-HVAC-airAC-SpltPkg-240to759kBtuh-11p5eer_SZDEER2017AnyHtl2011CZ16cDXGF | 119359 |  | 149 | 0.0965 | 0 | 860 | 0.204 | -2.95 | 149 | 0.0965 | 0 | 89.4 | 0.108 | 0 | 104 | 37000 | 137 | 78900
NE-HVAC-airAC-SpltPkg-240to759kBtuh-11p5eer | DEER2017 | D17 v2 |  | Any | Htl | 2014 | CZ01 | cWtd | Cap-Tons | 79.88 | 45380 | None | 81.2 | 0.0527 | 0 | 81.2 | 0.0527 | 0 | 81.2 | 0.0527 | 0 | 81.2 | 0.0527 | 0 | DEER:HVAC_Split-Package_AC | Annual | 1719 | 81.18 | 0.05268 | 0 | 81.18 | 0.05268 | 0 | NE-HVAC-airAC-SpltPkg-240to759kBtuh-11p5eer_MZDEER2017AnyHtl2014CZ01cPVVG | 140690 | NE-HVAC-airAC-SpltPkg-240to759kBtuh-11p5eer_SZDEER2017AnyHtl2014CZ01cDXGF | 140689 |  | 98.4 | 0.0539 | 0 | 12.3 | 0.0478 | 0 | 98.4 | 0.0539 | 0 | 12.3 | 0.0478 | 0 | 73.1 | 37000 | 107 | 78900
NE-HVAC-airAC-SpltPkg-240to759kBtuh-11p5eer | DEER2017 | D17 v2 |  | Any | Htl | 2014 | CZ02 | cWtd | Cap-Tons | 125.2 | 45380 | None | 138 | 0.134 | 0 | 138 | 0.134 | 0 | 138 | 0.134 | 0 | 138 | 0.134 | 0 | DEER:HVAC_Split-Package_AC | Annual | 1719 | 138.2 | 0.1344 | 0 | 138.2 | 0.1344 | 0 | NE-HVAC-airAC-SpltPkg-240to759kBtuh-11p5eer_MZDEER2017AnyHtl2014CZ02cPVVG | 140692 | NE-HVAC-airAC-SpltPkg-240to759kBtuh-11p5eer_SZDEER2017AnyHtl2014CZ02cDXGF | 140691 |  | 148 | 0.132 | 0 | 99 | 0.144 | 0 | 148 | 0.132 | 0 | 99 | 0.144 | 0 | 117 | 37000 | 158 | 78900
NE-HVAC-airAC-SpltPkg-240to759kBtuh-11p5eer | DEER2017 | D17 v2 |  | Any | Htl | 2014 | CZ03 | cWtd | Cap-Tons | 97.12 | 45380 | None | 150 | 0.102 | 0 | 150 | 0.102 | 0 | 150 | 0.102 | 0 | 150 | 0.102 | 0 | DEER:HVAC_Split-Package_AC | Annual | 1719 | 149.74 | 0.10192 | 0 | 149.74 | 0.10192 | 0 | NE-HVAC-airAC-SpltPkg-240to759kBtuh-11p5eer_MZDEER2017AnyHtl2014CZ03cPVVG | 140694 | NE-HVAC-airAC-SpltPkg-240to759kBtuh-11p5eer_SZDEER2017AnyHtl2014CZ03cDXGF | 140693 |  | 172 | 0.0999 | 0 | 60.7 | 0.11 | 0 | 172 | 0.0999 | 0 | 60.7 | 0.11 | 0 | 90.4 | 37000 | 124 | 78900
NE-HVAC-airAC-SpltPkg-240to759kBtuh-11p5eer | DEER2017 | D17 v2 |  | Any | Htl | 2014 | CZ04 | cWtd | Cap-Tons | 121 | 45380 | None | 174 | 0.125 | 0 | 174 | 0.125 | 0 | 174 | 0.125 | 0 | 174 | 0.125 | 0 | DEER:HVAC_Split-Package_AC | Annual | 1719 | 174 | 0.1254 | 0 | 174 | 0.1254 | 0 | NE-HVAC-airAC-SpltPkg-240to759kBtuh-11p5eer_MZDEER2017AnyHtl2014CZ04cPVVG | 140696 | NE-HVAC-airAC-SpltPkg-240to759kBtuh-11p5eer_SZDEER2017AnyHtl2014CZ04cDXGF | 140695 |  | 189 | 0.123 | 0 | 114 | 0.135 | 0 | 189 | 0.123 | 0 | 114 | 0.135 | 0 | 113 | 37000 | 153 | 78900
NE-HVAC-airAC-SpltPkg-240to759kBtuh-11p5eer | DEER2017 | D17 v2 |  | Any | Htl | 2014 | CZ05 | cWtd | Cap-Tons | 92.28 | 45380 | None | 143 | 0.0772 | 0 | 143 | 0.0772 | 0 | 143 | 0.0772 | 0 | 143 | 0.0772 | 0 | DEER:HVAC_Split-Package_AC | Annual | 1719 | 142.68 | 0.0772 | 0 | 142.68 | 0.0772 | 0 | NE-HVAC-airAC-SpltPkg-240to759kBtuh-11p5eer_MZDEER2017AnyHtl2014CZ05cPVVG | 140698 | NE-HVAC-airAC-SpltPkg-240to759kBtuh-11p5eer_SZDEER2017AnyHtl2014CZ05cDXGF | 140697 |  | 163 | 0.076 | 0 | 61.4 | 0.082 | 0 | 163 | 0.076 | 0 | 61.4 | 0.082 | 0 | 85.1 | 37000 | 121 | 78900
NE-HVAC-airAC-SpltPkg-240to759kBtuh-11p5eer | DEER2017 | D17 v2 |  | Any | Htl | 2014 | CZ06 | cWtd | Cap-Tons | 120 | 45380 | None | 209 | 0.104 | 0 | 209 | 0.104 | 0 | 209 | 0.104 | 0 | 209 | 0.104 | 0 | DEER:HVAC_Split-Package_AC | Annual | 1719 | 208.8 | 0.104 | 0 | 208.8 | 0.104 | 0 | NE-HVAC-airAC-SpltPkg-240to759kBtuh-11p5eer_MZDEER2017AnyHtl2014CZ06cPVVG | 140700 | NE-HVAC-airAC-SpltPkg-240to759kBtuh-11p5eer_SZDEER2017AnyHtl2014CZ06cDXGF | 140699 |  | 232 | 0.102 | 0 | 116 | 0.112 | 0 | 232 | 0.102 | 0 | 116 | 0.112 | 0 | 111 | 37000 | 156 | 78900
NE-HVAC-airAC-SpltPkg-240to759kBtuh-11p5eer | DEER2017 | D17 v2 |  | Any | Htl | 2014 | CZ07 | cWtd | Cap-Tons | 91.28 | 45380 | None | 281 | 0.118 | 0 | 281 | 0.118 | 0 | 281 | 0.118 | 0 | 281 | 0.118 | 0 | DEER:HVAC_Split-Package_AC | Annual | 1719 | 281 | 0.1176 | 0 | 281 | 0.1176 | 0 | NE-HVAC-airAC-SpltPkg-240to759kBtuh-11p5eer_MZDEER2017AnyHtl2014CZ07cPVVG | 140702 | NE-HVAC-airAC-SpltPkg-240to759kBtuh-11p5eer_SZDEER2017AnyHtl2014CZ07cDXGF | 140701 |  | 312 | 0.116 | 0 | 157 | 0.124 | 0 | 312 | 0.116 | 0 | 157 | 0.124 | 0 | 84.6 | 37000 | 118 | 78900
NE-HVAC-airAC-SpltPkg-240to759kBtuh-11p5eer | DEER2017 | D17 v2 |  | Any | Htl | 2014 | CZ08 | cWtd | Cap-Tons | 129.6 | 45380 | None | 230 | 0.117 | 0 | 230 | 0.117 | 0 | 230 | 0.117 | 0 | 230 | 0.117 | 0 | DEER:HVAC_Split-Package_AC | Annual | 1719 | 229.6 | 0.1166 | 0 | 229.6 | 0.1166 | 0 | NE-HVAC-airAC-SpltPkg-240to759kBtuh-11p5eer_MZDEER2017AnyHtl2014CZ08cPVVG | 140704 | NE-HVAC-airAC-SpltPkg-240to759kBtuh-11p5eer_SZDEER2017AnyHtl2014CZ08cDXGF | 140703 |  | 251 | 0.114 | 0 | 144 | 0.127 | 0 | 251 | 0.114 | 0 | 144 | 0.127 | 0 | 121 | 37000 | 164 | 78900
NE-HVAC-airAC-SpltPkg-240to759kBtuh-11p5eer | DEER2017 | D17 v2 |  | Any | Htl | 2014 | CZ09 | cWtd | Cap-Tons | 152 | 45380 | None | 213 | 0.142 | 0 | 213 | 0.142 | 0 | 213 | 0.142 | 0 | 213 | 0.142 | 0 | DEER:HVAC_Split-Package_AC | Annual | 1719 | 212.6 | 0.1416 | 0 | 212.6 | 0.1416 | 0 | NE-HVAC-airAC-SpltPkg-240to759kBtuh-11p5eer_MZDEER2017AnyHtl2014CZ09cPVVG | 140706 | NE-HVAC-airAC-SpltPkg-240to759kBtuh-11p5eer_SZDEER2017AnyHtl2014CZ09cDXGF | 140705 |  | 230 | 0.139 | 0 | 143 | 0.152 | 0 | 230 | 0.139 | 0 | 143 | 0.152 | 0 | 142 | 37000 | 192 | 78900
NE-HVAC-airAC-SpltPkg-240to759kBtuh-11p5eer | DEER2017 | D17 v2 |  | Any | Htl | 2014 | CZ10 | cWtd | Cap-Tons | 150 | 45380 | None | 220 | 0.15 | 0 | 220 | 0.15 | 0 | 220 | 0.15 | 0 | 220 | 0.15 | 0 | DEER:HVAC_Split-Package_AC | Annual | 1719 | 220 | 0.1502 | 0 | 220 | 0.1502 | 0 | NE-HVAC-airAC-SpltPkg-240to759kBtuh-11p5eer_MZDEER2017AnyHtl2014CZ10cPVVG | 140708 | NE-HVAC-airAC-SpltPkg-240to759kBtuh-11p5eer_SZDEER2017AnyHtl2014CZ10cDXGF | 140707 |  | 235 | 0.147 | 0 | 160 | 0.163 | 0 | 235 | 0.147 | 0 | 160 | 0.163 | 0 | 140 | 37000 | 190 | 78900
NE-HVAC-airAC-SpltPkg-240to759kBtuh-11p5eer | DEER2017 | D17 v2 |  | Any | Htl | 2014 | CZ11 | cWtd | Cap-Tons | 148.2 | 45380 | None | 224 | 0.134 | 0 | 224 | 0.134 | 0 | 224 | 0.134 | 0 | 224 | 0.134 | 0 | DEER:HVAC_Split-Package_AC | Annual | 1719 | 223.6 | 0.1342 | 0 | 223.6 | 0.1342 | 0 | NE-HVAC-airAC-SpltPkg-240to759kBtuh-11p5eer_MZDEER2017AnyHtl2014CZ11cPVVG | 140710 | NE-HVAC-airAC-SpltPkg-240to759kBtuh-11p5eer_SZDEER2017AnyHtl2014CZ11cDXGF | 140709 |  | 234 | 0.132 | 0 | 182 | 0.143 | 0 | 234 | 0.132 | 0 | 182 | 0.143 | 0 | 138 | 37000 | 189 | 78900
NE-HVAC-airAC-SpltPkg-240to759kBtuh-11p5eer | DEER2017 | D17 v2 |  | Any | Htl | 2014 | CZ12 | cWtd | Cap-Tons | 152 | 45380 | None | 173 | 0.124 | 0 | 173 | 0.124 | 0 | 173 | 0.124 | 0 | 173 | 0.124 | 0 | DEER:HVAC_Split-Package_AC | Annual | 1719 | 173.2 | 0.124 | 0 | 173.2 | 0.124 | 0 | NE-HVAC-airAC-SpltPkg-240to759kBtuh-11p5eer_MZDEER2017AnyHtl2014CZ12cPVVG | 140712 | NE-HVAC-airAC-SpltPkg-240to759kBtuh-11p5eer_SZDEER2017AnyHtl2014CZ12cDXGF | 140711 |  | 184 | 0.122 | 0 | 130 | 0.132 | 0 | 184 | 0.122 | 0 | 130 | 0.132 | 0 | 142 | 37000 | 192 | 78900
NE-HVAC-airAC-SpltPkg-240to759kBtuh-11p5eer | DEER2017 | D17 v2 |  | Any | Htl | 2014 | CZ13 | cWtd | Cap-Tons | 150.6 | 45380 | None | 234 | 0.132 | 0 | 234 | 0.132 | 0 | 234 | 0.132 | 0 | 234 | 0.132 | 0 | DEER:HVAC_Split-Package_AC | Annual | 1719 | 233.6 | 0.1324 | 0 | 233.6 | 0.1324 | 0 | NE-HVAC-airAC-SpltPkg-240to759kBtuh-11p5eer_MZDEER2017AnyHtl2014CZ13cPVVG | 140714 | NE-HVAC-airAC-SpltPkg-240to759kBtuh-11p5eer_SZDEER2017AnyHtl2014CZ13cDXGF | 140713 |  | 243 | 0.129 | 0 | 196 | 0.146 | 0 | 243 | 0.129 | 0 | 196 | 0.146 | 0 | 141 | 37000 | 189 | 78900
NE-HVAC-airAC-SpltPkg-240to759kBtuh-11p5eer | DEER2017 | D17 v2 |  | Any | Htl | 2014 | CZ14 | cWtd | Cap-Tons | 162.2 | 45380 | None | 211 | 0.127 | 0 | 211 | 0.127 | 0 | 211 | 0.127 | 0 | 211 | 0.127 | 0 | DEER:HVAC_Split-Package_AC | Annual | 1719 | 210.6 | 0.1272 | 0 | 210.6 | 0.1272 | 0 | NE-HVAC-airAC-SpltPkg-240to759kBtuh-11p5eer_MZDEER2017AnyHtl2014CZ14cPVVG | 140716 | NE-HVAC-airAC-SpltPkg-240to759kBtuh-11p5eer_SZDEER2017AnyHtl2014CZ14cDXGF | 140715 |  | 220 | 0.123 | 0 | 173 | 0.144 | 0 | 220 | 0.123 | 0 | 173 | 0.144 | 0 | 152 | 37000 | 203 | 78900
NE-HVAC-airAC-SpltPkg-240to759kBtuh-11p5eer | DEER2017 | D17 v2 |  | Any | Htl | 2014 | CZ15 | cWtd | Cap-Tons | 193.2 | 45380 | None | 356 | 0.131 | 0 | 356 | 0.131 | 0 | 356 | 0.131 | 0 | 356 | 0.131 | 0 | DEER:HVAC_Split-Package_AC | Annual | 1719 | 355.8 | 0.1312 | 0 | 355.8 | 0.1312 | 0 | NE-HVAC-airAC-SpltPkg-240to759kBtuh-11p5eer_MZDEER2017AnyHtl2014CZ15cPVVG | 140718 | NE-HVAC-airAC-SpltPkg-240to759kBtuh-11p5eer_SZDEER2017AnyHtl2014CZ15cDXGF | 140717 |  | 367 | 0.126 | 0 | 311 | 0.152 | 0 | 367 | 0.126 | 0 | 311 | 0.152 | 0 | 181 | 37000 | 242 | 78900
NE-HVAC-airAC-SpltPkg-240to759kBtuh-11p5eer | DEER2017 | D17 v2 |  | Any | Htl | 2014 | CZ16 | cWtd | Cap-Tons | 103.12 | 45380 | None | 135 | 0.0989 | 0 | 135 | 0.0989 | 0 | 135 | 0.0989 | 0 | 135 | 0.0989 | 0 | DEER:HVAC_Split-Package_AC | Annual | 1719 | 134.82 | 0.09892 | 0 | 134.82 | 0.09892 | 0 | NE-HVAC-airAC-SpltPkg-240to759kBtuh-11p5eer_MZDEER2017AnyHtl2014CZ16cPVVG | 140720 | NE-HVAC-airAC-SpltPkg-240to759kBtuh-11p5eer_SZDEER2017AnyHtl2014CZ16cDXGF | 140719 |  | 147 | 0.0969 | 0 | 86.1 | 0.107 | 0 | 147 | 0.0969 | 0 | 86.1 | 0.107 | 0 | 96.4 | 37000 | 130 | 78900
NE-HVAC-airAC-SpltPkg-240to759kBtuh-11p5eer | DEER2017 | D17 v2 |  | Any | Htl | New | CZ01 | cWtd | Cap-Tons | 79.88 | 45380 | None | 81.2 | 0.0527 | 0 | 81.2 | 0.0527 | 0 | 81.2 | 0.0527 | 0 | 81.2 | 0.0527 | 0 | DEER:HVAC_Split-Package_AC | Annual | 1719 | 81.18 | 0.05268 | 0 | 81.18 | 0.05268 | 0 | NE-HVAC-airAC-SpltPkg-240to759kBtuh-11p5eer_MZDEER2017AnyHtlNewCZ01cPVVG | 165290 | NE-HVAC-airAC-SpltPkg-240to759kBtuh-11p5eer_SZDEER2017AnyHtlNewCZ01cDXGF | 165289 |  | 98.4 | 0.0539 | 0 | 12.3 | 0.0478 | 0 | 98.4 | 0.0539 | 0 | 12.3 | 0.0478 | 0 | 73.1 | 37000 | 107 | 78900
NE-HVAC-airAC-SpltPkg-240to759kBtuh-11p5eer | DEER2017 | D17 v2 |  | Any | Htl | New | CZ02 | cWtd | Cap-Tons | 125.2 | 45380 | None | 138 | 0.134 | 0 | 138 | 0.134 | 0 | 138 | 0.134 | 0 | 138 | 0.134 | 0 | DEER:HVAC_Split-Package_AC | Annual | 1719 | 138.2 | 0.1344 | 0 | 138.2 | 0.1344 | 0 | NE-HVAC-airAC-SpltPkg-240to759kBtuh-11p5eer_MZDEER2017AnyHtlNewCZ02cPVVG | 165292 | NE-HVAC-airAC-SpltPkg-240to759kBtuh-11p5eer_SZDEER2017AnyHtlNewCZ02cDXGF | 165291 |  | 148 | 0.132 | 0 | 99 | 0.144 | 0 | 148 | 0.132 | 0 | 99 | 0.144 | 0 | 117 | 37000 | 158 | 78900
NE-HVAC-airAC-SpltPkg-240to759kBtuh-11p5eer | DEER2017 | D17 v2 |  | Any | Htl | New | CZ03 | cWtd | Cap-Tons | 97.12 | 45380 | None | 150 | 0.102 | 0 | 150 | 0.102 | 0 | 150 | 0.102 | 0 | 150 | 0.102 | 0 | DEER:HVAC_Split-Package_AC | Annual | 1719 | 149.74 | 0.10192 | 0 | 149.74 | 0.10192 | 0 | NE-HVAC-airAC-SpltPkg-240to759kBtuh-11p5eer_MZDEER2017AnyHtlNewCZ03cPVVG | 165294 | NE-HVAC-airAC-SpltPkg-240to759kBtuh-11p5eer_SZDEER2017AnyHtlNewCZ03cDXGF | 165293 |  | 172 | 0.0999 | 0 | 60.7 | 0.11 | 0 | 172 | 0.0999 | 0 | 60.7 | 0.11 | 0 | 90.4 | 37000 | 124 | 78900
NE-HVAC-airAC-SpltPkg-240to759kBtuh-11p5eer | DEER2017 | D17 v2 |  | Any | Htl | New | CZ04 | cWtd | Cap-Tons | 121 | 45380 | None | 174 | 0.125 | 0 | 174 | 0.125 | 0 | 174 | 0.125 | 0 | 174 | 0.125 | 0 | DEER:HVAC_Split-Package_AC | Annual | 1719 | 174 | 0.1254 | 0 | 174 | 0.1254 | 0 | NE-HVAC-airAC-SpltPkg-240to759kBtuh-11p5eer_MZDEER2017AnyHtlNewCZ04cPVVG | 165296 | NE-HVAC-airAC-SpltPkg-240to759kBtuh-11p5eer_SZDEER2017AnyHtlNewCZ04cDXGF | 165295 |  | 189 | 0.123 | 0 | 114 | 0.135 | 0 | 189 | 0.123 | 0 | 114 | 0.135 | 0 | 113 | 37000 | 153 | 78900
NE-HVAC-airAC-SpltPkg-240to759kBtuh-11p5eer | DEER2017 | D17 v2 |  | Any | Htl | New | CZ05 | cWtd | Cap-Tons | 92.28 | 45380 | None | 143 | 0.0772 | 0 | 143 | 0.0772 | 0 | 143 | 0.0772 | 0 | 143 | 0.0772 | 0 | DEER:HVAC_Split-Package_AC | Annual | 1719 | 142.68 | 0.0772 | 0 | 142.68 | 0.0772 | 0 | NE-HVAC-airAC-SpltPkg-240to759kBtuh-11p5eer_MZDEER2017AnyHtlNewCZ05cPVVG | 165298 | NE-HVAC-airAC-SpltPkg-240to759kBtuh-11p5eer_SZDEER2017AnyHtlNewCZ05cDXGF | 165297 |  | 163 | 0.076 | 0 | 61.4 | 0.082 | 0 | 163 | 0.076 | 0 | 61.4 | 0.082 | 0 | 85.1 | 37000 | 121 | 78900
NE-HVAC-airAC-SpltPkg-240to759kBtuh-11p5eer | DEER2017 | D17 v2 |  | Any | Htl | New | CZ06 | cWtd | Cap-Tons | 120 | 45380 | None | 209 | 0.104 | 0 | 209 | 0.104 | 0 | 209 | 0.104 | 0 | 209 | 0.104 | 0 | DEER:HVAC_Split-Package_AC | Annual | 1719 | 208.8 | 0.104 | 0 | 208.8 | 0.104 | 0 | NE-HVAC-airAC-SpltPkg-240to759kBtuh-11p5eer_MZDEER2017AnyHtlNewCZ06cPVVG | 165300 | NE-HVAC-airAC-SpltPkg-240to759kBtuh-11p5eer_SZDEER2017AnyHtlNewCZ06cDXGF | 165299 |  | 232 | 0.102 | 0 | 116 | 0.112 | 0 | 232 | 0.102 | 0 | 116 | 0.112 | 0 | 111 | 37000 | 156 | 78900
NE-HVAC-airAC-SpltPkg-240to759kBtuh-11p5eer | DEER2017 | D17 v2 |  | Any | Htl | New | CZ07 | cWtd | Cap-Tons | 91.28 | 45380 | None | 281 | 0.118 | 0 | 281 | 0.118 | 0 | 281 | 0.118 | 0 | 281 | 0.118 | 0 | DEER:HVAC_Split-Package_AC | Annual | 1719 | 281 | 0.1176 | 0 | 281 | 0.1176 | 0 | NE-HVAC-airAC-SpltPkg-240to759kBtuh-11p5eer_MZDEER2017AnyHtlNewCZ07cPVVG | 165302 | NE-HVAC-airAC-SpltPkg-240to759kBtuh-11p5eer_SZDEER2017AnyHtlNewCZ07cDXGF | 165301 |  | 312 | 0.116 | 0 | 157 | 0.124 | 0 | 312 | 0.116 | 0 | 157 | 0.124 | 0 | 84.6 | 37000 | 118 | 78900
NE-HVAC-airAC-SpltPkg-240to759kBtuh-11p5eer | DEER2017 | D17 v2 |  | Any | Htl | New | CZ08 | cWtd | Cap-Tons | 129.6 | 45380 | None | 230 | 0.117 | 0 | 230 | 0.117 | 0 | 230 | 0.117 | 0 | 230 | 0.117 | 0 | DEER:HVAC_Split-Package_AC | Annual | 1719 | 229.6 | 0.1166 | 0 | 229.6 | 0.1166 | 0 | NE-HVAC-airAC-SpltPkg-240to759kBtuh-11p5eer_MZDEER2017AnyHtlNewCZ08cPVVG | 165304 | NE-HVAC-airAC-SpltPkg-240to759kBtuh-11p5eer_SZDEER2017AnyHtlNewCZ08cDXGF | 165303 |  | 251 | 0.114 | 0 | 144 | 0.127 | 0 | 251 | 0.114 | 0 | 144 | 0.127 | 0 | 121 | 37000 | 164 | 78900
NE-HVAC-airAC-SpltPkg-240to759kBtuh-11p5eer | DEER2017 | D17 v2 |  | Any | Htl | New | CZ09 | cWtd | Cap-Tons | 152 | 45380 | None | 213 | 0.142 | 0 | 213 | 0.142 | 0 | 213 | 0.142 | 0 | 213 | 0.142 | 0 | DEER:HVAC_Split-Package_AC | Annual | 1719 | 212.6 | 0.1416 | 0 | 212.6 | 0.1416 | 0 | NE-HVAC-airAC-SpltPkg-240to759kBtuh-11p5eer_MZDEER2017AnyHtlNewCZ09cPVVG | 165306 | NE-HVAC-airAC-SpltPkg-240to759kBtuh-11p5eer_SZDEER2017AnyHtlNewCZ09cDXGF | 165305 |  | 230 | 0.139 | 0 | 143 | 0.152 | 0 | 230 | 0.139 | 0 | 143 | 0.152 | 0 | 142 | 37000 | 192 | 78900
NE-HVAC-airAC-SpltPkg-240to759kBtuh-11p5eer | DEER2017 | D17 v2 |  | Any | Htl | New | CZ10 | cWtd | Cap-Tons | 150 | 45380 | None | 220 | 0.15 | 0 | 220 | 0.15 | 0 | 220 | 0.15 | 0 | 220 | 0.15 | 0 | DEER:HVAC_Split-Package_AC | Annual | 1719 | 220 | 0.1502 | 0 | 220 | 0.1502 | 0 | NE-HVAC-airAC-SpltPkg-240to759kBtuh-11p5eer_MZDEER2017AnyHtlNewCZ10cPVVG | 165308 | NE-HVAC-airAC-SpltPkg-240to759kBtuh-11p5eer_SZDEER2017AnyHtlNewCZ10cDXGF | 165307 |  | 235 | 0.147 | 0 | 160 | 0.163 | 0 | 235 | 0.147 | 0 | 160 | 0.163 | 0 | 140 | 37000 | 190 | 78900
NE-HVAC-airAC-SpltPkg-240to759kBtuh-11p5eer | DEER2017 | D17 v2 |  | Any | Htl | New | CZ11 | cWtd | Cap-Tons | 148.2 | 45380 | None | 224 | 0.134 | 0 | 224 | 0.134 | 0 | 224 | 0.134 | 0 | 224 | 0.134 | 0 | DEER:HVAC_Split-Package_AC | Annual | 1719 | 223.6 | 0.1342 | 0 | 223.6 | 0.1342 | 0 | NE-HVAC-airAC-SpltPkg-240to759kBtuh-11p5eer_MZDEER2017AnyHtlNewCZ11cPVVG | 165310 | NE-HVAC-airAC-SpltPkg-240to759kBtuh-11p5eer_SZDEER2017AnyHtlNewCZ11cDXGF | 165309 |  | 234 | 0.132 | 0 | 182 | 0.143 | 0 | 234 | 0.132 | 0 | 182 | 0.143 | 0 | 138 | 37000 | 189 | 78900
NE-HVAC-airAC-SpltPkg-240to759kBtuh-11p5eer | DEER2017 | D17 v2 |  | Any | Htl | New | CZ12 | cWtd | Cap-Tons | 152 | 45380 | None | 173 | 0.124 | 0 | 173 | 0.124 | 0 | 173 | 0.124 | 0 | 173 | 0.124 | 0 | DEER:HVAC_Split-Package_AC | Annual | 1719 | 173.2 | 0.124 | 0 | 173.2 | 0.124 | 0 | NE-HVAC-airAC-SpltPkg-240to759kBtuh-11p5eer_MZDEER2017AnyHtlNewCZ12cPVVG | 165312 | NE-HVAC-airAC-SpltPkg-240to759kBtuh-11p5eer_SZDEER2017AnyHtlNewCZ12cDXGF | 165311 |  | 184 | 0.122 | 0 | 130 | 0.132 | 0 | 184 | 0.122 | 0 | 130 | 0.132 | 0 | 142 | 37000 | 192 | 78900
NE-HVAC-airAC-SpltPkg-240to759kBtuh-11p5eer | DEER2017 | D17 v2 |  | Any | Htl | New | CZ13 | cWtd | Cap-Tons | 150.6 | 45380 | None | 234 | 0.132 | 0 | 234 | 0.132 | 0 | 234 | 0.132 | 0 | 234 | 0.132 | 0 | DEER:HVAC_Split-Package_AC | Annual | 1719 | 233.6 | 0.1324 | 0 | 233.6 | 0.1324 | 0 | NE-HVAC-airAC-SpltPkg-240to759kBtuh-11p5eer_MZDEER2017AnyHtlNewCZ13cPVVG | 165314 | NE-HVAC-airAC-SpltPkg-240to759kBtuh-11p5eer_SZDEER2017AnyHtlNewCZ13cDXGF | 165313 |  | 243 | 0.129 | 0 | 196 | 0.146 | 0 | 243 | 0.129 | 0 | 196 | 0.146 | 0 | 141 | 37000 | 189 | 78900
NE-HVAC-airAC-SpltPkg-240to759kBtuh-11p5eer | DEER2017 | D17 v2 |  | Any | Htl | New | CZ14 | cWtd | Cap-Tons | 162.2 | 45380 | None | 211 | 0.127 | 0 | 211 | 0.127 | 0 | 211 | 0.127 | 0 | 211 | 0.127 | 0 | DEER:HVAC_Split-Package_AC | Annual | 1719 | 210.6 | 0.1272 | 0 | 210.6 | 0.1272 | 0 | NE-HVAC-airAC-SpltPkg-240to759kBtuh-11p5eer_MZDEER2017AnyHtlNewCZ14cPVVG | 165316 | NE-HVAC-airAC-SpltPkg-240to759kBtuh-11p5eer_SZDEER2017AnyHtlNewCZ14cDXGF | 165315 |  | 220 | 0.123 | 0 | 173 | 0.144 | 0 | 220 | 0.123 | 0 | 173 | 0.144 | 0 | 152 | 37000 | 203 | 78900
NE-HVAC-airAC-SpltPkg-240to759kBtuh-11p5eer | DEER2017 | D17 v2 |  | Any | Htl | New | CZ15 | cWtd | Cap-Tons | 193.2 | 45380 | None | 356 | 0.131 | 0 | 356 | 0.131 | 0 | 356 | 0.131 | 0 | 356 | 0.131 | 0 | DEER:HVAC_Split-Package_AC | Annual | 1719 | 355.8 | 0.1312 | 0 | 355.8 | 0.1312 | 0 | NE-HVAC-airAC-SpltPkg-240to759kBtuh-11p5eer_MZDEER2017AnyHtlNewCZ15cPVVG | 165318 | NE-HVAC-airAC-SpltPkg-240to759kBtuh-11p5eer_SZDEER2017AnyHtlNewCZ15cDXGF | 165317 |  | 367 | 0.126 | 0 | 311 | 0.152 | 0 | 367 | 0.126 | 0 | 311 | 0.152 | 0 | 181 | 37000 | 242 | 78900
NE-HVAC-airAC-SpltPkg-240to759kBtuh-11p5eer | DEER2017 | D17 v2 |  | Any | Htl | New | CZ16 | cWtd | Cap-Tons | 103.12 | 45380 | None | 135 | 0.0989 | 0 | 135 | 0.0989 | 0 | 135 | 0.0989 | 0 | 135 | 0.0989 | 0 | DEER:HVAC_Split-Package_AC | Annual | 1719 | 134.82 | 0.09892 | 0 | 134.82 | 0.09892 | 0 | NE-HVAC-airAC-SpltPkg-240to759kBtuh-11p5eer_MZDEER2017AnyHtlNewCZ16cPVVG | 165320 | NE-HVAC-airAC-SpltPkg-240to759kBtuh-11p5eer_SZDEER2017AnyHtlNewCZ16cDXGF | 165319 |  | 147 | 0.0969 | 0 | 86.1 | 0.107 | 0 | 147 | 0.0969 | 0 | 86.1 | 0.107 | 0 | 96.4 | 37000 | 130 | 78900
NE-HVAC-airAC-SpltPkg-240to759kBtuh-11p5eer | DEER2017 | D17 v2 |  | Any | MBT | 1975 | CZ01 | cWtd | Cap-Tons | 536.6 | 200000 | None | 34.5 | 0.0528 | 0 | 34.5 | 0.0528 | 0 | 34.5 | 0.0528 | 0 | 34.5 | 0.0528 | 0 | DEER:HVAC_Split-Package_AC | Annual | 1719 | 34.5 | 0.05276 | 0 | 34.5 | 0.05276 | 0 | NE-HVAC-airAC-SpltPkg-240to759kBtuh-11p5eer_MZDEER2017AnyMBT1975CZ01cPVVG | 12562 | NE-HVAC-airAC-SpltPkg-240to759kBtuh-11p5eer_SZDEER2017AnyMBT1975CZ01cDXGF | 12561 |  | 36.2 | 0.048 | 0 | 27.7 | 0.0718 | 0 | 36.2 | 0.048 | 0 | 27.7 | 0.0718 | 0 | 571 | 200000 | 399 | 200000
NE-HVAC-airAC-SpltPkg-240to759kBtuh-11p5eer | DEER2017 | D17 v2 |  | Any | MBT | 1975 | CZ02 | cWtd | Cap-Tons | 624 | 200000 | None | 105 | 0.132 | 0 | 105 | 0.132 | 0 | 105 | 0.132 | 0 | 105 | 0.132 | 0 | DEER:HVAC_Split-Package_AC | Annual | 1719 | 105.2 | 0.1324 | 0 | 105.2 | 0.1324 | 0 | NE-HVAC-airAC-SpltPkg-240to759kBtuh-11p5eer_MZDEER2017AnyMBT1975CZ02cPVVG | 12564 | NE-HVAC-airAC-SpltPkg-240to759kBtuh-11p5eer_SZDEER2017AnyMBT1975CZ02cDXGF | 12563 |  | 103 | 0.123 | 0 | 114 | 0.17 | 0 | 103 | 0.123 | 0 | 114 | 0.17 | 0 | 662 | 200000 | 472 | 200000
NE-HVAC-airAC-SpltPkg-240to759kBtuh-11p5eer | DEER2017 | D17 v2 |  | Any | MBT | 1975 | CZ03 | cWtd | Cap-Tons | 576.2 | 200000 | None | 85.8 | 0.0937 | 0 | 85.8 | 0.0937 | 0 | 85.8 | 0.0937 | 0 | 85.8 | 0.0937 | 0 | DEER:HVAC_Split-Package_AC | Annual | 1719 | 85.82 | 0.09368 | 0 | 85.82 | 0.09368 | 0 | NE-HVAC-airAC-SpltPkg-240to759kBtuh-11p5eer_MZDEER2017AnyMBT1975CZ03cPVVG | 12566 | NE-HVAC-airAC-SpltPkg-240to759kBtuh-11p5eer_SZDEER2017AnyMBT1975CZ03cDXGF | 12565 |  | 84.7 | 0.0856 | 0 | 90.3 | 0.126 | 0 | 84.7 | 0.0856 | 0 | 90.3 | 0.126 | 0 | 613 | 200000 | 429 | 200000
NE-HVAC-airAC-SpltPkg-240to759kBtuh-11p5eer | DEER2017 | D17 v2 |  | Any | MBT | 1975 | CZ04 | cWtd | Cap-Tons | 658.2 | 200000 | None | 119 | 0.115 | 0 | 119 | 0.115 | 0 | 119 | 0.115 | 0 | 119 | 0.115 | 0 | DEER:HVAC_Split-Package_AC | Annual | 1719 | 118.6 | 0.1148 | 0 | 118.6 | 0.1148 | 0 | NE-HVAC-airAC-SpltPkg-240to759kBtuh-11p5eer_MZDEER2017AnyMBT1975CZ04cPVVG | 12568 | NE-HVAC-airAC-SpltPkg-240to759kBtuh-11p5eer_SZDEER2017AnyMBT1975CZ04cDXGF | 12567 |  | 117 | 0.105 | 0 | 125 | 0.154 | 0 | 117 | 0.105 | 0 | 125 | 0.154 | 0 | 699 | 200000 | 495 | 200000
NE-HVAC-airAC-SpltPkg-240to759kBtuh-11p5eer | DEER2017 | D17 v2 |  | Any | MBT | 1975 | CZ05 | cWtd | Cap-Tons | 532.6 | 200000 | None | 92.4 | 0.0848 | 0 | 92.4 | 0.0848 | 0 | 92.4 | 0.0848 | 0 | 92.4 | 0.0848 | 0 | DEER:HVAC_Split-Package_AC | Annual | 1719 | 92.4 | 0.0848 | 0 | 92.4 | 0.0848 | 0 | NE-HVAC-airAC-SpltPkg-240to759kBtuh-11p5eer_MZDEER2017AnyMBT1975CZ05cPVVG | 12570 | NE-HVAC-airAC-SpltPkg-240to759kBtuh-11p5eer_SZDEER2017AnyMBT1975CZ05cDXGF | 12569 |  | 89 | 0.076 | 0 | 106 | 0.12 | 0 | 89 | 0.076 | 0 | 106 | 0.12 | 0 | 568 | 200000 | 391 | 200000
NE-HVAC-airAC-SpltPkg-240to759kBtuh-11p5eer | DEER2017 | D17 v2 |  | Any | MBT | 1975 | CZ06 | cWtd | Cap-Tons | 577.8 | 200000 | None | 157 | 0.107 | 0 | 157 | 0.107 | 0 | 157 | 0.107 | 0 | 157 | 0.107 | 0 | DEER:HVAC_Split-Package_AC | Annual | 1719 | 157.2 | 0.1074 | 0 | 157.2 | 0.1074 | 0 | NE-HVAC-airAC-SpltPkg-240to759kBtuh-11p5eer_MZDEER2017AnyMBT1975CZ06cPVVG | 12572 | NE-HVAC-airAC-SpltPkg-240to759kBtuh-11p5eer_SZDEER2017AnyMBT1975CZ06cDXGF | 12571 |  | 148 | 0.0975 | 0 | 194 | 0.147 | 0 | 148 | 0.0975 | 0 | 194 | 0.147 | 0 | 614 | 200000 | 433 | 200000
NE-HVAC-airAC-SpltPkg-240to759kBtuh-11p5eer | DEER2017 | D17 v2 |  | Any | MBT | 1975 | CZ07 | cWtd | Cap-Tons | 548.6 | 200000 | None | 153 | 0.101 | 0 | 153 | 0.101 | 0 | 153 | 0.101 | 0 | 153 | 0.101 | 0 | DEER:HVAC_Split-Package_AC | Annual | 1719 | 152.6 | 0.10056 | 0 | 152.6 | 0.10056 | 0 | NE-HVAC-airAC-SpltPkg-240to759kBtuh-11p5eer_MZDEER2017AnyMBT1975CZ07cPVVG | 12574 | NE-HVAC-airAC-SpltPkg-240to759kBtuh-11p5eer_SZDEER2017AnyMBT1975CZ07cDXGF | 12573 |  | 143 | 0.0912 | 0 | 191 | 0.138 | 0 | 143 | 0.0912 | 0 | 191 | 0.138 | 0 | 582 | 200000 | 415 | 200000
NE-HVAC-airAC-SpltPkg-240to759kBtuh-11p5eer | DEER2017 | D17 v2 |  | Any | MBT | 1975 | CZ08 | cWtd | Cap-Tons | 684.6 | 200000 | None | 153 | 0.111 | 0 | 153 | 0.111 | 0 | 153 | 0.111 | 0 | 153 | 0.111 | 0 | DEER:HVAC_Split-Package_AC | Annual | 1719 | 152.8 | 0.1106 | 0 | 152.8 | 0.1106 | 0 | NE-HVAC-airAC-SpltPkg-240to759kBtuh-11p5eer_MZDEER2017AnyMBT1975CZ08cPVVG | 12576 | NE-HVAC-airAC-SpltPkg-240to759kBtuh-11p5eer_SZDEER2017AnyMBT1975CZ08cDXGF | 12575 |  | 149 | 0.102 | 0 | 168 | 0.145 | 0 | 149 | 0.102 | 0 | 168 | 0.145 | 0 | 725 | 200000 | 523 | 200000
NE-HVAC-airAC-SpltPkg-240to759kBtuh-11p5eer | DEER2017 | D17 v2 |  | Any | MBT | 1975 | CZ09 | cWtd | Cap-Tons | 750.8 | 200000 | None | 144 | 0.133 | 0 | 144 | 0.133 | 0 | 144 | 0.133 | 0 | 144 | 0.133 | 0 | DEER:HVAC_Split-Package_AC | Annual | 1719 | 144 | 0.1328 | 0 | 144 | 0.1328 | 0 | NE-HVAC-airAC-SpltPkg-240to759kBtuh-11p5eer_MZDEER2017AnyMBT1975CZ09cPVVG | 12578 | NE-HVAC-airAC-SpltPkg-240to759kBtuh-11p5eer_SZDEER2017AnyMBT1975CZ09cDXGF | 12577 |  | 143 | 0.123 | 0 | 148 | 0.172 | 0 | 143 | 0.123 | 0 | 148 | 0.172 | 0 | 793 | 200000 | 582 | 200000
NE-HVAC-airAC-SpltPkg-240to759kBtuh-11p5eer | DEER2017 | D17 v2 |  | Any | MBT | 1975 | CZ10 | cWtd | Cap-Tons | 723.8 | 200000 | None | 156 | 0.144 | 0 | 156 | 0.144 | 0 | 156 | 0.144 | 0 | 156 | 0.144 | 0 | DEER:HVAC_Split-Package_AC | Annual | 1719 | 156.2 | 0.144 | 0 | 156.2 | 0.144 | 0 | NE-HVAC-airAC-SpltPkg-240to759kBtuh-11p5eer_MZDEER2017AnyMBT1975CZ10cPVVG | 12580 | NE-HVAC-airAC-SpltPkg-240to759kBtuh-11p5eer_SZDEER2017AnyMBT1975CZ10cDXGF | 12579 |  | 153 | 0.133 | 0 | 169 | 0.188 | 0 | 153 | 0.133 | 0 | 169 | 0.188 | 0 | 766 | 200000 | 555 | 200000
NE-HVAC-airAC-SpltPkg-240to759kBtuh-11p5eer | DEER2017 | D17 v2 |  | Any | MBT | 1975 | CZ11 | cWtd | Cap-Tons | 708.6 | 200000 | None | 147 | 0.136 | 0 | 147 | 0.136 | 0 | 147 | 0.136 | 0 | 147 | 0.136 | 0 | DEER:HVAC_Split-Package_AC | Annual | 1719 | 147.2 | 0.136 | 0 | 147.2 | 0.136 | 0 | NE-HVAC-airAC-SpltPkg-240to759kBtuh-11p5eer_MZDEER2017AnyMBT1975CZ11cPVVG | 12582 | NE-HVAC-airAC-SpltPkg-240to759kBtuh-11p5eer_SZDEER2017AnyMBT1975CZ11cDXGF | 12581 |  | 143 | 0.126 | 0 | 164 | 0.176 | 0 | 143 | 0.126 | 0 | 164 | 0.176 | 0 | 751 | 200000 | 539 | 200000
NE-HVAC-airAC-SpltPkg-240to759kBtuh-11p5eer | DEER2017 | D17 v2 |  | Any | MBT | 1975 | CZ12 | cWtd | Cap-Tons | 658.4 | 200000 | None | 131 | 0.134 | 0 | 131 | 0.134 | 0 | 131 | 0.134 | 0 | 131 | 0.134 | 0 | DEER:HVAC_Split-Package_AC | Annual | 1719 | 131.4 | 0.134 | 0 | 131.4 | 0.134 | 0 | NE-HVAC-airAC-SpltPkg-240to759kBtuh-11p5eer_MZDEER2017AnyMBT1975CZ12cPVVG | 12584 | NE-HVAC-airAC-SpltPkg-240to759kBtuh-11p5eer_SZDEER2017AnyMBT1975CZ12cDXGF | 12583 |  | 126 | 0.124 | 0 | 153 | 0.174 | 0 | 126 | 0.124 | 0 | 153 | 0.174 | 0 | 701 | 200000 | 488 | 200000
NE-HVAC-airAC-SpltPkg-240to759kBtuh-11p5eer | DEER2017 | D17 v2 |  | Any | MBT | 1975 | CZ13 | cWtd | Cap-Tons | 698.8 | 200000 | None | 155 | 0.133 | 0 | 155 | 0.133 | 0 | 155 | 0.133 | 0 | 155 | 0.133 | 0 | DEER:HVAC_Split-Package_AC | Annual | 1719 | 155.2 | 0.1332 | 0 | 155.2 | 0.1332 | 0 | NE-HVAC-airAC-SpltPkg-240to759kBtuh-11p5eer_MZDEER2017AnyMBT1975CZ13cPVVG | 12586 | NE-HVAC-airAC-SpltPkg-240to759kBtuh-11p5eer_SZDEER2017AnyMBT1975CZ13cDXGF | 12585 |  | 148 | 0.123 | 0 | 184 | 0.174 | 0 | 148 | 0.123 | 0 | 184 | 0.174 | 0 | 742 | 200000 | 526 | 200000
NE-HVAC-airAC-SpltPkg-240to759kBtuh-11p5eer | DEER2017 | D17 v2 |  | Any | MBT | 1975 | CZ14 | cWtd | Cap-Tons | 703.2 | 200000 | None | 155 | 0.137 | 0 | 155 | 0.137 | 0 | 155 | 0.137 | 0 | 155 | 0.137 | 0 | DEER:HVAC_Split-Package_AC | Annual | 1719 | 155 | 0.1368 | 0 | 155 | 0.1368 | 0 | NE-HVAC-airAC-SpltPkg-240to759kBtuh-11p5eer_MZDEER2017AnyMBT1975CZ14cPVVG | 12588 | NE-HVAC-airAC-SpltPkg-240to759kBtuh-11p5eer_SZDEER2017AnyMBT1975CZ14cDXGF | 12587 |  | 151 | 0.126 | 0 | 171 | 0.18 | 0 | 151 | 0.126 | 0 | 171 | 0.18 | 0 | 745 | 200000 | 536 | 200000
NE-HVAC-airAC-SpltPkg-240to759kBtuh-11p5eer | DEER2017 | D17 v2 |  | Any | MBT | 1975 | CZ15 | cWtd | Cap-Tons | 788.6 | 200000 | None | 245 | 0.147 | 0 | 245 | 0.147 | 0 | 245 | 0.147 | 0 | 245 | 0.147 | 0 | DEER:HVAC_Split-Package_AC | Annual | 1719 | 244.8 | 0.1472 | 0 | 244.8 | 0.1472 | 0 | NE-HVAC-airAC-SpltPkg-240to759kBtuh-11p5eer_MZDEER2017AnyMBT1975CZ15cPVVG | 12590 | NE-HVAC-airAC-SpltPkg-240to759kBtuh-11p5eer_SZDEER2017AnyMBT1975CZ15cDXGF | 12589 |  | 235 | 0.135 | 0 | 284 | 0.196 | 0 | 235 | 0.135 | 0 | 284 | 0.196 | 0 | 834 | 200000 | 607 | 200000
NE-HVAC-airAC-SpltPkg-240to759kBtuh-11p5eer | DEER2017 | D17 v2 |  | Any | MBT | 1975 | CZ16 | cWtd | Cap-Tons | 535.8 | 200000 | None | 81 | 0.102 | 0 | 81 | 0.102 | 0 | 81 | 0.102 | 0 | 81 | 0.102 | 0 | DEER:HVAC_Split-Package_AC | Annual | 1719 | 81.02 | 0.10204 | 0 | 81.02 | 0.10204 | 0 | NE-HVAC-airAC-SpltPkg-240to759kBtuh-11p5eer_MZDEER2017AnyMBT1975CZ16cPVVG | 12592 | NE-HVAC-airAC-SpltPkg-240to759kBtuh-11p5eer_SZDEER2017AnyMBT1975CZ16cDXGF | 12591 |  | 76.7 | 0.0923 | 0 | 98.3 | 0.141 | 0 | 76.7 | 0.0923 | 0 | 98.3 | 0.141 | 0 | 572 | 200000 | 391 | 200000
NE-HVAC-airAC-SpltPkg-240to759kBtuh-11p5eer | DEER2017 | D17 v2 |  | Any | MBT | 1985 | CZ01 | cWtd | Cap-Tons | 469 | 200000 | None | 23.5 | 0.0583 | 0 | 23.5 | 0.0583 | 0 | 23.5 | 0.0583 | 0 | 23.5 | 0.0583 | 0 | DEER:HVAC_Split-Package_AC | Annual | 1719 | 23.48 | 0.0583 | 0 | 23.48 | 0.0583 | 0 | NE-HVAC-airAC-SpltPkg-240to759kBtuh-11p5eer_MZDEER2017AnyMBT1985CZ01cPVVG | 33922 | NE-HVAC-airAC-SpltPkg-240to759kBtuh-11p5eer_SZDEER2017AnyMBT1985CZ01cDXGF | 33921 |  | 20.7 | 0.0539 | 0 | 34.6 | 0.0759 | 0 | 20.7 | 0.0539 | 0 | 34.6 | 0.0759 | 0 | 493 | 200000 | 373 | 200000
NE-HVAC-airAC-SpltPkg-240to759kBtuh-11p5eer | DEER2017 | D17 v2 |  | Any | MBT | 1985 | CZ02 | cWtd | Cap-Tons | 541.2 | 200000 | None | 109 | 0.148 | 0 | 109 | 0.148 | 0 | 109 | 0.148 | 0 | 109 | 0.148 | 0 | DEER:HVAC_Split-Package_AC | Annual | 1719 | 109.2 | 0.1482 | 0 | 109.2 | 0.1482 | 0 | NE-HVAC-airAC-SpltPkg-240to759kBtuh-11p5eer_MZDEER2017AnyMBT1985CZ02cPVVG | 33924 | NE-HVAC-airAC-SpltPkg-240to759kBtuh-11p5eer_SZDEER2017AnyMBT1985CZ02cDXGF | 33923 |  | 107 | 0.143 | 0 | 118 | 0.169 | 0 | 107 | 0.143 | 0 | 118 | 0.169 | 0 | 566 | 200000 | 442 | 200000
NE-HVAC-airAC-SpltPkg-240to759kBtuh-11p5eer | DEER2017 | D17 v2 |  | Any | MBT | 1985 | CZ03 | cWtd | Cap-Tons | 502.6 | 200000 | None | 80.1 | 0.109 | 0 | 80.1 | 0.109 | 0 | 80.1 | 0.109 | 0 | 80.1 | 0.109 | 0 | DEER:HVAC_Split-Package_AC | Annual | 1719 | 80.1 | 0.1086 | 0 | 80.1 | 0.1086 | 0 | NE-HVAC-airAC-SpltPkg-240to759kBtuh-11p5eer_MZDEER2017AnyMBT1985CZ03cPVVG | 33926 | NE-HVAC-airAC-SpltPkg-240to759kBtuh-11p5eer_SZDEER2017AnyMBT1985CZ03cDXGF | 33925 |  | 75.9 | 0.104 | 0 | 96.9 | 0.127 | 0 | 75.9 | 0.104 | 0 | 96.9 | 0.127 | 0 | 528 | 200000 | 401 | 200000
NE-HVAC-airAC-SpltPkg-240to759kBtuh-11p5eer | DEER2017 | D17 v2 |  | Any | MBT | 1985 | CZ04 | cWtd | Cap-Tons | 574.6 | 200000 | None | 120 | 0.131 | 0 | 120 | 0.131 | 0 | 120 | 0.131 | 0 | 120 | 0.131 | 0 | DEER:HVAC_Split-Package_AC | Annual | 1719 | 120.4 | 0.1306 | 0 | 120.4 | 0.1306 | 0 | NE-HVAC-airAC-SpltPkg-240to759kBtuh-11p5eer_MZDEER2017AnyMBT1985CZ04cPVVG | 33928 | NE-HVAC-airAC-SpltPkg-240to759kBtuh-11p5eer_SZDEER2017AnyMBT1985CZ04cDXGF | 33927 |  | 118 | 0.125 | 0 | 130 | 0.153 | 0 | 118 | 0.125 | 0 | 130 | 0.153 | 0 | 602 | 200000 | 465 | 200000
NE-HVAC-airAC-SpltPkg-240to759kBtuh-11p5eer | DEER2017 | D17 v2 |  | Any | MBT | 1985 | CZ05 | cWtd | Cap-Tons | 461.6 | 200000 | None | 91.9 | 0.0998 | 0 | 91.9 | 0.0998 | 0 | 91.9 | 0.0998 | 0 | 91.9 | 0.0998 | 0 | DEER:HVAC_Split-Package_AC | Annual | 1719 | 91.88 | 0.0998 | 0 | 91.88 | 0.0998 | 0 | NE-HVAC-airAC-SpltPkg-240to759kBtuh-11p5eer_MZDEER2017AnyMBT1985CZ05cPVVG | 33930 | NE-HVAC-airAC-SpltPkg-240to759kBtuh-11p5eer_SZDEER2017AnyMBT1985CZ05cDXGF | 33929 |  | 86.1 | 0.094 | 0 | 115 | 0.123 | 0 | 86.1 | 0.094 | 0 | 115 | 0.123 | 0 | 486 | 200000 | 364 | 200000
NE-HVAC-airAC-SpltPkg-240to759kBtuh-11p5eer | DEER2017 | D17 v2 |  | Any | MBT | 1985 | CZ06 | cWtd | Cap-Tons | 499.4 | 200000 | None | 165 | 0.121 | 0 | 165 | 0.121 | 0 | 165 | 0.121 | 0 | 165 | 0.121 | 0 | DEER:HVAC_Split-Package_AC | Annual | 1719 | 164.6 | 0.1214 | 0 | 164.6 | 0.1214 | 0 | NE-HVAC-airAC-SpltPkg-240to759kBtuh-11p5eer_MZDEER2017AnyMBT1985CZ06cPVVG | 33932 | NE-HVAC-airAC-SpltPkg-240to759kBtuh-11p5eer_SZDEER2017AnyMBT1985CZ06cDXGF | 33931 |  | 155 | 0.115 | 0 | 203 | 0.147 | 0 | 155 | 0.115 | 0 | 203 | 0.147 | 0 | 523 | 200000 | 405 | 200000
NE-HVAC-airAC-SpltPkg-240to759kBtuh-11p5eer | DEER2017 | D17 v2 |  | Any | MBT | 1985 | CZ07 | cWtd | Cap-Tons | 475 | 200000 | None | 156 | 0.113 | 0 | 156 | 0.113 | 0 | 156 | 0.113 | 0 | 156 | 0.113 | 0 | DEER:HVAC_Split-Package_AC | Annual | 1719 | 156 | 0.1132 | 0 | 156 | 0.1132 | 0 | NE-HVAC-airAC-SpltPkg-240to759kBtuh-11p5eer_MZDEER2017AnyMBT1985CZ07cPVVG | 33934 | NE-HVAC-airAC-SpltPkg-240to759kBtuh-11p5eer_SZDEER2017AnyMBT1985CZ07cDXGF | 33933 |  | 145 | 0.107 | 0 | 200 | 0.138 | 0 | 145 | 0.107 | 0 | 200 | 0.138 | 0 | 497 | 200000 | 387 | 200000
NE-HVAC-airAC-SpltPkg-240to759kBtuh-11p5eer | DEER2017 | D17 v2 |  | Any | MBT | 1985 | CZ08 | cWtd | Cap-Tons | 599.8 | 200000 | None | 158 | 0.123 | 0 | 158 | 0.123 | 0 | 158 | 0.123 | 0 | 158 | 0.123 | 0 | DEER:HVAC_Split-Package_AC | Annual | 1719 | 157.8 | 0.123 | 0 | 157.8 | 0.123 | 0 | NE-HVAC-airAC-SpltPkg-240to759kBtuh-11p5eer_MZDEER2017AnyMBT1985CZ08cPVVG | 33936 | NE-HVAC-airAC-SpltPkg-240to759kBtuh-11p5eer_SZDEER2017AnyMBT1985CZ08cDXGF | 33935 |  | 154 | 0.118 | 0 | 173 | 0.143 | 0 | 154 | 0.118 | 0 | 173 | 0.143 | 0 | 627 | 200000 | 491 | 200000
NE-HVAC-airAC-SpltPkg-240to759kBtuh-11p5eer | DEER2017 | D17 v2 |  | Any | MBT | 1985 | CZ09 | cWtd | Cap-Tons | 624.4 | 200000 | None | 154 | 0.151 | 0 | 154 | 0.151 | 0 | 154 | 0.151 | 0 | 154 | 0.151 | 0 | DEER:HVAC_Split-Package_AC | Annual | 1719 | 154.2 | 0.1514 | 0 | 154.2 | 0.1514 | 0 | NE-HVAC-airAC-SpltPkg-240to759kBtuh-11p5eer_MZDEER2017AnyMBT1985CZ09cPVVG | 33938 | NE-HVAC-airAC-SpltPkg-240to759kBtuh-11p5eer_SZDEER2017AnyMBT1985CZ09cDXGF | 33937 |  | 151 | 0.145 | 0 | 167 | 0.177 | 0 | 151 | 0.145 | 0 | 167 | 0.177 | 0 | 653 | 200000 | 510 | 200000
NE-HVAC-airAC-SpltPkg-240to759kBtuh-11p5eer | DEER2017 | D17 v2 |  | Any | MBT | 1985 | CZ10 | cWtd | Cap-Tons | 635 | 200000 | None | 162 | 0.16 | 0 | 162 | 0.16 | 0 | 162 | 0.16 | 0 | 162 | 0.16 | 0 | DEER:HVAC_Split-Package_AC | Annual | 1719 | 161.6 | 0.1598 | 0 | 161.6 | 0.1598 | 0 | NE-HVAC-airAC-SpltPkg-240to759kBtuh-11p5eer_MZDEER2017AnyMBT1985CZ10cPVVG | 33940 | NE-HVAC-airAC-SpltPkg-240to759kBtuh-11p5eer_SZDEER2017AnyMBT1985CZ10cDXGF | 33939 |  | 159 | 0.153 | 0 | 172 | 0.187 | 0 | 159 | 0.153 | 0 | 172 | 0.187 | 0 | 663 | 200000 | 523 | 200000
NE-HVAC-airAC-SpltPkg-240to759kBtuh-11p5eer | DEER2017 | D17 v2 |  | Any | MBT | 1985 | CZ11 | cWtd | Cap-Tons | 618.8 | 200000 | None | 153 | 0.146 | 0 | 153 | 0.146 | 0 | 153 | 0.146 | 0 | 153 | 0.146 | 0 | DEER:HVAC_Split-Package_AC | Annual | 1719 | 153.2 | 0.146 | 0 | 153.2 | 0.146 | 0 | NE-HVAC-airAC-SpltPkg-240to759kBtuh-11p5eer_MZDEER2017AnyMBT1985CZ11cPVVG | 33942 | NE-HVAC-airAC-SpltPkg-240to759kBtuh-11p5eer_SZDEER2017AnyMBT1985CZ11cDXGF | 33941 |  | 150 | 0.139 | 0 | 166 | 0.174 | 0 | 150 | 0.139 | 0 | 166 | 0.174 | 0 | 647 | 200000 | 506 | 200000
NE-HVAC-airAC-SpltPkg-240to759kBtuh-11p5eer | DEER2017 | D17 v2 |  | Any | MBT | 1985 | CZ12 | cWtd | Cap-Tons | 573 | 200000 | None | 138 | 0.15 | 0 | 138 | 0.15 | 0 | 138 | 0.15 | 0 | 138 | 0.15 | 0 | DEER:HVAC_Split-Package_AC | Annual | 1719 | 137.6 | 0.15 | 0 | 137.6 | 0.15 | 0 | NE-HVAC-airAC-SpltPkg-240to759kBtuh-11p5eer_MZDEER2017AnyMBT1985CZ12cPVVG | 33944 | NE-HVAC-airAC-SpltPkg-240to759kBtuh-11p5eer_SZDEER2017AnyMBT1985CZ12cDXGF | 33943 |  | 133 | 0.144 | 0 | 156 | 0.174 | 0 | 133 | 0.144 | 0 | 156 | 0.174 | 0 | 602 | 200000 | 457 | 200000
NE-HVAC-airAC-SpltPkg-240to759kBtuh-11p5eer | DEER2017 | D17 v2 |  | Any | MBT | 1985 | CZ13 | cWtd | Cap-Tons | 611.8 | 200000 | None | 164 | 0.147 | 0 | 164 | 0.147 | 0 | 164 | 0.147 | 0 | 164 | 0.147 | 0 | DEER:HVAC_Split-Package_AC | Annual | 1719 | 164 | 0.1472 | 0 | 164 | 0.1472 | 0 | NE-HVAC-airAC-SpltPkg-240to759kBtuh-11p5eer_MZDEER2017AnyMBT1985CZ13cPVVG | 33946 | NE-HVAC-airAC-SpltPkg-240to759kBtuh-11p5eer_SZDEER2017AnyMBT1985CZ13cDXGF | 33945 |  | 159 | 0.141 | 0 | 184 | 0.172 | 0 | 159 | 0.141 | 0 | 184 | 0.172 | 0 | 641 | 200000 | 495 | 200000
NE-HVAC-airAC-SpltPkg-240to759kBtuh-11p5eer | DEER2017 | D17 v2 |  | Any | MBT | 1985 | CZ14 | cWtd | Cap-Tons | 611.2 | 200000 | None | 160 | 0.149 | 0 | 160 | 0.149 | 0 | 160 | 0.149 | 0 | 160 | 0.149 | 0 | DEER:HVAC_Split-Package_AC | Annual | 1719 | 159.6 | 0.1494 | 0 | 159.6 | 0.1494 | 0 | NE-HVAC-airAC-SpltPkg-240to759kBtuh-11p5eer_MZDEER2017AnyMBT1985CZ14cPVVG | 33948 | NE-HVAC-airAC-SpltPkg-240to759kBtuh-11p5eer_SZDEER2017AnyMBT1985CZ14cDXGF | 33947 |  | 156 | 0.142 | 0 | 174 | 0.179 | 0 | 156 | 0.142 | 0 | 174 | 0.179 | 0 | 639 | 200000 | 500 | 200000
NE-HVAC-airAC-SpltPkg-240to759kBtuh-11p5eer | DEER2017 | D17 v2 |  | Any | MBT | 1985 | CZ15 | cWtd | Cap-Tons | 692.8 | 200000 | None | 256 | 0.16 | 0 | 256 | 0.16 | 0 | 256 | 0.16 | 0 | 256 | 0.16 | 0 | DEER:HVAC_Split-Package_AC | Annual | 1719 | 255.6 | 0.1602 | 0 | 255.6 | 0.1602 | 0 | NE-HVAC-airAC-SpltPkg-240to759kBtuh-11p5eer_MZDEER2017AnyMBT1985CZ15cPVVG | 33950 | NE-HVAC-airAC-SpltPkg-240to759kBtuh-11p5eer_SZDEER2017AnyMBT1985CZ15cDXGF | 33949 |  | 249 | 0.152 | 0 | 282 | 0.193 | 0 | 249 | 0.152 | 0 | 282 | 0.193 | 0 | 723 | 200000 | 572 | 200000
NE-HVAC-airAC-SpltPkg-240to759kBtuh-11p5eer | DEER2017 | D17 v2 |  | Any | MBT | 1985 | CZ16 | cWtd | Cap-Tons | 458 | 200000 | None | 83.6 | 0.115 | 0 | 83.6 | 0.115 | 0 | 83.6 | 0.115 | 0 | 83.6 | 0.115 | 0 | DEER:HVAC_Split-Package_AC | Annual | 1719 | 83.6 | 0.1154 | 0 | 83.6 | 0.1154 | 0 | NE-HVAC-airAC-SpltPkg-240to759kBtuh-11p5eer_MZDEER2017AnyMBT1985CZ16cPVVG | 33952 | NE-HVAC-airAC-SpltPkg-240to759kBtuh-11p5eer_SZDEER2017AnyMBT1985CZ16cDXGF | 33951 |  | 79 | 0.109 | 0 | 102 | 0.141 | 0 | 79 | 0.109 | 0 | 102 | 0.141 | 0 | 482 | 200000 | 362 | 200000
NE-HVAC-airAC-SpltPkg-240to759kBtuh-11p5eer | DEER2017 | D17 v2 |  | Any | MBT | 1996 | CZ01 | cWtd | Cap-Tons | 410.2 | 200000 | None | 27.9 | 0.0626 | 0 | 27.9 | 0.0626 | 0 | 27.9 | 0.0626 | 0 | 27.9 | 0.0626 | 0 | DEER:HVAC_Split-Package_AC | Annual | 1719 | 27.92 | 0.06262 | 0 | 27.92 | 0.06262 | 0 | NE-HVAC-airAC-SpltPkg-240to759kBtuh-11p5eer_MZDEER2017AnyMBT1996CZ01cPVVG | 55282 | NE-HVAC-airAC-SpltPkg-240to759kBtuh-11p5eer_SZDEER2017AnyMBT1996CZ01cDXGF | 55281 |  | 25.9 | 0.059 | 0 | 36 | 0.0771 | 0 | 25.9 | 0.059 | 0 | 36 | 0.0771 | 0 | 428 | 200000 | 339 | 200000
NE-HVAC-airAC-SpltPkg-240to759kBtuh-11p5eer | DEER2017 | D17 v2 |  | Any | MBT | 1996 | CZ02 | cWtd | Cap-Tons | 489 | 200000 | None | 113 | 0.153 | 0 | 113 | 0.153 | 0 | 113 | 0.153 | 0 | 113 | 0.153 | 0 | DEER:HVAC_Split-Package_AC | Annual | 1719 | 113.4 | 0.1526 | 0 | 113.4 | 0.1526 | 0 | NE-HVAC-airAC-SpltPkg-240to759kBtuh-11p5eer_MZDEER2017AnyMBT1996CZ02cPVVG | 55284 | NE-HVAC-airAC-SpltPkg-240to759kBtuh-11p5eer_SZDEER2017AnyMBT1996CZ02cDXGF | 55283 |  | 113 | 0.149 | 0 | 115 | 0.167 | 0 | 113 | 0.149 | 0 | 115 | 0.167 | 0 | 507 | 200000 | 417 | 200000
NE-HVAC-airAC-SpltPkg-240to759kBtuh-11p5eer | DEER2017 | D17 v2 |  | Any | MBT | 1996 | CZ03 | cWtd | Cap-Tons | 445.8 | 200000 | None | 86.5 | 0.114 | 0 | 86.5 | 0.114 | 0 | 86.5 | 0.114 | 0 | 86.5 | 0.114 | 0 | DEER:HVAC_Split-Package_AC | Annual | 1719 | 86.46 | 0.1138 | 0 | 86.46 | 0.1138 | 0 | NE-HVAC-airAC-SpltPkg-240to759kBtuh-11p5eer_MZDEER2017AnyMBT1996CZ03cPVVG | 55286 | NE-HVAC-airAC-SpltPkg-240to759kBtuh-11p5eer_SZDEER2017AnyMBT1996CZ03cDXGF | 55285 |  | 83.8 | 0.11 | 0 | 97.1 | 0.129 | 0 | 83.8 | 0.11 | 0 | 97.1 | 0.129 | 0 | 465 | 200000 | 369 | 200000
NE-HVAC-airAC-SpltPkg-240to759kBtuh-11p5eer | DEER2017 | D17 v2 |  | Any | MBT | 1996 | CZ04 | cWtd | Cap-Tons | 513.2 | 200000 | None | 127 | 0.134 | 0 | 127 | 0.134 | 0 | 127 | 0.134 | 0 | 127 | 0.134 | 0 | DEER:HVAC_Split-Package_AC | Annual | 1719 | 126.8 | 0.1344 | 0 | 126.8 | 0.1344 | 0 | NE-HVAC-airAC-SpltPkg-240to759kBtuh-11p5eer_MZDEER2017AnyMBT1996CZ04cPVVG | 55288 | NE-HVAC-airAC-SpltPkg-240to759kBtuh-11p5eer_SZDEER2017AnyMBT1996CZ04cDXGF | 55287 |  | 126 | 0.13 | 0 | 130 | 0.152 | 0 | 126 | 0.13 | 0 | 130 | 0.152 | 0 | 534 | 200000 | 430 | 200000
NE-HVAC-airAC-SpltPkg-240to759kBtuh-11p5eer | DEER2017 | D17 v2 |  | Any | MBT | 1996 | CZ05 | cWtd | Cap-Tons | 405 | 200000 | None | 100 | 0.105 | 0 | 100 | 0.105 | 0 | 100 | 0.105 | 0 | 100 | 0.105 | 0 | DEER:HVAC_Split-Package_AC | Annual | 1719 | 100.4 | 0.1052 | 0 | 100.4 | 0.1052 | 0 | NE-HVAC-airAC-SpltPkg-240to759kBtuh-11p5eer_MZDEER2017AnyMBT1996CZ05cPVVG | 55290 | NE-HVAC-airAC-SpltPkg-240to759kBtuh-11p5eer_SZDEER2017AnyMBT1996CZ05cDXGF | 55289 |  | 96.5 | 0.101 | 0 | 116 | 0.122 | 0 | 96.5 | 0.101 | 0 | 116 | 0.122 | 0 | 423 | 200000 | 333 | 200000
NE-HVAC-airAC-SpltPkg-240to759kBtuh-11p5eer | DEER2017 | D17 v2 |  | Any | MBT | 1996 | CZ06 | cWtd | Cap-Tons | 441.6 | 200000 | None | 175 | 0.128 | 0 | 175 | 0.128 | 0 | 175 | 0.128 | 0 | 175 | 0.128 | 0 | DEER:HVAC_Split-Package_AC | Annual | 1719 | 175.2 | 0.1276 | 0 | 175.2 | 0.1276 | 0 | NE-HVAC-airAC-SpltPkg-240to759kBtuh-11p5eer_MZDEER2017AnyMBT1996CZ06cPVVG | 55292 | NE-HVAC-airAC-SpltPkg-240to759kBtuh-11p5eer_SZDEER2017AnyMBT1996CZ06cDXGF | 55291 |  | 168 | 0.123 | 0 | 204 | 0.146 | 0 | 168 | 0.123 | 0 | 204 | 0.146 | 0 | 459 | 200000 | 372 | 200000
NE-HVAC-airAC-SpltPkg-240to759kBtuh-11p5eer | DEER2017 | D17 v2 |  | Any | MBT | 1996 | CZ07 | cWtd | Cap-Tons | 418 | 200000 | None | 168 | 0.12 | 0 | 168 | 0.12 | 0 | 168 | 0.12 | 0 | 168 | 0.12 | 0 | DEER:HVAC_Split-Package_AC | Annual | 1719 | 168.2 | 0.1198 | 0 | 168.2 | 0.1198 | 0 | NE-HVAC-airAC-SpltPkg-240to759kBtuh-11p5eer_MZDEER2017AnyMBT1996CZ07cPVVG | 55294 | NE-HVAC-airAC-SpltPkg-240to759kBtuh-11p5eer_SZDEER2017AnyMBT1996CZ07cDXGF | 55293 |  | 160 | 0.115 | 0 | 201 | 0.139 | 0 | 160 | 0.115 | 0 | 201 | 0.139 | 0 | 434 | 200000 | 354 | 200000
NE-HVAC-airAC-SpltPkg-240to759kBtuh-11p5eer | DEER2017 | D17 v2 |  | Any | MBT | 1996 | CZ08 | cWtd | Cap-Tons | 537.6 | 200000 | None | 164 | 0.127 | 0 | 164 | 0.127 | 0 | 164 | 0.127 | 0 | 164 | 0.127 | 0 | DEER:HVAC_Split-Package_AC | Annual | 1719 | 164.2 | 0.127 | 0 | 164.2 | 0.127 | 0 | NE-HVAC-airAC-SpltPkg-240to759kBtuh-11p5eer_MZDEER2017AnyMBT1996CZ08cPVVG | 55296 | NE-HVAC-airAC-SpltPkg-240to759kBtuh-11p5eer_SZDEER2017AnyMBT1996CZ08cDXGF | 55295 |  | 162 | 0.123 | 0 | 173 | 0.143 | 0 | 162 | 0.123 | 0 | 173 | 0.143 | 0 | 558 | 200000 | 456 | 200000
NE-HVAC-airAC-SpltPkg-240to759kBtuh-11p5eer | DEER2017 | D17 v2 |  | Any | MBT | 1996 | CZ09 | cWtd | Cap-Tons | 597.6 | 200000 | None | 151 | 0.148 | 0 | 151 | 0.148 | 0 | 151 | 0.148 | 0 | 151 | 0.148 | 0 | DEER:HVAC_Split-Package_AC | Annual | 1719 | 150.8 | 0.1484 | 0 | 150.8 | 0.1484 | 0 | NE-HVAC-airAC-SpltPkg-240to759kBtuh-11p5eer_MZDEER2017AnyMBT1996CZ09cPVVG | 55298 | NE-HVAC-airAC-SpltPkg-240to759kBtuh-11p5eer_SZDEER2017AnyMBT1996CZ09cDXGF | 55297 |  | 151 | 0.143 | 0 | 150 | 0.17 | 0 | 151 | 0.143 | 0 | 150 | 0.17 | 0 | 619 | 200000 | 512 | 200000
NE-HVAC-airAC-SpltPkg-240to759kBtuh-11p5eer | DEER2017 | D17 v2 |  | Any | MBT | 1996 | CZ10 | cWtd | Cap-Tons | 571 | 200000 | None | 167 | 0.164 | 0 | 167 | 0.164 | 0 | 167 | 0.164 | 0 | 167 | 0.164 | 0 | DEER:HVAC_Split-Package_AC | Annual | 1719 | 167.2 | 0.1644 | 0 | 167.2 | 0.1644 | 0 | NE-HVAC-airAC-SpltPkg-240to759kBtuh-11p5eer_MZDEER2017AnyMBT1996CZ10cPVVG | 55300 | NE-HVAC-airAC-SpltPkg-240to759kBtuh-11p5eer_SZDEER2017AnyMBT1996CZ10cDXGF | 55299 |  | 166 | 0.159 | 0 | 172 | 0.186 | 0 | 166 | 0.159 | 0 | 172 | 0.186 | 0 | 592 | 200000 | 487 | 200000
NE-HVAC-airAC-SpltPkg-240to759kBtuh-11p5eer | DEER2017 | D17 v2 |  | Any | MBT | 1996 | CZ11 | cWtd | Cap-Tons | 547.2 | 200000 | None | 158 | 0.153 | 0 | 158 | 0.153 | 0 | 158 | 0.153 | 0 | 158 | 0.153 | 0 | DEER:HVAC_Split-Package_AC | Annual | 1719 | 158.2 | 0.1528 | 0 | 158.2 | 0.1528 | 0 | NE-HVAC-airAC-SpltPkg-240to759kBtuh-11p5eer_MZDEER2017AnyMBT1996CZ11cPVVG | 55302 | NE-HVAC-airAC-SpltPkg-240to759kBtuh-11p5eer_SZDEER2017AnyMBT1996CZ11cDXGF | 55301 |  | 156 | 0.147 | 0 | 167 | 0.176 | 0 | 156 | 0.147 | 0 | 167 | 0.176 | 0 | 568 | 200000 | 464 | 200000
NE-HVAC-airAC-SpltPkg-240to759kBtuh-11p5eer | DEER2017 | D17 v2 |  | Any | MBT | 1996 | CZ12 | cWtd | Cap-Tons | 519.4 | 200000 | None | 140 | 0.153 | 0 | 140 | 0.153 | 0 | 140 | 0.153 | 0 | 140 | 0.153 | 0 | DEER:HVAC_Split-Package_AC | Annual | 1719 | 139.8 | 0.1526 | 0 | 139.8 | 0.1526 | 0 | NE-HVAC-airAC-SpltPkg-240to759kBtuh-11p5eer_MZDEER2017AnyMBT1996CZ12cPVVG | 55304 | NE-HVAC-airAC-SpltPkg-240to759kBtuh-11p5eer_SZDEER2017AnyMBT1996CZ12cDXGF | 55303 |  | 137 | 0.148 | 0 | 151 | 0.171 | 0 | 137 | 0.148 | 0 | 151 | 0.171 | 0 | 541 | 200000 | 433 | 200000
NE-HVAC-airAC-SpltPkg-240to759kBtuh-11p5eer | DEER2017 | D17 v2 |  | Any | MBT | 1996 | CZ13 | cWtd | Cap-Tons | 543 | 200000 | None | 169 | 0.152 | 0 | 169 | 0.152 | 0 | 169 | 0.152 | 0 | 169 | 0.152 | 0 | DEER:HVAC_Split-Package_AC | Annual | 1719 | 169 | 0.1524 | 0 | 169 | 0.1524 | 0 | NE-HVAC-airAC-SpltPkg-240to759kBtuh-11p5eer_MZDEER2017AnyMBT1996CZ13cPVVG | 55306 | NE-HVAC-airAC-SpltPkg-240to759kBtuh-11p5eer_SZDEER2017AnyMBT1996CZ13cDXGF | 55305 |  | 165 | 0.147 | 0 | 185 | 0.174 | 0 | 165 | 0.147 | 0 | 185 | 0.174 | 0 | 565 | 200000 | 455 | 200000
NE-HVAC-airAC-SpltPkg-240to759kBtuh-11p5eer | DEER2017 | D17 v2 |  | Any | MBT | 1996 | CZ14 | cWtd | Cap-Tons | 539.4 | 200000 | None | 166 | 0.156 | 0 | 166 | 0.156 | 0 | 166 | 0.156 | 0 | 166 | 0.156 | 0 | DEER:HVAC_Split-Package_AC | Annual | 1719 | 165.6 | 0.1558 | 0 | 165.6 | 0.1558 | 0 | NE-HVAC-airAC-SpltPkg-240to759kBtuh-11p5eer_MZDEER2017AnyMBT1996CZ14cPVVG | 55308 | NE-HVAC-airAC-SpltPkg-240to759kBtuh-11p5eer_SZDEER2017AnyMBT1996CZ14cDXGF | 55307 |  | 163 | 0.15 | 0 | 176 | 0.179 | 0 | 163 | 0.15 | 0 | 176 | 0.179 | 0 | 560 | 200000 | 457 | 200000
NE-HVAC-airAC-SpltPkg-240to759kBtuh-11p5eer | DEER2017 | D17 v2 |  | Any | MBT | 1996 | CZ15 | cWtd | Cap-Tons | 617.6 | 200000 | None | 262 | 0.164 | 0 | 262 | 0.164 | 0 | 262 | 0.164 | 0 | 262 | 0.164 | 0 | DEER:HVAC_Split-Package_AC | Annual | 1719 | 261.6 | 0.1644 | 0 | 261.6 | 0.1644 | 0 | NE-HVAC-airAC-SpltPkg-240to759kBtuh-11p5eer_MZDEER2017AnyMBT1996CZ15cPVVG | 55310 | NE-HVAC-airAC-SpltPkg-240to759kBtuh-11p5eer_SZDEER2017AnyMBT1996CZ15cDXGF | 55309 |  | 256 | 0.157 | 0 | 284 | 0.194 | 0 | 256 | 0.157 | 0 | 284 | 0.194 | 0 | 640 | 200000 | 528 | 200000
NE-HVAC-airAC-SpltPkg-240to759kBtuh-11p5eer | DEER2017 | D17 v2 |  | Any | MBT | 1996 | CZ16 | cWtd | Cap-Tons | 398.2 | 200000 | None | 87.6 | 0.123 | 0 | 87.6 | 0.123 | 0 | 87.6 | 0.123 | 0 | 87.6 | 0.123 | 0 | DEER:HVAC_Split-Package_AC | Annual | 1719 | 87.56 | 0.1228 | 0 | 87.56 | 0.1228 | 0 | NE-HVAC-airAC-SpltPkg-240to759kBtuh-11p5eer_MZDEER2017AnyMBT1996CZ16cPVVG | 55312 | NE-HVAC-airAC-SpltPkg-240to759kBtuh-11p5eer_SZDEER2017AnyMBT1996CZ16cDXGF | 55311 |  | 83.7 | 0.118 | 0 | 103 | 0.142 | 0 | 83.7 | 0.118 | 0 | 103 | 0.142 | 0 | 416 | 200000 | 327 | 200000
NE-HVAC-airAC-SpltPkg-240to759kBtuh-11p5eer | DEER2017 | D17 v2 |  | Any | MBT | 2003 | CZ01 | cWtd | Cap-Tons | 390.4 | 200000 | None | 54.5 | 0.0668 | 0 | 54.5 | 0.0668 | 0 | 54.5 | 0.0668 | 0 | 54.5 | 0.0668 | 0 | DEER:HVAC_Split-Package_AC | Annual | 1719 | 54.46 | 0.06676 | 0 | 54.46 | 0.06676 | 0 | NE-HVAC-airAC-SpltPkg-240to759kBtuh-11p5eer_MZDEER2017AnyMBT2003CZ01cPVVG | 76642 | NE-HVAC-airAC-SpltPkg-240to759kBtuh-11p5eer_SZDEER2017AnyMBT2003CZ01cDXGF | 76641 |  | 59.2 | 0.0643 | 0 | 35.5 | 0.0766 | 0 | 59.2 | 0.0643 | 0 | 35.5 | 0.0766 | 0 | 405 | 200000 | 332 | 200000
NE-HVAC-airAC-SpltPkg-240to759kBtuh-11p5eer | DEER2017 | D17 v2 |  | Any | MBT | 2003 | CZ02 | cWtd | Cap-Tons | 455.8 | 200000 | None | 119 | 0.151 | 0 | 119 | 0.151 | 0 | 119 | 0.151 | 0 | 119 | 0.151 | 0 | DEER:HVAC_Split-Package_AC | Annual | 1719 | 118.6 | 0.151 | 0 | 118.6 | 0.151 | 0 | NE-HVAC-airAC-SpltPkg-240to759kBtuh-11p5eer_MZDEER2017AnyMBT2003CZ02cPVVG | 76644 | NE-HVAC-airAC-SpltPkg-240to759kBtuh-11p5eer_SZDEER2017AnyMBT2003CZ02cDXGF | 76643 |  | 119 | 0.147 | 0 | 117 | 0.167 | 0 | 119 | 0.147 | 0 | 117 | 0.167 | 0 | 470 | 200000 | 399 | 200000
NE-HVAC-airAC-SpltPkg-240to759kBtuh-11p5eer | DEER2017 | D17 v2 |  | Any | MBT | 2003 | CZ03 | cWtd | Cap-Tons | 422.4 | 200000 | None | 105 | 0.111 | 0 | 105 | 0.111 | 0 | 105 | 0.111 | 0 | 105 | 0.111 | 0 | DEER:HVAC_Split-Package_AC | Annual | 1719 | 104.94 | 0.1106 | 0 | 104.94 | 0.1106 | 0 | NE-HVAC-airAC-SpltPkg-240to759kBtuh-11p5eer_MZDEER2017AnyMBT2003CZ03cPVVG | 76646 | NE-HVAC-airAC-SpltPkg-240to759kBtuh-11p5eer_SZDEER2017AnyMBT2003CZ03cDXGF | 76645 |  | 107 | 0.106 | 0 | 96.7 | 0.129 | 0 | 107 | 0.106 | 0 | 96.7 | 0.129 | 0 | 438 | 200000 | 360 | 200000
NE-HVAC-airAC-SpltPkg-240to759kBtuh-11p5eer | DEER2017 | D17 v2 |  | Any | MBT | 2003 | CZ04 | cWtd | Cap-Tons | 487.2 | 200000 | None | 133 | 0.13 | 0 | 133 | 0.13 | 0 | 133 | 0.13 | 0 | 133 | 0.13 | 0 | DEER:HVAC_Split-Package_AC | Annual | 1719 | 133.2 | 0.1302 | 0 | 133.2 | 0.1302 | 0 | NE-HVAC-airAC-SpltPkg-240to759kBtuh-11p5eer_MZDEER2017AnyMBT2003CZ04cPVVG | 76648 | NE-HVAC-airAC-SpltPkg-240to759kBtuh-11p5eer_SZDEER2017AnyMBT2003CZ04cDXGF | 76647 |  | 134 | 0.125 | 0 | 130 | 0.151 | 0 | 134 | 0.125 | 0 | 130 | 0.151 | 0 | 504 | 200000 | 420 | 200000
NE-HVAC-airAC-SpltPkg-240to759kBtuh-11p5eer | DEER2017 | D17 v2 |  | Any | MBT | 2003 | CZ05 | cWtd | Cap-Tons | 369.2 | 200000 | None | 120 | 0.107 | 0 | 120 | 0.107 | 0 | 120 | 0.107 | 0 | 120 | 0.107 | 0 | DEER:HVAC_Split-Package_AC | Annual | 1719 | 120 | 0.107 | 0 | 120 | 0.107 | 0 | NE-HVAC-airAC-SpltPkg-240to759kBtuh-11p5eer_MZDEER2017AnyMBT2003CZ05cPVVG | 76650 | NE-HVAC-airAC-SpltPkg-240to759kBtuh-11p5eer_SZDEER2017AnyMBT2003CZ05cDXGF | 76649 |  | 119 | 0.102 | 0 | 124 | 0.127 | 0 | 119 | 0.102 | 0 | 124 | 0.127 | 0 | 384 | 200000 | 310 | 200000
NE-HVAC-airAC-SpltPkg-240to759kBtuh-11p5eer | DEER2017 | D17 v2 |  | Any | MBT | 2003 | CZ06 | cWtd | Cap-Tons | 434.8 | 200000 | None | 181 | 0.127 | 0 | 181 | 0.127 | 0 | 181 | 0.127 | 0 | 181 | 0.127 | 0 | DEER:HVAC_Split-Package_AC | Annual | 1719 | 180.8 | 0.1272 | 0 | 180.8 | 0.1272 | 0 | NE-HVAC-airAC-SpltPkg-240to759kBtuh-11p5eer_MZDEER2017AnyMBT2003CZ06cPVVG | 76652 | NE-HVAC-airAC-SpltPkg-240to759kBtuh-11p5eer_SZDEER2017AnyMBT2003CZ06cDXGF | 76651 |  | 176 | 0.122 | 0 | 200 | 0.148 | 0 | 176 | 0.122 | 0 | 200 | 0.148 | 0 | 453 | 200000 | 362 | 200000
NE-HVAC-airAC-SpltPkg-240to759kBtuh-11p5eer | DEER2017 | D17 v2 |  | Any | MBT | 2003 | CZ07 | cWtd | Cap-Tons | 408.4 | 200000 | None | 179 | 0.121 | 0 | 179 | 0.121 | 0 | 179 | 0.121 | 0 | 179 | 0.121 | 0 | DEER:HVAC_Split-Package_AC | Annual | 1719 | 179.4 | 0.1208 | 0 | 179.4 | 0.1208 | 0 | NE-HVAC-airAC-SpltPkg-240to759kBtuh-11p5eer_MZDEER2017AnyMBT2003CZ07cPVVG | 76654 | NE-HVAC-airAC-SpltPkg-240to759kBtuh-11p5eer_SZDEER2017AnyMBT2003CZ07cDXGF | 76653 |  | 175 | 0.116 | 0 | 197 | 0.14 | 0 | 175 | 0.116 | 0 | 197 | 0.14 | 0 | 424 | 200000 | 346 | 200000
NE-HVAC-airAC-SpltPkg-240to759kBtuh-11p5eer | DEER2017 | D17 v2 |  | Any | MBT | 2003 | CZ08 | cWtd | Cap-Tons | 527.4 | 200000 | None | 167 | 0.125 | 0 | 167 | 0.125 | 0 | 167 | 0.125 | 0 | 167 | 0.125 | 0 | DEER:HVAC_Split-Package_AC | Annual | 1719 | 166.6 | 0.1252 | 0 | 166.6 | 0.1252 | 0 | NE-HVAC-airAC-SpltPkg-240to759kBtuh-11p5eer_MZDEER2017AnyMBT2003CZ08cPVVG | 76656 | NE-HVAC-airAC-SpltPkg-240to759kBtuh-11p5eer_SZDEER2017AnyMBT2003CZ08cDXGF | 76655 |  | 165 | 0.12 | 0 | 173 | 0.146 | 0 | 165 | 0.12 | 0 | 173 | 0.146 | 0 | 548 | 200000 | 445 | 200000
NE-HVAC-airAC-SpltPkg-240to759kBtuh-11p5eer | DEER2017 | D17 v2 |  | Any | MBT | 2003 | CZ09 | cWtd | Cap-Tons | 537.4 | 200000 | None | 164 | 0.154 | 0 | 164 | 0.154 | 0 | 164 | 0.154 | 0 | 164 | 0.154 | 0 | DEER:HVAC_Split-Package_AC | Annual | 1719 | 163.6 | 0.1538 | 0 | 163.6 | 0.1538 | 0 | NE-HVAC-airAC-SpltPkg-240to759kBtuh-11p5eer_MZDEER2017AnyMBT2003CZ09cPVVG | 76658 | NE-HVAC-airAC-SpltPkg-240to759kBtuh-11p5eer_SZDEER2017AnyMBT2003CZ09cDXGF | 76657 |  | 163 | 0.148 | 0 | 166 | 0.177 | 0 | 163 | 0.148 | 0 | 166 | 0.177 | 0 | 556 | 200000 | 463 | 200000
NE-HVAC-airAC-SpltPkg-240to759kBtuh-11p5eer | DEER2017 | D17 v2 |  | Any | MBT | 2003 | CZ10 | cWtd | Cap-Tons | 533.2 | 200000 | None | 172 | 0.161 | 0 | 172 | 0.161 | 0 | 172 | 0.161 | 0 | 172 | 0.161 | 0 | DEER:HVAC_Split-Package_AC | Annual | 1719 | 171.8 | 0.1612 | 0 | 171.8 | 0.1612 | 0 | NE-HVAC-airAC-SpltPkg-240to759kBtuh-11p5eer_MZDEER2017AnyMBT2003CZ10cPVVG | 76660 | NE-HVAC-airAC-SpltPkg-240to759kBtuh-11p5eer_SZDEER2017AnyMBT2003CZ10cDXGF | 76659 |  | 171 | 0.155 | 0 | 175 | 0.186 | 0 | 171 | 0.155 | 0 | 175 | 0.186 | 0 | 550 | 200000 | 466 | 200000
NE-HVAC-airAC-SpltPkg-240to759kBtuh-11p5eer | DEER2017 | D17 v2 |  | Any | MBT | 2003 | CZ11 | cWtd | Cap-Tons | 516.2 | 200000 | None | 161 | 0.15 | 0 | 161 | 0.15 | 0 | 161 | 0.15 | 0 | 161 | 0.15 | 0 | DEER:HVAC_Split-Package_AC | Annual | 1719 | 161 | 0.1504 | 0 | 161 | 0.1504 | 0 | NE-HVAC-airAC-SpltPkg-240to759kBtuh-11p5eer_MZDEER2017AnyMBT2003CZ11cPVVG | 76662 | NE-HVAC-airAC-SpltPkg-240to759kBtuh-11p5eer_SZDEER2017AnyMBT2003CZ11cDXGF | 76661 |  | 159 | 0.144 | 0 | 169 | 0.176 | 0 | 159 | 0.144 | 0 | 169 | 0.176 | 0 | 533 | 200000 | 449 | 200000
NE-HVAC-airAC-SpltPkg-240to759kBtuh-11p5eer | DEER2017 | D17 v2 |  | Any | MBT | 2003 | CZ12 | cWtd | Cap-Tons | 490.2 | 200000 | None | 145 | 0.149 | 0 | 145 | 0.149 | 0 | 145 | 0.149 | 0 | 145 | 0.149 | 0 | DEER:HVAC_Split-Package_AC | Annual | 1719 | 145 | 0.1494 | 0 | 145 | 0.1494 | 0 | NE-HVAC-airAC-SpltPkg-240to759kBtuh-11p5eer_MZDEER2017AnyMBT2003CZ12cPVVG | 76664 | NE-HVAC-airAC-SpltPkg-240to759kBtuh-11p5eer_SZDEER2017AnyMBT2003CZ12cDXGF | 76663 |  | 143 | 0.144 | 0 | 153 | 0.171 | 0 | 143 | 0.144 | 0 | 153 | 0.171 | 0 | 508 | 200000 | 419 | 200000
NE-HVAC-airAC-SpltPkg-240to759kBtuh-11p5eer | DEER2017 | D17 v2 |  | Any | MBT | 2003 | CZ13 | cWtd | Cap-Tons | 513 | 200000 | None | 171 | 0.149 | 0 | 171 | 0.149 | 0 | 171 | 0.149 | 0 | 171 | 0.149 | 0 | DEER:HVAC_Split-Package_AC | Annual | 1719 | 170.8 | 0.1492 | 0 | 170.8 | 0.1492 | 0 | NE-HVAC-airAC-SpltPkg-240to759kBtuh-11p5eer_MZDEER2017AnyMBT2003CZ13cPVVG | 76666 | NE-HVAC-airAC-SpltPkg-240to759kBtuh-11p5eer_SZDEER2017AnyMBT2003CZ13cDXGF | 76665 |  | 167 | 0.143 | 0 | 186 | 0.174 | 0 | 167 | 0.143 | 0 | 186 | 0.174 | 0 | 531 | 200000 | 441 | 200000
NE-HVAC-airAC-SpltPkg-240to759kBtuh-11p5eer | DEER2017 | D17 v2 |  | Any | MBT | 2003 | CZ14 | cWtd | Cap-Tons | 513.4 | 200000 | None | 168 | 0.153 | 0 | 168 | 0.153 | 0 | 168 | 0.153 | 0 | 168 | 0.153 | 0 | DEER:HVAC_Split-Package_AC | Annual | 1719 | 167.8 | 0.1532 | 0 | 167.8 | 0.1532 | 0 | NE-HVAC-airAC-SpltPkg-240to759kBtuh-11p5eer_MZDEER2017AnyMBT2003CZ14cPVVG | 76668 | NE-HVAC-airAC-SpltPkg-240to759kBtuh-11p5eer_SZDEER2017AnyMBT2003CZ14cDXGF | 76667 |  | 166 | 0.147 | 0 | 175 | 0.178 | 0 | 166 | 0.147 | 0 | 175 | 0.178 | 0 | 530 | 200000 | 447 | 200000
NE-HVAC-airAC-SpltPkg-240to759kBtuh-11p5eer | DEER2017 | D17 v2 |  | Any | MBT | 2003 | CZ15 | cWtd | Cap-Tons | 587.8 | 200000 | None | 261 | 0.16 | 0 | 261 | 0.16 | 0 | 261 | 0.16 | 0 | 261 | 0.16 | 0 | DEER:HVAC_Split-Package_AC | Annual | 1719 | 260.8 | 0.1604 | 0 | 260.8 | 0.1604 | 0 | NE-HVAC-airAC-SpltPkg-240to759kBtuh-11p5eer_MZDEER2017AnyMBT2003CZ15cPVVG | 76670 | NE-HVAC-airAC-SpltPkg-240to759kBtuh-11p5eer_SZDEER2017AnyMBT2003CZ15cDXGF | 76669 |  | 255 | 0.152 | 0 | 284 | 0.194 | 0 | 255 | 0.152 | 0 | 284 | 0.194 | 0 | 606 | 200000 | 515 | 200000
NE-HVAC-airAC-SpltPkg-240to759kBtuh-11p5eer | DEER2017 | D17 v2 |  | Any | MBT | 2003 | CZ16 | cWtd | Cap-Tons | 377.6 | 200000 | None | 93.6 | 0.123 | 0 | 93.6 | 0.123 | 0 | 93.6 | 0.123 | 0 | 93.6 | 0.123 | 0 | DEER:HVAC_Split-Package_AC | Annual | 1719 | 93.64 | 0.1226 | 0 | 93.64 | 0.1226 | 0 | NE-HVAC-airAC-SpltPkg-240to759kBtuh-11p5eer_MZDEER2017AnyMBT2003CZ16cPVVG | 76672 | NE-HVAC-airAC-SpltPkg-240to759kBtuh-11p5eer_SZDEER2017AnyMBT2003CZ16cDXGF | 76671 |  | 91.3 | 0.118 | 0 | 103 | 0.141 | 0 | 91.3 | 0.118 | 0 | 103 | 0.141 | 0 | 392 | 200000 | 320 | 200000
NE-HVAC-airAC-SpltPkg-240to759kBtuh-11p5eer | DEER2017 | D17 v2 |  | Any | MBT | 2007 | CZ01 | cWtd | Cap-Tons | 376.8 | 200000 | None | 51.7 | 0.0655 | 0 | 51.7 | 0.0655 | 0 | 51.7 | 0.0655 | 0 | 51.7 | 0.0655 | 0 | DEER:HVAC_Split-Package_AC | Annual | 1719 | 51.68 | 0.0655 | 0 | 51.68 | 0.0655 | 0 | NE-HVAC-airAC-SpltPkg-240to759kBtuh-11p5eer_MZDEER2017AnyMBT2007CZ01cPVVG | 98002 | NE-HVAC-airAC-SpltPkg-240to759kBtuh-11p5eer_SZDEER2017AnyMBT2007CZ01cDXGF | 98001 |  | 56.4 | 0.0632 | 0 | 32.8 | 0.0747 | 0 | 56.4 | 0.0632 | 0 | 32.8 | 0.0747 | 0 | 391 | 200000 | 320 | 200000
NE-HVAC-airAC-SpltPkg-240to759kBtuh-11p5eer | DEER2017 | D17 v2 |  | Any | MBT | 2007 | CZ02 | cWtd | Cap-Tons | 441.2 | 200000 | None | 117 | 0.15 | 0 | 117 | 0.15 | 0 | 117 | 0.15 | 0 | 117 | 0.15 | 0 | DEER:HVAC_Split-Package_AC | Annual | 1719 | 117.2 | 0.15 | 0 | 117.2 | 0.15 | 0 | NE-HVAC-airAC-SpltPkg-240to759kBtuh-11p5eer_MZDEER2017AnyMBT2007CZ02cPVVG | 98004 | NE-HVAC-airAC-SpltPkg-240to759kBtuh-11p5eer_SZDEER2017AnyMBT2007CZ02cDXGF | 98003 |  | 118 | 0.146 | 0 | 114 | 0.166 | 0 | 118 | 0.146 | 0 | 114 | 0.166 | 0 | 455 | 200000 | 386 | 200000
NE-HVAC-airAC-SpltPkg-240to759kBtuh-11p5eer | DEER2017 | D17 v2 |  | Any | MBT | 2007 | CZ03 | cWtd | Cap-Tons | 408.6 | 200000 | None | 102 | 0.11 | 0 | 102 | 0.11 | 0 | 102 | 0.11 | 0 | 102 | 0.11 | 0 | DEER:HVAC_Split-Package_AC | Annual | 1719 | 101.88 | 0.1096 | 0 | 101.88 | 0.1096 | 0 | NE-HVAC-airAC-SpltPkg-240to759kBtuh-11p5eer_MZDEER2017AnyMBT2007CZ03cPVVG | 98006 | NE-HVAC-airAC-SpltPkg-240to759kBtuh-11p5eer_SZDEER2017AnyMBT2007CZ03cDXGF | 98005 |  | 104 | 0.105 | 0 | 93.4 | 0.128 | 0 | 104 | 0.105 | 0 | 93.4 | 0.128 | 0 | 424 | 200000 | 347 | 200000
NE-HVAC-airAC-SpltPkg-240to759kBtuh-11p5eer | DEER2017 | D17 v2 |  | Any | MBT | 2007 | CZ04 | cWtd | Cap-Tons | 472.4 | 200000 | None | 130 | 0.13 | 0 | 130 | 0.13 | 0 | 130 | 0.13 | 0 | 130 | 0.13 | 0 | DEER:HVAC_Split-Package_AC | Annual | 1719 | 130.2 | 0.1302 | 0 | 130.2 | 0.1302 | 0 | NE-HVAC-airAC-SpltPkg-240to759kBtuh-11p5eer_MZDEER2017AnyMBT2007CZ04cPVVG | 98008 | NE-HVAC-airAC-SpltPkg-240to759kBtuh-11p5eer_SZDEER2017AnyMBT2007CZ04cDXGF | 98007 |  | 131 | 0.125 | 0 | 127 | 0.151 | 0 | 131 | 0.125 | 0 | 127 | 0.151 | 0 | 489 | 200000 | 406 | 200000
NE-HVAC-airAC-SpltPkg-240to759kBtuh-11p5eer | DEER2017 | D17 v2 |  | Any | MBT | 2007 | CZ05 | cWtd | Cap-Tons | 369.8 | 200000 | None | 113 | 0.103 | 0 | 113 | 0.103 | 0 | 113 | 0.103 | 0 | 113 | 0.103 | 0 | DEER:HVAC_Split-Package_AC | Annual | 1719 | 113.4 | 0.1028 | 0 | 113.4 | 0.1028 | 0 | NE-HVAC-airAC-SpltPkg-240to759kBtuh-11p5eer_MZDEER2017AnyMBT2007CZ05cPVVG | 98010 | NE-HVAC-airAC-SpltPkg-240to759kBtuh-11p5eer_SZDEER2017AnyMBT2007CZ05cDXGF | 98009 |  | 114 | 0.0985 | 0 | 111 | 0.12 | 0 | 114 | 0.0985 | 0 | 111 | 0.12 | 0 | 384 | 200000 | 313 | 200000
NE-HVAC-airAC-SpltPkg-240to759kBtuh-11p5eer | DEER2017 | D17 v2 |  | Any | MBT | 2007 | CZ06 | cWtd | Cap-Tons | 421.2 | 200000 | None | 178 | 0.126 | 0 | 178 | 0.126 | 0 | 178 | 0.126 | 0 | 178 | 0.126 | 0 | DEER:HVAC_Split-Package_AC | Annual | 1719 | 177.6 | 0.1262 | 0 | 177.6 | 0.1262 | 0 | NE-HVAC-airAC-SpltPkg-240to759kBtuh-11p5eer_MZDEER2017AnyMBT2007CZ06cPVVG | 98012 | NE-HVAC-airAC-SpltPkg-240to759kBtuh-11p5eer_SZDEER2017AnyMBT2007CZ06cDXGF | 98011 |  | 173 | 0.121 | 0 | 196 | 0.147 | 0 | 173 | 0.121 | 0 | 196 | 0.147 | 0 | 439 | 200000 | 350 | 200000
NE-HVAC-airAC-SpltPkg-240to759kBtuh-11p5eer | DEER2017 | D17 v2 |  | Any | MBT | 2007 | CZ07 | cWtd | Cap-Tons | 395.4 | 200000 | None | 177 | 0.12 | 0 | 177 | 0.12 | 0 | 177 | 0.12 | 0 | 177 | 0.12 | 0 | DEER:HVAC_Split-Package_AC | Annual | 1719 | 177 | 0.1198 | 0 | 177 | 0.1198 | 0 | NE-HVAC-airAC-SpltPkg-240to759kBtuh-11p5eer_MZDEER2017AnyMBT2007CZ07cPVVG | 98014 | NE-HVAC-airAC-SpltPkg-240to759kBtuh-11p5eer_SZDEER2017AnyMBT2007CZ07cDXGF | 98013 |  | 173 | 0.115 | 0 | 193 | 0.139 | 0 | 173 | 0.115 | 0 | 193 | 0.139 | 0 | 411 | 200000 | 333 | 200000
NE-HVAC-airAC-SpltPkg-240to759kBtuh-11p5eer | DEER2017 | D17 v2 |  | Any | MBT | 2007 | CZ08 | cWtd | Cap-Tons | 511.8 | 200000 | None | 163 | 0.124 | 0 | 163 | 0.124 | 0 | 163 | 0.124 | 0 | 163 | 0.124 | 0 | DEER:HVAC_Split-Package_AC | Annual | 1719 | 163.4 | 0.1242 | 0 | 163.4 | 0.1242 | 0 | NE-HVAC-airAC-SpltPkg-240to759kBtuh-11p5eer_MZDEER2017AnyMBT2007CZ08cPVVG | 98016 | NE-HVAC-airAC-SpltPkg-240to759kBtuh-11p5eer_SZDEER2017AnyMBT2007CZ08cDXGF | 98015 |  | 162 | 0.119 | 0 | 169 | 0.145 | 0 | 162 | 0.119 | 0 | 169 | 0.145 | 0 | 532 | 200000 | 431 | 200000
NE-HVAC-airAC-SpltPkg-240to759kBtuh-11p5eer | DEER2017 | D17 v2 |  | Any | MBT | 2007 | CZ09 | cWtd | Cap-Tons | 522.6 | 200000 | None | 161 | 0.153 | 0 | 161 | 0.153 | 0 | 161 | 0.153 | 0 | 161 | 0.153 | 0 | DEER:HVAC_Split-Package_AC | Annual | 1719 | 161.4 | 0.1528 | 0 | 161.4 | 0.1528 | 0 | NE-HVAC-airAC-SpltPkg-240to759kBtuh-11p5eer_MZDEER2017AnyMBT2007CZ09cPVVG | 98018 | NE-HVAC-airAC-SpltPkg-240to759kBtuh-11p5eer_SZDEER2017AnyMBT2007CZ09cDXGF | 98017 |  | 161 | 0.147 | 0 | 163 | 0.176 | 0 | 161 | 0.147 | 0 | 163 | 0.176 | 0 | 541 | 200000 | 449 | 200000
NE-HVAC-airAC-SpltPkg-240to759kBtuh-11p5eer | DEER2017 | D17 v2 |  | Any | MBT | 2007 | CZ10 | cWtd | Cap-Tons | 517.6 | 200000 | None | 169 | 0.16 | 0 | 169 | 0.16 | 0 | 169 | 0.16 | 0 | 169 | 0.16 | 0 | DEER:HVAC_Split-Package_AC | Annual | 1719 | 168.8 | 0.1602 | 0 | 168.8 | 0.1602 | 0 | NE-HVAC-airAC-SpltPkg-240to759kBtuh-11p5eer_MZDEER2017AnyMBT2007CZ10cPVVG | 98020 | NE-HVAC-airAC-SpltPkg-240to759kBtuh-11p5eer_SZDEER2017AnyMBT2007CZ10cDXGF | 98019 |  | 168 | 0.154 | 0 | 172 | 0.185 | 0 | 168 | 0.154 | 0 | 172 | 0.185 | 0 | 534 | 200000 | 452 | 200000
NE-HVAC-airAC-SpltPkg-240to759kBtuh-11p5eer | DEER2017 | D17 v2 |  | Any | MBT | 2007 | CZ11 | cWtd | Cap-Tons | 501.4 | 200000 | None | 159 | 0.15 | 0 | 159 | 0.15 | 0 | 159 | 0.15 | 0 | 159 | 0.15 | 0 | DEER:HVAC_Split-Package_AC | Annual | 1719 | 159 | 0.1502 | 0 | 159 | 0.1502 | 0 | NE-HVAC-airAC-SpltPkg-240to759kBtuh-11p5eer_MZDEER2017AnyMBT2007CZ11cPVVG | 98022 | NE-HVAC-airAC-SpltPkg-240to759kBtuh-11p5eer_SZDEER2017AnyMBT2007CZ11cDXGF | 98021 |  | 157 | 0.144 | 0 | 167 | 0.175 | 0 | 157 | 0.144 | 0 | 167 | 0.175 | 0 | 518 | 200000 | 435 | 200000
NE-HVAC-airAC-SpltPkg-240to759kBtuh-11p5eer | DEER2017 | D17 v2 |  | Any | MBT | 2007 | CZ12 | cWtd | Cap-Tons | 475.4 | 200000 | None | 143 | 0.149 | 0 | 143 | 0.149 | 0 | 143 | 0.149 | 0 | 143 | 0.149 | 0 | DEER:HVAC_Split-Package_AC | Annual | 1719 | 143 | 0.1492 | 0 | 143 | 0.1492 | 0 | NE-HVAC-airAC-SpltPkg-240to759kBtuh-11p5eer_MZDEER2017AnyMBT2007CZ12cPVVG | 98024 | NE-HVAC-airAC-SpltPkg-240to759kBtuh-11p5eer_SZDEER2017AnyMBT2007CZ12cDXGF | 98023 |  | 141 | 0.144 | 0 | 151 | 0.17 | 0 | 141 | 0.144 | 0 | 151 | 0.17 | 0 | 493 | 200000 | 405 | 200000
NE-HVAC-airAC-SpltPkg-240to759kBtuh-11p5eer | DEER2017 | D17 v2 |  | Any | MBT | 2007 | CZ13 | cWtd | Cap-Tons | 499.2 | 200000 | None | 169 | 0.148 | 0 | 169 | 0.148 | 0 | 169 | 0.148 | 0 | 169 | 0.148 | 0 | DEER:HVAC_Split-Package_AC | Annual | 1719 | 168.8 | 0.1484 | 0 | 168.8 | 0.1484 | 0 | NE-HVAC-airAC-SpltPkg-240to759kBtuh-11p5eer_MZDEER2017AnyMBT2007CZ13cPVVG | 98026 | NE-HVAC-airAC-SpltPkg-240to759kBtuh-11p5eer_SZDEER2017AnyMBT2007CZ13cDXGF | 98025 |  | 165 | 0.142 | 0 | 184 | 0.174 | 0 | 165 | 0.142 | 0 | 184 | 0.174 | 0 | 517 | 200000 | 428 | 200000
NE-HVAC-airAC-SpltPkg-240to759kBtuh-11p5eer | DEER2017 | D17 v2 |  | Any | MBT | 2007 | CZ14 | cWtd | Cap-Tons | 498.6 | 200000 | None | 167 | 0.153 | 0 | 167 | 0.153 | 0 | 167 | 0.153 | 0 | 167 | 0.153 | 0 | DEER:HVAC_Split-Package_AC | Annual | 1719 | 166.6 | 0.1532 | 0 | 166.6 | 0.1532 | 0 | NE-HVAC-airAC-SpltPkg-240to759kBtuh-11p5eer_MZDEER2017AnyMBT2007CZ14cPVVG | 98028 | NE-HVAC-airAC-SpltPkg-240to759kBtuh-11p5eer_SZDEER2017AnyMBT2007CZ14cDXGF | 98027 |  | 165 | 0.147 | 0 | 173 | 0.178 | 0 | 165 | 0.147 | 0 | 173 | 0.178 | 0 | 515 | 200000 | 433 | 200000
NE-HVAC-airAC-SpltPkg-240to759kBtuh-11p5eer | DEER2017 | D17 v2 |  | Any | MBT | 2007 | CZ15 | cWtd | Cap-Tons | 572.2 | 200000 | None | 259 | 0.16 | 0 | 259 | 0.16 | 0 | 259 | 0.16 | 0 | 259 | 0.16 | 0 | DEER:HVAC_Split-Package_AC | Annual | 1719 | 258.8 | 0.1596 | 0 | 258.8 | 0.1596 | 0 | NE-HVAC-airAC-SpltPkg-240to759kBtuh-11p5eer_MZDEER2017AnyMBT2007CZ15cPVVG | 98030 | NE-HVAC-airAC-SpltPkg-240to759kBtuh-11p5eer_SZDEER2017AnyMBT2007CZ15cDXGF | 98029 |  | 253 | 0.151 | 0 | 282 | 0.194 | 0 | 253 | 0.151 | 0 | 282 | 0.194 | 0 | 590 | 200000 | 501 | 200000
NE-HVAC-airAC-SpltPkg-240to759kBtuh-11p5eer | DEER2017 | D17 v2 |  | Any | MBT | 2007 | CZ16 | cWtd | Cap-Tons | 364.8 | 200000 | None | 92.6 | 0.122 | 0 | 92.6 | 0.122 | 0 | 92.6 | 0.122 | 0 | 92.6 | 0.122 | 0 | DEER:HVAC_Split-Package_AC | Annual | 1719 | 92.56 | 0.1216 | 0 | 92.56 | 0.1216 | 0 | NE-HVAC-airAC-SpltPkg-240to759kBtuh-11p5eer_MZDEER2017AnyMBT2007CZ16cPVVG | 98032 | NE-HVAC-airAC-SpltPkg-240to759kBtuh-11p5eer_SZDEER2017AnyMBT2007CZ16cDXGF | 98031 |  | 90.2 | 0.117 | 0 | 102 | 0.14 | 0 | 90.2 | 0.117 | 0 | 102 | 0.14 | 0 | 379 | 200000 | 308 | 200000
NE-HVAC-airAC-SpltPkg-240to759kBtuh-11p5eer | DEER2017 | D17 v2 |  | Any | MBT | 2011 | CZ01 | cWtd | Cap-Tons | 370.4 | 200000 | None | 103 | 0.0713 | 0.702 | 52.3 | 0.0656 | 0 | 103 | 0.0713 | 0.702 | 52.3 | 0.0656 | 0 | DEER:HVAC_Split-Package_AC | Annual | 1719 | 103.48 | 0.07132 | 0.702 | 52.34 | 0.0656 | 0 | NE-HVAC-airAC-SpltPkg-240to759kBtuh-11p5eer_MZDEER2017AnyMBT2011CZ01cPVVG | 119362 | NE-HVAC-airAC-SpltPkg-240to759kBtuh-11p5eer_SZDEER2017AnyMBT2011CZ01cDXGF | 119361 |  | 57.1 | 0.0634 | 0 | 289 | 0.103 | 3.51 | 57.1 | 0.0634 | 0 | 33.3 | 0.0744 | 0 | 384 | 200000 | 316 | 200000
NE-HVAC-airAC-SpltPkg-240to759kBtuh-11p5eer | DEER2017 | D17 v2 |  | Any | MBT | 2011 | CZ02 | cWtd | Cap-Tons | 415.4 | 200000 | None | 179 | 0.17 | 0.366 | 123 | 0.152 | 0 | 179 | 0.17 | 0.366 | 123 | 0.152 | 0 | DEER:HVAC_Split-Package_AC | Annual | 1719 | 179.2 | 0.1704 | 0.366 | 122.6 | 0.1522 | 0 | NE-HVAC-airAC-SpltPkg-240to759kBtuh-11p5eer_MZDEER2017AnyMBT2011CZ02cPVVG | 119364 | NE-HVAC-airAC-SpltPkg-240to759kBtuh-11p5eer_SZDEER2017AnyMBT2011CZ02cDXGF | 119363 |  | 123 | 0.149 | 0 | 404 | 0.256 | 1.83 | 123 | 0.149 | 0 | 121 | 0.165 | 0 | 427 | 200000 | 369 | 200000
NE-HVAC-airAC-SpltPkg-240to759kBtuh-11p5eer | DEER2017 | D17 v2 |  | Any | MBT | 2011 | CZ03 | cWtd | Cap-Tons | 394.6 | 200000 | None | 149 | 0.128 | 0.396 | 108 | 0.11 | 0 | 149 | 0.128 | 0.396 | 108 | 0.11 | 0 | DEER:HVAC_Split-Package_AC | Annual | 1719 | 149 | 0.1276 | 0.396 | 107.66 | 0.1102 | 0 | NE-HVAC-airAC-SpltPkg-240to759kBtuh-11p5eer_MZDEER2017AnyMBT2011CZ03cPVVG | 119366 | NE-HVAC-airAC-SpltPkg-240to759kBtuh-11p5eer_SZDEER2017AnyMBT2011CZ03cDXGF | 119365 |  | 110 | 0.106 | 0 | 305 | 0.214 | 1.98 | 110 | 0.106 | 0 | 98.3 | 0.127 | 0 | 408 | 200000 | 341 | 200000
NE-HVAC-airAC-SpltPkg-240to759kBtuh-11p5eer | DEER2017 | D17 v2 |  | Any | MBT | 2011 | CZ04 | cWtd | Cap-Tons | 440.6 | 200000 | None | 193 | 0.153 | 0.24 | 139 | 0.134 | 0 | 193 | 0.153 | 0.24 | 139 | 0.134 | 0 | DEER:HVAC_Split-Package_AC | Annual | 1719 | 192.8 | 0.1532 | 0.24 | 138.6 | 0.1338 | 0 | NE-HVAC-airAC-SpltPkg-240to759kBtuh-11p5eer_MZDEER2017AnyMBT2011CZ04cPVVG | 119368 | NE-HVAC-airAC-SpltPkg-240to759kBtuh-11p5eer_SZDEER2017AnyMBT2011CZ04cDXGF | 119367 |  | 139 | 0.129 | 0 | 408 | 0.25 | 1.2 | 139 | 0.129 | 0 | 137 | 0.153 | 0 | 455 | 200000 | 383 | 200000
NE-HVAC-airAC-SpltPkg-240to759kBtuh-11p5eer | DEER2017 | D17 v2 |  | Any | MBT | 2011 | CZ05 | cWtd | Cap-Tons | 346.4 | 200000 | None | 156 | 0.115 | 0.145 | 121 | 0.108 | 0 | 156 | 0.115 | 0.145 | 121 | 0.108 | 0 | DEER:HVAC_Split-Package_AC | Annual | 1719 | 156.2 | 0.1154 | 0.1454 | 120.8 | 0.1078 | 0 | NE-HVAC-airAC-SpltPkg-240to759kBtuh-11p5eer_MZDEER2017AnyMBT2011CZ05cPVVG | 119370 | NE-HVAC-airAC-SpltPkg-240to759kBtuh-11p5eer_SZDEER2017AnyMBT2011CZ05cDXGF | 119369 |  | 120 | 0.103 | 0 | 301 | 0.165 | 0.727 | 120 | 0.103 | 0 | 124 | 0.127 | 0 | 360 | 200000 | 292 | 200000
NE-HVAC-airAC-SpltPkg-240to759kBtuh-11p5eer | DEER2017 | D17 v2 |  | Any | MBT | 2011 | CZ06 | cWtd | Cap-Tons | 412 | 200000 | None | 217 | 0.138 | 0.184 | 180 | 0.127 | 0 | 217 | 0.138 | 0.184 | 180 | 0.127 | 0 | DEER:HVAC_Split-Package_AC | Annual | 1719 | 216.6 | 0.138 | 0.1836 | 179.6 | 0.127 | 0 | NE-HVAC-airAC-SpltPkg-240to759kBtuh-11p5eer_MZDEER2017AnyMBT2011CZ06cPVVG | 119372 | NE-HVAC-airAC-SpltPkg-240to759kBtuh-11p5eer_SZDEER2017AnyMBT2011CZ06cDXGF | 119371 |  | 175 | 0.122 | 0 | 383 | 0.202 | 0.918 | 175 | 0.122 | 0 | 198 | 0.147 | 0 | 429 | 200000 | 344 | 200000
NE-HVAC-airAC-SpltPkg-240to759kBtuh-11p5eer | DEER2017 | D17 v2 |  | Any | MBT | 2011 | CZ07 | cWtd | Cap-Tons | 383.2 | 200000 | None | 206 | 0.131 | 0.0706 | 181 | 0.121 | 0 | 206 | 0.131 | 0.0706 | 181 | 0.121 | 0 | DEER:HVAC_Split-Package_AC | Annual | 1719 | 206.4 | 0.1312 | 0.0706 | 180.8 | 0.1206 | 0 | NE-HVAC-airAC-SpltPkg-240to759kBtuh-11p5eer_MZDEER2017AnyMBT2011CZ07cPVVG | 119374 | NE-HVAC-airAC-SpltPkg-240to759kBtuh-11p5eer_SZDEER2017AnyMBT2011CZ07cDXGF | 119373 |  | 177 | 0.116 | 0 | 324 | 0.192 | 0.353 | 177 | 0.116 | 0 | 196 | 0.139 | 0 | 397 | 200000 | 328 | 200000
NE-HVAC-airAC-SpltPkg-240to759kBtuh-11p5eer | DEER2017 | D17 v2 |  | Any | MBT | 2011 | CZ08 | cWtd | Cap-Tons | 493.2 | 200000 | None | 220 | 0.143 | 0.013 | 167 | 0.124 | 0 | 220 | 0.143 | 0.013 | 167 | 0.124 | 0 | DEER:HVAC_Split-Package_AC | Annual | 1719 | 220 | 0.1432 | 0.01296 | 167.2 | 0.124 | 0 | NE-HVAC-airAC-SpltPkg-240to759kBtuh-11p5eer_MZDEER2017AnyMBT2011CZ08cPVVG | 119376 | NE-HVAC-airAC-SpltPkg-240to759kBtuh-11p5eer_SZDEER2017AnyMBT2011CZ08cDXGF | 119375 |  | 166 | 0.119 | 0 | 436 | 0.24 | 0.0648 | 166 | 0.119 | 0 | 172 | 0.144 | 0 | 511 | 200000 | 422 | 200000
NE-HVAC-airAC-SpltPkg-240to759kBtuh-11p5eer | DEER2017 | D17 v2 |  | Any | MBT | 2011 | CZ09 | cWtd | Cap-Tons | 498.4 | 200000 | None | 223 | 0.169 | -0.0234 | 165 | 0.153 | 0 | 223 | 0.169 | -0.0234 | 165 | 0.153 | 0 | DEER:HVAC_Split-Package_AC | Annual | 1719 | 223.2 | 0.1688 | -0.0234 | 165 | 0.1532 | 0 | NE-HVAC-airAC-SpltPkg-240to759kBtuh-11p5eer_MZDEER2017AnyMBT2011CZ09cPVVG | 119378 | NE-HVAC-airAC-SpltPkg-240to759kBtuh-11p5eer_SZDEER2017AnyMBT2011CZ09cDXGF | 119377 |  | 165 | 0.148 | 0 | 456 | 0.252 | -0.117 | 165 | 0.148 | 0 | 165 | 0.174 | 0 | 513 | 200000 | 440 | 200000
NE-HVAC-airAC-SpltPkg-240to759kBtuh-11p5eer | DEER2017 | D17 v2 |  | Any | MBT | 2011 | CZ10 | cWtd | Cap-Tons | 499 | 200000 | None | 233 | 0.175 | -0.026 | 172 | 0.16 | 0 | 233 | 0.175 | -0.026 | 172 | 0.16 | 0 | DEER:HVAC_Split-Package_AC | Annual | 1719 | 233.2 | 0.175 | -0.026 | 171.6 | 0.16 | 0 | NE-HVAC-airAC-SpltPkg-240to759kBtuh-11p5eer_MZDEER2017AnyMBT2011CZ10cPVVG | 119380 | NE-HVAC-airAC-SpltPkg-240to759kBtuh-11p5eer_SZDEER2017AnyMBT2011CZ10cDXGF | 119379 |  | 171 | 0.154 | 0 | 482 | 0.259 | -0.13 | 171 | 0.154 | 0 | 174 | 0.184 | 0 | 513 | 200000 | 443 | 200000
NE-HVAC-airAC-SpltPkg-240to759kBtuh-11p5eer | DEER2017 | D17 v2 |  | Any | MBT | 2011 | CZ11 | cWtd | Cap-Tons | 481 | 200000 | None | 225 | 0.166 | -0.0782 | 161 | 0.15 | 0 | 225 | 0.166 | -0.0782 | 161 | 0.15 | 0 | DEER:HVAC_Split-Package_AC | Annual | 1719 | 224.8 | 0.1656 | -0.0782 | 160.8 | 0.1502 | 0 | NE-HVAC-airAC-SpltPkg-240to759kBtuh-11p5eer_MZDEER2017AnyMBT2011CZ11cPVVG | 119382 | NE-HVAC-airAC-SpltPkg-240to759kBtuh-11p5eer_SZDEER2017AnyMBT2011CZ11cDXGF | 119381 |  | 159 | 0.144 | 0 | 488 | 0.252 | -0.391 | 159 | 0.144 | 0 | 168 | 0.175 | 0 | 495 | 200000 | 425 | 200000
NE-HVAC-airAC-SpltPkg-240to759kBtuh-11p5eer | DEER2017 | D17 v2 |  | Any | MBT | 2011 | CZ12 | cWtd | Cap-Tons | 443 | 200000 | None | 209 | 0.168 | 0.266 | 149 | 0.153 | 0 | 209 | 0.168 | 0.266 | 149 | 0.153 | 0 | DEER:HVAC_Split-Package_AC | Annual | 1719 | 209.2 | 0.1682 | 0.266 | 149.4 | 0.1528 | 0 | NE-HVAC-airAC-SpltPkg-240to759kBtuh-11p5eer_MZDEER2017AnyMBT2011CZ12cPVVG | 119384 | NE-HVAC-airAC-SpltPkg-240to759kBtuh-11p5eer_SZDEER2017AnyMBT2011CZ12cDXGF | 119383 |  | 147 | 0.148 | 0 | 458 | 0.249 | 1.33 | 147 | 0.148 | 0 | 159 | 0.172 | 0 | 458 | 200000 | 383 | 200000
NE-HVAC-airAC-SpltPkg-240to759kBtuh-11p5eer | DEER2017 | D17 v2 |  | Any | MBT | 2011 | CZ13 | cWtd | Cap-Tons | 479.8 | 200000 | None | 232 | 0.164 | -0.0568 | 170 | 0.148 | 0 | 232 | 0.164 | -0.0568 | 170 | 0.148 | 0 | DEER:HVAC_Split-Package_AC | Annual | 1719 | 232.4 | 0.1638 | -0.0568 | 170.4 | 0.1482 | 0 | NE-HVAC-airAC-SpltPkg-240to759kBtuh-11p5eer_MZDEER2017AnyMBT2011CZ13cPVVG | 119386 | NE-HVAC-airAC-SpltPkg-240to759kBtuh-11p5eer_SZDEER2017AnyMBT2011CZ13cDXGF | 119385 |  | 167 | 0.142 | 0 | 494 | 0.251 | -0.284 | 167 | 0.142 | 0 | 184 | 0.173 | 0 | 495 | 200000 | 419 | 200000
NE-HVAC-airAC-SpltPkg-240to759kBtuh-11p5eer | DEER2017 | D17 v2 |  | Any | MBT | 2011 | CZ14 | cWtd | Cap-Tons | 480 | 200000 | None | 233 | 0.169 | -0.0794 | 168 | 0.152 | 0 | 233 | 0.169 | -0.0794 | 168 | 0.152 | 0 | DEER:HVAC_Split-Package_AC | Annual | 1719 | 232.8 | 0.1686 | -0.0794 | 167.6 | 0.1522 | 0 | NE-HVAC-airAC-SpltPkg-240to759kBtuh-11p5eer_MZDEER2017AnyMBT2011CZ14cPVVG | 119388 | NE-HVAC-airAC-SpltPkg-240to759kBtuh-11p5eer_SZDEER2017AnyMBT2011CZ14cDXGF | 119387 |  | 166 | 0.146 | 0 | 500 | 0.259 | -0.397 | 166 | 0.146 | 0 | 174 | 0.177 | 0 | 494 | 200000 | 424 | 200000
NE-HVAC-airAC-SpltPkg-240to759kBtuh-11p5eer | DEER2017 | D17 v2 |  | Any | MBT | 2011 | CZ15 | cWtd | Cap-Tons | 550.8 | 200000 | None | 326 | 0.174 | -0.0049 | 259 | 0.159 | 0 | 326 | 0.174 | -0.0049 | 259 | 0.159 | 0 | DEER:HVAC_Split-Package_AC | Annual | 1719 | 326.4 | 0.1736 | -0.0049 | 258.8 | 0.1594 | 0 | NE-HVAC-airAC-SpltPkg-240to759kBtuh-11p5eer_MZDEER2017AnyMBT2011CZ15cPVVG | 119390 | NE-HVAC-airAC-SpltPkg-240to759kBtuh-11p5eer_SZDEER2017AnyMBT2011CZ15cDXGF | 119389 |  | 254 | 0.151 | 0 | 616 | 0.264 | -0.0245 | 254 | 0.151 | 0 | 278 | 0.193 | 0 | 566 | 200000 | 490 | 200000
NE-HVAC-airAC-SpltPkg-240to759kBtuh-11p5eer | DEER2017 | D17 v2 |  | Any | MBT | 2011 | CZ16 | cWtd | Cap-Tons | 349 | 200000 | None | 147 | 0.131 | 0.604 | 94.6 | 0.122 | 0 | 147 | 0.131 | 0.604 | 94.6 | 0.122 | 0 | DEER:HVAC_Split-Package_AC | Annual | 1719 | 147.24 | 0.1314 | 0.604 | 94.64 | 0.1224 | 0 | NE-HVAC-airAC-SpltPkg-240to759kBtuh-11p5eer_MZDEER2017AnyMBT2011CZ16cPVVG | 119392 | NE-HVAC-airAC-SpltPkg-240to759kBtuh-11p5eer_SZDEER2017AnyMBT2011CZ16cDXGF | 119391 |  | 92.3 | 0.118 | 0 | 367 | 0.185 | 3.02 | 92.3 | 0.118 | 0 | 104 | 0.14 | 0 | 361 | 200000 | 301 | 200000
NE-HVAC-airAC-SpltPkg-240to759kBtuh-11p5eer | DEER2017 | D17 v2 |  | Any | MBT | 2014 | CZ01 | cWtd | Cap-Tons | 358 | 200000 | None | 52.3 | 0.0658 | 0 | 52.3 | 0.0658 | 0 | 52.3 | 0.0658 | 0 | 52.3 | 0.0658 | 0 | DEER:HVAC_Split-Package_AC | Annual | 1719 | 52.34 | 0.06582 | 0 | 52.34 | 0.06582 | 0 | NE-HVAC-airAC-SpltPkg-240to759kBtuh-11p5eer_MZDEER2017AnyMBT2014CZ01cPVVG | 140722 | NE-HVAC-airAC-SpltPkg-240to759kBtuh-11p5eer_SZDEER2017AnyMBT2014CZ01cDXGF | 140721 |  | 57.3 | 0.0637 | 0 | 32.5 | 0.0743 | 0 | 57.3 | 0.0637 | 0 | 32.5 | 0.0743 | 0 | 371 | 200000 | 306 | 200000
NE-HVAC-airAC-SpltPkg-240to759kBtuh-11p5eer | DEER2017 | D17 v2 |  | Any | MBT | 2014 | CZ02 | cWtd | Cap-Tons | 410.8 | 200000 | None | 120 | 0.151 | 0 | 120 | 0.151 | 0 | 120 | 0.151 | 0 | 120 | 0.151 | 0 | DEER:HVAC_Split-Package_AC | Annual | 1719 | 120.2 | 0.1514 | 0 | 120.2 | 0.1514 | 0 | NE-HVAC-airAC-SpltPkg-240to759kBtuh-11p5eer_MZDEER2017AnyMBT2014CZ02cPVVG | 140724 | NE-HVAC-airAC-SpltPkg-240to759kBtuh-11p5eer_SZDEER2017AnyMBT2014CZ02cDXGF | 140723 |  | 121 | 0.148 | 0 | 117 | 0.165 | 0 | 121 | 0.148 | 0 | 117 | 0.165 | 0 | 422 | 200000 | 366 | 200000
NE-HVAC-airAC-SpltPkg-240to759kBtuh-11p5eer | DEER2017 | D17 v2 |  | Any | MBT | 2014 | CZ03 | cWtd | Cap-Tons | 377 | 200000 | None | 110 | 0.113 | 0 | 110 | 0.113 | 0 | 110 | 0.113 | 0 | 110 | 0.113 | 0 | DEER:HVAC_Split-Package_AC | Annual | 1719 | 110 | 0.1128 | 0 | 110 | 0.1128 | 0 | NE-HVAC-airAC-SpltPkg-240to759kBtuh-11p5eer_MZDEER2017AnyMBT2014CZ03cPVVG | 140726 | NE-HVAC-airAC-SpltPkg-240to759kBtuh-11p5eer_SZDEER2017AnyMBT2014CZ03cDXGF | 140725 |  | 112 | 0.108 | 0 | 102 | 0.132 | 0 | 112 | 0.108 | 0 | 102 | 0.132 | 0 | 390 | 200000 | 325 | 200000
NE-HVAC-airAC-SpltPkg-240to759kBtuh-11p5eer | DEER2017 | D17 v2 |  | Any | MBT | 2014 | CZ04 | cWtd | Cap-Tons | 435.2 | 200000 | None | 135 | 0.131 | 0 | 135 | 0.131 | 0 | 135 | 0.131 | 0 | 135 | 0.131 | 0 | DEER:HVAC_Split-Package_AC | Annual | 1719 | 135.2 | 0.131 | 0 | 135.2 | 0.131 | 0 | NE-HVAC-airAC-SpltPkg-240to759kBtuh-11p5eer_MZDEER2017AnyMBT2014CZ04cPVVG | 140728 | NE-HVAC-airAC-SpltPkg-240to759kBtuh-11p5eer_SZDEER2017AnyMBT2014CZ04cDXGF | 140727 |  | 136 | 0.126 | 0 | 132 | 0.151 | 0 | 136 | 0.126 | 0 | 132 | 0.151 | 0 | 449 | 200000 | 380 | 200000
NE-HVAC-airAC-SpltPkg-240to759kBtuh-11p5eer | DEER2017 | D17 v2 |  | Any | MBT | 2014 | CZ05 | cWtd | Cap-Tons | 367 | 200000 | None | 111 | 0.0998 | 0 | 111 | 0.0998 | 0 | 111 | 0.0998 | 0 | 111 | 0.0998 | 0 | DEER:HVAC_Split-Package_AC | Annual | 1719 | 111 | 0.09976 | 0 | 111 | 0.09976 | 0 | NE-HVAC-airAC-SpltPkg-240to759kBtuh-11p5eer_MZDEER2017AnyMBT2014CZ05cPVVG | 140730 | NE-HVAC-airAC-SpltPkg-240to759kBtuh-11p5eer_SZDEER2017AnyMBT2014CZ05cDXGF | 140729 |  | 112 | 0.0952 | 0 | 107 | 0.118 | 0 | 112 | 0.0952 | 0 | 107 | 0.118 | 0 | 381 | 200000 | 311 | 200000
NE-HVAC-airAC-SpltPkg-240to759kBtuh-11p5eer | DEER2017 | D17 v2 |  | Any | MBT | 2014 | CZ06 | cWtd | Cap-Tons | 394.2 | 200000 | None | 182 | 0.128 | 0 | 182 | 0.128 | 0 | 182 | 0.128 | 0 | 182 | 0.128 | 0 | DEER:HVAC_Split-Package_AC | Annual | 1719 | 182.4 | 0.1282 | 0 | 182.4 | 0.1282 | 0 | NE-HVAC-airAC-SpltPkg-240to759kBtuh-11p5eer_MZDEER2017AnyMBT2014CZ06cPVVG | 140732 | NE-HVAC-airAC-SpltPkg-240to759kBtuh-11p5eer_SZDEER2017AnyMBT2014CZ06cDXGF | 140731 |  | 177 | 0.123 | 0 | 204 | 0.149 | 0 | 177 | 0.123 | 0 | 204 | 0.149 | 0 | 411 | 200000 | 327 | 200000
NE-HVAC-airAC-SpltPkg-240to759kBtuh-11p5eer | DEER2017 | D17 v2 |  | Any | MBT | 2014 | CZ07 | cWtd | Cap-Tons | 364.4 | 200000 | None | 185 | 0.124 | 0 | 185 | 0.124 | 0 | 185 | 0.124 | 0 | 185 | 0.124 | 0 | DEER:HVAC_Split-Package_AC | Annual | 1719 | 184.8 | 0.1236 | 0 | 184.8 | 0.1236 | 0 | NE-HVAC-airAC-SpltPkg-240to759kBtuh-11p5eer_MZDEER2017AnyMBT2014CZ07cPVVG | 140734 | NE-HVAC-airAC-SpltPkg-240to759kBtuh-11p5eer_SZDEER2017AnyMBT2014CZ07cDXGF | 140733 |  | 180 | 0.119 | 0 | 204 | 0.142 | 0 | 180 | 0.119 | 0 | 204 | 0.142 | 0 | 378 | 200000 | 310 | 200000
NE-HVAC-airAC-SpltPkg-240to759kBtuh-11p5eer | DEER2017 | D17 v2 |  | Any | MBT | 2014 | CZ08 | cWtd | Cap-Tons | 472.6 | 200000 | None | 169 | 0.126 | 0 | 169 | 0.126 | 0 | 169 | 0.126 | 0 | 169 | 0.126 | 0 | DEER:HVAC_Split-Package_AC | Annual | 1719 | 168.8 | 0.126 | 0 | 168.8 | 0.126 | 0 | NE-HVAC-airAC-SpltPkg-240to759kBtuh-11p5eer_MZDEER2017AnyMBT2014CZ08cPVVG | 140736 | NE-HVAC-airAC-SpltPkg-240to759kBtuh-11p5eer_SZDEER2017AnyMBT2014CZ08cDXGF | 140735 |  | 167 | 0.121 | 0 | 176 | 0.146 | 0 | 167 | 0.121 | 0 | 176 | 0.146 | 0 | 490 | 200000 | 403 | 200000
NE-HVAC-airAC-SpltPkg-240to759kBtuh-11p5eer | DEER2017 | D17 v2 |  | Any | MBT | 2014 | CZ09 | cWtd | Cap-Tons | 512 | 200000 | None | 157 | 0.147 | 0 | 157 | 0.147 | 0 | 157 | 0.147 | 0 | 157 | 0.147 | 0 | DEER:HVAC_Split-Package_AC | Annual | 1719 | 156.6 | 0.1466 | 0 | 156.6 | 0.1466 | 0 | NE-HVAC-airAC-SpltPkg-240to759kBtuh-11p5eer_MZDEER2017AnyMBT2014CZ09cPVVG | 140738 | NE-HVAC-airAC-SpltPkg-240to759kBtuh-11p5eer_SZDEER2017AnyMBT2014CZ09cDXGF | 140737 |  | 158 | 0.141 | 0 | 151 | 0.169 | 0 | 158 | 0.141 | 0 | 151 | 0.169 | 0 | 526 | 200000 | 456 | 200000
NE-HVAC-airAC-SpltPkg-240to759kBtuh-11p5eer | DEER2017 | D17 v2 |  | Any | MBT | 2014 | CZ10 | cWtd | Cap-Tons | 493.4 | 200000 | None | 168 | 0.159 | 0 | 168 | 0.159 | 0 | 168 | 0.159 | 0 | 168 | 0.159 | 0 | DEER:HVAC_Split-Package_AC | Annual | 1719 | 168.2 | 0.159 | 0 | 168.2 | 0.159 | 0 | NE-HVAC-airAC-SpltPkg-240to759kBtuh-11p5eer_MZDEER2017AnyMBT2014CZ10cPVVG | 140740 | NE-HVAC-airAC-SpltPkg-240to759kBtuh-11p5eer_SZDEER2017AnyMBT2014CZ10cDXGF | 140739 |  | 168 | 0.153 | 0 | 169 | 0.183 | 0 | 168 | 0.153 | 0 | 169 | 0.183 | 0 | 507 | 200000 | 439 | 200000
NE-HVAC-airAC-SpltPkg-240to759kBtuh-11p5eer | DEER2017 | D17 v2 |  | Any | MBT | 2014 | CZ11 | cWtd | Cap-Tons | 467.2 | 200000 | None | 161 | 0.151 | 0 | 161 | 0.151 | 0 | 161 | 0.151 | 0 | 161 | 0.151 | 0 | DEER:HVAC_Split-Package_AC | Annual | 1719 | 160.8 | 0.1512 | 0 | 160.8 | 0.1512 | 0 | NE-HVAC-airAC-SpltPkg-240to759kBtuh-11p5eer_MZDEER2017AnyMBT2014CZ11cPVVG | 140742 | NE-HVAC-airAC-SpltPkg-240to759kBtuh-11p5eer_SZDEER2017AnyMBT2014CZ11cDXGF | 140741 |  | 159 | 0.145 | 0 | 168 | 0.176 | 0 | 159 | 0.145 | 0 | 168 | 0.176 | 0 | 481 | 200000 | 412 | 200000
NE-HVAC-airAC-SpltPkg-240to759kBtuh-11p5eer | DEER2017 | D17 v2 |  | Any | MBT | 2014 | CZ12 | cWtd | Cap-Tons | 443.4 | 200000 | None | 145 | 0.15 | 0 | 145 | 0.15 | 0 | 145 | 0.15 | 0 | 145 | 0.15 | 0 | DEER:HVAC_Split-Package_AC | Annual | 1719 | 145 | 0.15 | 0 | 145 | 0.15 | 0 | NE-HVAC-airAC-SpltPkg-240to759kBtuh-11p5eer_MZDEER2017AnyMBT2014CZ12cPVVG | 140744 | NE-HVAC-airAC-SpltPkg-240to759kBtuh-11p5eer_SZDEER2017AnyMBT2014CZ12cDXGF | 140743 |  | 143 | 0.145 | 0 | 153 | 0.17 | 0 | 143 | 0.145 | 0 | 153 | 0.17 | 0 | 458 | 200000 | 385 | 200000
NE-HVAC-airAC-SpltPkg-240to759kBtuh-11p5eer | DEER2017 | D17 v2 |  | Any | MBT | 2014 | CZ13 | cWtd | Cap-Tons | 467 | 200000 | None | 170 | 0.149 | 0 | 170 | 0.149 | 0 | 170 | 0.149 | 0 | 170 | 0.149 | 0 | DEER:HVAC_Split-Package_AC | Annual | 1719 | 169.6 | 0.1492 | 0 | 169.6 | 0.1492 | 0 | NE-HVAC-airAC-SpltPkg-240to759kBtuh-11p5eer_MZDEER2017AnyMBT2014CZ13cPVVG | 140746 | NE-HVAC-airAC-SpltPkg-240to759kBtuh-11p5eer_SZDEER2017AnyMBT2014CZ13cDXGF | 140745 |  | 166 | 0.143 | 0 | 184 | 0.174 | 0 | 166 | 0.143 | 0 | 184 | 0.174 | 0 | 482 | 200000 | 407 | 200000
NE-HVAC-airAC-SpltPkg-240to759kBtuh-11p5eer | DEER2017 | D17 v2 |  | Any | MBT | 2014 | CZ14 | cWtd | Cap-Tons | 466.2 | 200000 | None | 168 | 0.153 | 0 | 168 | 0.153 | 0 | 168 | 0.153 | 0 | 168 | 0.153 | 0 | DEER:HVAC_Split-Package_AC | Annual | 1719 | 167.8 | 0.153 | 0 | 167.8 | 0.153 | 0 | NE-HVAC-airAC-SpltPkg-240to759kBtuh-11p5eer_MZDEER2017AnyMBT2014CZ14cPVVG | 140748 | NE-HVAC-airAC-SpltPkg-240to759kBtuh-11p5eer_SZDEER2017AnyMBT2014CZ14cDXGF | 140747 |  | 166 | 0.147 | 0 | 175 | 0.177 | 0 | 166 | 0.147 | 0 | 175 | 0.177 | 0 | 480 | 200000 | 411 | 200000
NE-HVAC-airAC-SpltPkg-240to759kBtuh-11p5eer | DEER2017 | D17 v2 |  | Any | MBT | 2014 | CZ15 | cWtd | Cap-Tons | 537 | 200000 | None | 258 | 0.16 | 0 | 258 | 0.16 | 0 | 258 | 0.16 | 0 | 258 | 0.16 | 0 | DEER:HVAC_Split-Package_AC | Annual | 1719 | 258.2 | 0.1602 | 0 | 258.2 | 0.1602 | 0 | NE-HVAC-airAC-SpltPkg-240to759kBtuh-11p5eer_MZDEER2017AnyMBT2014CZ15cPVVG | 140750 | NE-HVAC-airAC-SpltPkg-240to759kBtuh-11p5eer_SZDEER2017AnyMBT2014CZ15cDXGF | 140749 |  | 253 | 0.152 | 0 | 279 | 0.193 | 0 | 253 | 0.152 | 0 | 279 | 0.193 | 0 | 552 | 200000 | 477 | 200000
NE-HVAC-airAC-SpltPkg-240to759kBtuh-11p5eer | DEER2017 | D17 v2 |  | Any | MBT | 2014 | CZ16 | cWtd | Cap-Tons | 336.2 | 200000 | None | 94.7 | 0.124 | 0 | 94.7 | 0.124 | 0 | 94.7 | 0.124 | 0 | 94.7 | 0.124 | 0 | DEER:HVAC_Split-Package_AC | Annual | 1719 | 94.72 | 0.1236 | 0 | 94.72 | 0.1236 | 0 | NE-HVAC-airAC-SpltPkg-240to759kBtuh-11p5eer_MZDEER2017AnyMBT2014CZ16cPVVG | 140752 | NE-HVAC-airAC-SpltPkg-240to759kBtuh-11p5eer_SZDEER2017AnyMBT2014CZ16cDXGF | 140751 |  | 92.4 | 0.119 | 0 | 104 | 0.142 | 0 | 92.4 | 0.119 | 0 | 104 | 0.142 | 0 | 348 | 200000 | 289 | 200000
NE-HVAC-airAC-SpltPkg-240to759kBtuh-11p5eer | DEER2017 | D17 v2 |  | Any | MBT | New | CZ01 | cWtd | Cap-Tons | 358 | 200000 | None | 52.3 | 0.0658 | 0 | 52.3 | 0.0658 | 0 | 52.3 | 0.0658 | 0 | 52.3 | 0.0658 | 0 | DEER:HVAC_Split-Package_AC | Annual | 1719 | 52.34 | 0.06582 | 0 | 52.34 | 0.06582 | 0 | NE-HVAC-airAC-SpltPkg-240to759kBtuh-11p5eer_MZDEER2017AnyMBTNewCZ01cPVVG | 165322 | NE-HVAC-airAC-SpltPkg-240to759kBtuh-11p5eer_SZDEER2017AnyMBTNewCZ01cDXGF | 165321 |  | 57.3 | 0.0637 | 0 | 32.5 | 0.0743 | 0 | 57.3 | 0.0637 | 0 | 32.5 | 0.0743 | 0 | 371 | 200000 | 306 | 200000
NE-HVAC-airAC-SpltPkg-240to759kBtuh-11p5eer | DEER2017 | D17 v2 |  | Any | MBT | New | CZ02 | cWtd | Cap-Tons | 410.8 | 200000 | None | 120 | 0.151 | 0 | 120 | 0.151 | 0 | 120 | 0.151 | 0 | 120 | 0.151 | 0 | DEER:HVAC_Split-Package_AC | Annual | 1719 | 120.2 | 0.1514 | 0 | 120.2 | 0.1514 | 0 | NE-HVAC-airAC-SpltPkg-240to759kBtuh-11p5eer_MZDEER2017AnyMBTNewCZ02cPVVG | 165324 | NE-HVAC-airAC-SpltPkg-240to759kBtuh-11p5eer_SZDEER2017AnyMBTNewCZ02cDXGF | 165323 |  | 121 | 0.148 | 0 | 117 | 0.165 | 0 | 121 | 0.148 | 0 | 117 | 0.165 | 0 | 422 | 200000 | 366 | 200000
NE-HVAC-airAC-SpltPkg-240to759kBtuh-11p5eer | DEER2017 | D17 v2 |  | Any | MBT | New | CZ03 | cWtd | Cap-Tons | 377 | 200000 | None | 110 | 0.113 | 0 | 110 | 0.113 | 0 | 110 | 0.113 | 0 | 110 | 0.113 | 0 | DEER:HVAC_Split-Package_AC | Annual | 1719 | 110 | 0.1128 | 0 | 110 | 0.1128 | 0 | NE-HVAC-airAC-SpltPkg-240to759kBtuh-11p5eer_MZDEER2017AnyMBTNewCZ03cPVVG | 165326 | NE-HVAC-airAC-SpltPkg-240to759kBtuh-11p5eer_SZDEER2017AnyMBTNewCZ03cDXGF | 165325 |  | 112 | 0.108 | 0 | 102 | 0.132 | 0 | 112 | 0.108 | 0 | 102 | 0.132 | 0 | 390 | 200000 | 325 | 200000
NE-HVAC-airAC-SpltPkg-240to759kBtuh-11p5eer | DEER2017 | D17 v2 |  | Any | MBT | New | CZ04 | cWtd | Cap-Tons | 435.2 | 200000 | None | 135 | 0.131 | 0 | 135 | 0.131 | 0 | 135 | 0.131 | 0 | 135 | 0.131 | 0 | DEER:HVAC_Split-Package_AC | Annual | 1719 | 135.2 | 0.131 | 0 | 135.2 | 0.131 | 0 | NE-HVAC-airAC-SpltPkg-240to759kBtuh-11p5eer_MZDEER2017AnyMBTNewCZ04cPVVG | 165328 | NE-HVAC-airAC-SpltPkg-240to759kBtuh-11p5eer_SZDEER2017AnyMBTNewCZ04cDXGF | 165327 |  | 136 | 0.126 | 0 | 132 | 0.151 | 0 | 136 | 0.126 | 0 | 132 | 0.151 | 0 | 449 | 200000 | 380 | 200000
NE-HVAC-airAC-SpltPkg-240to759kBtuh-11p5eer | DEER2017 | D17 v2 |  | Any | MBT | New | CZ05 | cWtd | Cap-Tons | 367 | 200000 | None | 111 | 0.0998 | 0 | 111 | 0.0998 | 0 | 111 | 0.0998 | 0 | 111 | 0.0998 | 0 | DEER:HVAC_Split-Package_AC | Annual | 1719 | 111 | 0.09976 | 0 | 111 | 0.09976 | 0 | NE-HVAC-airAC-SpltPkg-240to759kBtuh-11p5eer_MZDEER2017AnyMBTNewCZ05cPVVG | 165330 | NE-HVAC-airAC-SpltPkg-240to759kBtuh-11p5eer_SZDEER2017AnyMBTNewCZ05cDXGF | 165329 |  | 112 | 0.0952 | 0 | 107 | 0.118 | 0 | 112 | 0.0952 | 0 | 107 | 0.118 | 0 | 381 | 200000 | 311 | 200000
NE-HVAC-airAC-SpltPkg-240to759kBtuh-11p5eer | DEER2017 | D17 v2 |  | Any | MBT | New | CZ06 | cWtd | Cap-Tons | 394.2 | 200000 | None | 182 | 0.128 | 0 | 182 | 0.128 | 0 | 182 | 0.128 | 0 | 182 | 0.128 | 0 | DEER:HVAC_Split-Package_AC | Annual | 1719 | 182.4 | 0.1282 | 0 | 182.4 | 0.1282 | 0 | NE-HVAC-airAC-SpltPkg-240to759kBtuh-11p5eer_MZDEER2017AnyMBTNewCZ06cPVVG | 165332 | NE-HVAC-airAC-SpltPkg-240to759kBtuh-11p5eer_SZDEER2017AnyMBTNewCZ06cDXGF | 165331 |  | 177 | 0.123 | 0 | 204 | 0.149 | 0 | 177 | 0.123 | 0 | 204 | 0.149 | 0 | 411 | 200000 | 327 | 200000
NE-HVAC-airAC-SpltPkg-240to759kBtuh-11p5eer | DEER2017 | D17 v2 |  | Any | MBT | New | CZ07 | cWtd | Cap-Tons | 364.4 | 200000 | None | 185 | 0.124 | 0 | 185 | 0.124 | 0 | 185 | 0.124 | 0 | 185 | 0.124 | 0 | DEER:HVAC_Split-Package_AC | Annual | 1719 | 184.8 | 0.1236 | 0 | 184.8 | 0.1236 | 0 | NE-HVAC-airAC-SpltPkg-240to759kBtuh-11p5eer_MZDEER2017AnyMBTNewCZ07cPVVG | 165334 | NE-HVAC-airAC-SpltPkg-240to759kBtuh-11p5eer_SZDEER2017AnyMBTNewCZ07cDXGF | 165333 |  | 180 | 0.119 | 0 | 204 | 0.142 | 0 | 180 | 0.119 | 0 | 204 | 0.142 | 0 | 378 | 200000 | 310 | 200000
NE-HVAC-airAC-SpltPkg-240to759kBtuh-11p5eer | DEER2017 | D17 v2 |  | Any | MBT | New | CZ08 | cWtd | Cap-Tons | 472.6 | 200000 | None | 169 | 0.126 | 0 | 169 | 0.126 | 0 | 169 | 0.126 | 0 | 169 | 0.126 | 0 | DEER:HVAC_Split-Package_AC | Annual | 1719 | 168.8 | 0.126 | 0 | 168.8 | 0.126 | 0 | NE-HVAC-airAC-SpltPkg-240to759kBtuh-11p5eer_MZDEER2017AnyMBTNewCZ08cPVVG | 165336 | NE-HVAC-airAC-SpltPkg-240to759kBtuh-11p5eer_SZDEER2017AnyMBTNewCZ08cDXGF | 165335 |  | 167 | 0.121 | 0 | 176 | 0.146 | 0 | 167 | 0.121 | 0 | 176 | 0.146 | 0 | 490 | 200000 | 403 | 200000
NE-HVAC-airAC-SpltPkg-240to759kBtuh-11p5eer | DEER2017 | D17 v2 |  | Any | MBT | New | CZ09 | cWtd | Cap-Tons | 512 | 200000 | None | 157 | 0.147 | 0 | 157 | 0.147 | 0 | 157 | 0.147 | 0 | 157 | 0.147 | 0 | DEER:HVAC_Split-Package_AC | Annual | 1719 | 156.6 | 0.1466 | 0 | 156.6 | 0.1466 | 0 | NE-HVAC-airAC-SpltPkg-240to759kBtuh-11p5eer_MZDEER2017AnyMBTNewCZ09cPVVG | 165338 | NE-HVAC-airAC-SpltPkg-240to759kBtuh-11p5eer_SZDEER2017AnyMBTNewCZ09cDXGF | 165337 |  | 158 | 0.141 | 0 | 151 | 0.169 | 0 | 158 | 0.141 | 0 | 151 | 0.169 | 0 | 526 | 200000 | 456 | 200000
NE-HVAC-airAC-SpltPkg-240to759kBtuh-11p5eer | DEER2017 | D17 v2 |  | Any | MBT | New | CZ10 | cWtd | Cap-Tons | 493.4 | 200000 | None | 168 | 0.159 | 0 | 168 | 0.159 | 0 | 168 | 0.159 | 0 | 168 | 0.159 | 0 | DEER:HVAC_Split-Package_AC | Annual | 1719 | 168.2 | 0.159 | 0 | 168.2 | 0.159 | 0 | NE-HVAC-airAC-SpltPkg-240to759kBtuh-11p5eer_MZDEER2017AnyMBTNewCZ10cPVVG | 165340 | NE-HVAC-airAC-SpltPkg-240to759kBtuh-11p5eer_SZDEER2017AnyMBTNewCZ10cDXGF | 165339 |  | 168 | 0.153 | 0 | 169 | 0.183 | 0 | 168 | 0.153 | 0 | 169 | 0.183 | 0 | 507 | 200000 | 439 | 200000
NE-HVAC-airAC-SpltPkg-240to759kBtuh-11p5eer | DEER2017 | D17 v2 |  | Any | MBT | New | CZ11 | cWtd | Cap-Tons | 467.2 | 200000 | None | 161 | 0.151 | 0 | 161 | 0.151 | 0 | 161 | 0.151 | 0 | 161 | 0.151 | 0 | DEER:HVAC_Split-Package_AC | Annual | 1719 | 160.8 | 0.1512 | 0 | 160.8 | 0.1512 | 0 | NE-HVAC-airAC-SpltPkg-240to759kBtuh-11p5eer_MZDEER2017AnyMBTNewCZ11cPVVG | 165342 | NE-HVAC-airAC-SpltPkg-240to759kBtuh-11p5eer_SZDEER2017AnyMBTNewCZ11cDXGF | 165341 |  | 159 | 0.145 | 0 | 168 | 0.176 | 0 | 159 | 0.145 | 0 | 168 | 0.176 | 0 | 481 | 200000 | 412 | 200000
NE-HVAC-airAC-SpltPkg-240to759kBtuh-11p5eer | DEER2017 | D17 v2 |  | Any | MBT | New | CZ12 | cWtd | Cap-Tons | 443.4 | 200000 | None | 145 | 0.15 | 0 | 145 | 0.15 | 0 | 145 | 0.15 | 0 | 145 | 0.15 | 0 | DEER:HVAC_Split-Package_AC | Annual | 1719 | 145 | 0.15 | 0 | 145 | 0.15 | 0 | NE-HVAC-airAC-SpltPkg-240to759kBtuh-11p5eer_MZDEER2017AnyMBTNewCZ12cPVVG | 165344 | NE-HVAC-airAC-SpltPkg-240to759kBtuh-11p5eer_SZDEER2017AnyMBTNewCZ12cDXGF | 165343 |  | 143 | 0.145 | 0 | 153 | 0.17 | 0 | 143 | 0.145 | 0 | 153 | 0.17 | 0 | 458 | 200000 | 385 | 200000
NE-HVAC-airAC-SpltPkg-240to759kBtuh-11p5eer | DEER2017 | D17 v2 |  | Any | MBT | New | CZ13 | cWtd | Cap-Tons | 467 | 200000 | None | 170 | 0.149 | 0 | 170 | 0.149 | 0 | 170 | 0.149 | 0 | 170 | 0.149 | 0 | DEER:HVAC_Split-Package_AC | Annual | 1719 | 169.6 | 0.1492 | 0 | 169.6 | 0.1492 | 0 | NE-HVAC-airAC-SpltPkg-240to759kBtuh-11p5eer_MZDEER2017AnyMBTNewCZ13cPVVG | 165346 | NE-HVAC-airAC-SpltPkg-240to759kBtuh-11p5eer_SZDEER2017AnyMBTNewCZ13cDXGF | 165345 |  | 166 | 0.143 | 0 | 184 | 0.174 | 0 | 166 | 0.143 | 0 | 184 | 0.174 | 0 | 482 | 200000 | 407 | 200000
NE-HVAC-airAC-SpltPkg-240to759kBtuh-11p5eer | DEER2017 | D17 v2 |  | Any | MBT | New | CZ14 | cWtd | Cap-Tons | 466.2 | 200000 | None | 168 | 0.153 | 0 | 168 | 0.153 | 0 | 168 | 0.153 | 0 | 168 | 0.153 | 0 | DEER:HVAC_Split-Package_AC | Annual | 1719 | 167.8 | 0.153 | 0 | 167.8 | 0.153 | 0 | NE-HVAC-airAC-SpltPkg-240to759kBtuh-11p5eer_MZDEER2017AnyMBTNewCZ14cPVVG | 165348 | NE-HVAC-airAC-SpltPkg-240to759kBtuh-11p5eer_SZDEER2017AnyMBTNewCZ14cDXGF | 165347 |  | 166 | 0.147 | 0 | 175 | 0.177 | 0 | 166 | 0.147 | 0 | 175 | 0.177 | 0 | 480 | 200000 | 411 | 200000
NE-HVAC-airAC-SpltPkg-240to759kBtuh-11p5eer | DEER2017 | D17 v2 |  | Any | MBT | New | CZ15 | cWtd | Cap-Tons | 537 | 200000 | None | 258 | 0.16 | 0 | 258 | 0.16 | 0 | 258 | 0.16 | 0 | 258 | 0.16 | 0 | DEER:HVAC_Split-Package_AC | Annual | 1719 | 258.2 | 0.1602 | 0 | 258.2 | 0.1602 | 0 | NE-HVAC-airAC-SpltPkg-240to759kBtuh-11p5eer_MZDEER2017AnyMBTNewCZ15cPVVG | 165350 | NE-HVAC-airAC-SpltPkg-240to759kBtuh-11p5eer_SZDEER2017AnyMBTNewCZ15cDXGF | 165349 |  | 253 | 0.152 | 0 | 279 | 0.193 | 0 | 253 | 0.152 | 0 | 279 | 0.193 | 0 | 552 | 200000 | 477 | 200000
NE-HVAC-airAC-SpltPkg-240to759kBtuh-11p5eer | DEER2017 | D17 v2 |  | Any | MBT | New | CZ16 | cWtd | Cap-Tons | 336.2 | 200000 | None | 94.7 | 0.124 | 0 | 94.7 | 0.124 | 0 | 94.7 | 0.124 | 0 | 94.7 | 0.124 | 0 | DEER:HVAC_Split-Package_AC | Annual | 1719 | 94.72 | 0.1236 | 0 | 94.72 | 0.1236 | 0 | NE-HVAC-airAC-SpltPkg-240to759kBtuh-11p5eer_MZDEER2017AnyMBTNewCZ16cPVVG | 165352 | NE-HVAC-airAC-SpltPkg-240to759kBtuh-11p5eer_SZDEER2017AnyMBTNewCZ16cDXGF | 165351 |  | 92.4 | 0.119 | 0 | 104 | 0.142 | 0 | 92.4 | 0.119 | 0 | 104 | 0.142 | 0 | 348 | 200000 | 289 | 200000
NE-HVAC-airAC-SpltPkg-240to759kBtuh-11p5eer | DEER2017 | D17 v2 |  | Any | MLI | 1975 | CZ01 | cDXGF | Cap-Tons | 91 | 100000 | None | 1.35 | 0.0201 | 0 | 1.35 | 0.0201 | 0 | 1.35 | 0.0201 | 0 | 1.35 | 0.0201 | 0 | DEER:HVAC_Split-Package_AC | Annual | 1719 | 1.35 | 0.0201 | 0 | 1.35 | 0.0201 | 0 | NE-HVAC-airAC-SpltPkg-240to759kBtuh-11p5eer_MZDEER2017AnyMLI1975CZ01cPVVG | #N/A | NE-HVAC-airAC-SpltPkg-240to759kBtuh-11p5eer_SZDEER2017AnyMLI1975CZ01cDXGF | 12593 |  | #N/A | #N/A | #N/A | 1.35 | 0.0201 | 0 | #N/A | #N/A | #N/A | 1.35 | 0.0201 | 0 | #N/A | #N/A | 91 | 100000
NE-HVAC-airAC-SpltPkg-240to759kBtuh-11p5eer | DEER2017 | D17 v2 |  | Any | MLI | 1975 | CZ02 | cDXGF | Cap-Tons | 157 | 100000 | None | 51.4 | 0.165 | 0 | 51.4 | 0.165 | 0 | 51.4 | 0.165 | 0 | 51.4 | 0.165 | 0 | DEER:HVAC_Split-Package_AC | Annual | 1719 | 51.4 | 0.165 | 0 | 51.4 | 0.165 | 0 | NE-HVAC-airAC-SpltPkg-240to759kBtuh-11p5eer_MZDEER2017AnyMLI1975CZ02cPVVG | #N/A | NE-HVAC-airAC-SpltPkg-240to759kBtuh-11p5eer_SZDEER2017AnyMLI1975CZ02cDXGF | 12594 |  | #N/A | #N/A | #N/A | 51.4 | 0.165 | 0 | #N/A | #N/A | #N/A | 51.4 | 0.165 | 0 | #N/A | #N/A | 157 | 100000
NE-HVAC-airAC-SpltPkg-240to759kBtuh-11p5eer | DEER2017 | D17 v2 |  | Any | MLI | 1975 | CZ03 | cDXGF | Cap-Tons | 122 | 100000 | None | 24 | 0.106 | 0 | 24 | 0.106 | 0 | 24 | 0.106 | 0 | 24 | 0.106 | 0 | DEER:HVAC_Split-Package_AC | Annual | 1719 | 24 | 0.106 | 0 | 24 | 0.106 | 0 | NE-HVAC-airAC-SpltPkg-240to759kBtuh-11p5eer_MZDEER2017AnyMLI1975CZ03cPVVG | #N/A | NE-HVAC-airAC-SpltPkg-240to759kBtuh-11p5eer_SZDEER2017AnyMLI1975CZ03cDXGF | 12595 |  | #N/A | #N/A | #N/A | 24 | 0.106 | 0 | #N/A | #N/A | #N/A | 24 | 0.106 | 0 | #N/A | #N/A | 122 | 100000
NE-HVAC-airAC-SpltPkg-240to759kBtuh-11p5eer | DEER2017 | D17 v2 |  | Any | MLI | 1975 | CZ04 | cDXGF | Cap-Tons | 140 | 100000 | None | 67.8 | 0.158 | 0 | 67.8 | 0.158 | 0 | 67.8 | 0.158 | 0 | 67.8 | 0.158 | 0 | DEER:HVAC_Split-Package_AC | Annual | 1719 | 67.8 | 0.158 | 0 | 67.8 | 0.158 | 0 | NE-HVAC-airAC-SpltPkg-240to759kBtuh-11p5eer_MZDEER2017AnyMLI1975CZ04cPVVG | #N/A | NE-HVAC-airAC-SpltPkg-240to759kBtuh-11p5eer_SZDEER2017AnyMLI1975CZ04cDXGF | 12596 |  | #N/A | #N/A | #N/A | 67.8 | 0.158 | 0 | #N/A | #N/A | #N/A | 67.8 | 0.158 | 0 | #N/A | #N/A | 140 | 100000
NE-HVAC-airAC-SpltPkg-240to759kBtuh-11p5eer | DEER2017 | D17 v2 |  | Any | MLI | 1975 | CZ05 | cDXGF | Cap-Tons | 117 | 100000 | None | 21.9 | 0.0568 | 0 | 21.9 | 0.0568 | 0 | 21.9 | 0.0568 | 0 | 21.9 | 0.0568 | 0 | DEER:HVAC_Split-Package_AC | Annual | 1719 | 21.9 | 0.0568 | 0 | 21.9 | 0.0568 | 0 | NE-HVAC-airAC-SpltPkg-240to759kBtuh-11p5eer_MZDEER2017AnyMLI1975CZ05cPVVG | #N/A | NE-HVAC-airAC-SpltPkg-240to759kBtuh-11p5eer_SZDEER2017AnyMLI1975CZ05cDXGF | 12597 |  | #N/A | #N/A | #N/A | 21.9 | 0.0568 | 0 | #N/A | #N/A | #N/A | 21.9 | 0.0568 | 0 | #N/A | #N/A | 117 | 100000
NE-HVAC-airAC-SpltPkg-240to759kBtuh-11p5eer | DEER2017 | D17 v2 |  | Any | MLI | 1975 | CZ06 | cDXGF | Cap-Tons | 146 | 100000 | None | 70 | 0.135 | 0 | 70 | 0.135 | 0 | 70 | 0.135 | 0 | 70 | 0.135 | 0 | DEER:HVAC_Split-Package_AC | Annual | 1719 | 70 | 0.135 | 0 | 70 | 0.135 | 0 | NE-HVAC-airAC-SpltPkg-240to759kBtuh-11p5eer_MZDEER2017AnyMLI1975CZ06cPVVG | #N/A | NE-HVAC-airAC-SpltPkg-240to759kBtuh-11p5eer_SZDEER2017AnyMLI1975CZ06cDXGF | 12598 |  | #N/A | #N/A | #N/A | 70 | 0.135 | 0 | #N/A | #N/A | #N/A | 70 | 0.135 | 0 | #N/A | #N/A | 146 | 100000
NE-HVAC-airAC-SpltPkg-240to759kBtuh-11p5eer | DEER2017 | D17 v2 |  | Any | MLI | 1975 | CZ07 | cDXGF | Cap-Tons | 134 | 100000 | None | 62.5 | 0.124 | 0 | 62.5 | 0.124 | 0 | 62.5 | 0.124 | 0 | 62.5 | 0.124 | 0 | DEER:HVAC_Split-Package_AC | Annual | 1719 | 62.5 | 0.124 | 0 | 62.5 | 0.124 | 0 | NE-HVAC-airAC-SpltPkg-240to759kBtuh-11p5eer_MZDEER2017AnyMLI1975CZ07cPVVG | #N/A | NE-HVAC-airAC-SpltPkg-240to759kBtuh-11p5eer_SZDEER2017AnyMLI1975CZ07cDXGF | 12599 |  | #N/A | #N/A | #N/A | 62.5 | 0.124 | 0 | #N/A | #N/A | #N/A | 62.5 | 0.124 | 0 | #N/A | #N/A | 134 | 100000
NE-HVAC-airAC-SpltPkg-240to759kBtuh-11p5eer | DEER2017 | D17 v2 |  | Any | MLI | 1975 | CZ08 | cDXGF | Cap-Tons | 143 | 100000 | None | 104 | 0.163 | 0 | 104 | 0.163 | 0 | 104 | 0.163 | 0 | 104 | 0.163 | 0 | DEER:HVAC_Split-Package_AC | Annual | 1719 | 104 | 0.163 | 0 | 104 | 0.163 | 0 | NE-HVAC-airAC-SpltPkg-240to759kBtuh-11p5eer_MZDEER2017AnyMLI1975CZ08cPVVG | #N/A | NE-HVAC-airAC-SpltPkg-240to759kBtuh-11p5eer_SZDEER2017AnyMLI1975CZ08cDXGF | 12600 |  | #N/A | #N/A | #N/A | 104 | 0.163 | 0 | #N/A | #N/A | #N/A | 104 | 0.163 | 0 | #N/A | #N/A | 143 | 100000
NE-HVAC-airAC-SpltPkg-240to759kBtuh-11p5eer | DEER2017 | D17 v2 |  | Any | MLI | 1975 | CZ09 | cDXGF | Cap-Tons | 194 | 100000 | None | 82.9 | 0.174 | 0 | 82.9 | 0.174 | 0 | 82.9 | 0.174 | 0 | 82.9 | 0.174 | 0 | DEER:HVAC_Split-Package_AC | Annual | 1719 | 82.9 | 0.174 | 0 | 82.9 | 0.174 | 0 | NE-HVAC-airAC-SpltPkg-240to759kBtuh-11p5eer_MZDEER2017AnyMLI1975CZ09cPVVG | #N/A | NE-HVAC-airAC-SpltPkg-240to759kBtuh-11p5eer_SZDEER2017AnyMLI1975CZ09cDXGF | 12601 |  | #N/A | #N/A | #N/A | 82.9 | 0.174 | 0 | #N/A | #N/A | #N/A | 82.9 | 0.174 | 0 | #N/A | #N/A | 194 | 100000
NE-HVAC-airAC-SpltPkg-240to759kBtuh-11p5eer | DEER2017 | D17 v2 |  | Any | MLI | 1975 | CZ10 | cDXGF | Cap-Tons | 191 | 100000 | None | 95.5 | 0.188 | 0 | 95.5 | 0.188 | 0 | 95.5 | 0.188 | 0 | 95.5 | 0.188 | 0 | DEER:HVAC_Split-Package_AC | Annual | 1719 | 95.5 | 0.188 | 0 | 95.5 | 0.188 | 0 | NE-HVAC-airAC-SpltPkg-240to759kBtuh-11p5eer_MZDEER2017AnyMLI1975CZ10cPVVG | #N/A | NE-HVAC-airAC-SpltPkg-240to759kBtuh-11p5eer_SZDEER2017AnyMLI1975CZ10cDXGF | 12602 |  | #N/A | #N/A | #N/A | 95.5 | 0.188 | 0 | #N/A | #N/A | #N/A | 95.5 | 0.188 | 0 | #N/A | #N/A | 191 | 100000
NE-HVAC-airAC-SpltPkg-240to759kBtuh-11p5eer | DEER2017 | D17 v2 |  | Any | MLI | 1975 | CZ11 | cDXGF | Cap-Tons | 195 | 100000 | None | 105 | 0.171 | 0 | 105 | 0.171 | 0 | 105 | 0.171 | 0 | 105 | 0.171 | 0 | DEER:HVAC_Split-Package_AC | Annual | 1719 | 105 | 0.171 | 0 | 105 | 0.171 | 0 | NE-HVAC-airAC-SpltPkg-240to759kBtuh-11p5eer_MZDEER2017AnyMLI1975CZ11cPVVG | #N/A | NE-HVAC-airAC-SpltPkg-240to759kBtuh-11p5eer_SZDEER2017AnyMLI1975CZ11cDXGF | 12603 |  | #N/A | #N/A | #N/A | 105 | 0.171 | 0 | #N/A | #N/A | #N/A | 105 | 0.171 | 0 | #N/A | #N/A | 195 | 100000
NE-HVAC-airAC-SpltPkg-240to759kBtuh-11p5eer | DEER2017 | D17 v2 |  | Any | MLI | 1975 | CZ12 | cDXGF | Cap-Tons | 186 | 100000 | None | 75.7 | 0.151 | 0 | 75.7 | 0.151 | 0 | 75.7 | 0.151 | 0 | 75.7 | 0.151 | 0 | DEER:HVAC_Split-Package_AC | Annual | 1719 | 75.7 | 0.151 | 0 | 75.7 | 0.151 | 0 | NE-HVAC-airAC-SpltPkg-240to759kBtuh-11p5eer_MZDEER2017AnyMLI1975CZ12cPVVG | #N/A | NE-HVAC-airAC-SpltPkg-240to759kBtuh-11p5eer_SZDEER2017AnyMLI1975CZ12cDXGF | 12604 |  | #N/A | #N/A | #N/A | 75.7 | 0.151 | 0 | #N/A | #N/A | #N/A | 75.7 | 0.151 | 0 | #N/A | #N/A | 186 | 100000
NE-HVAC-airAC-SpltPkg-240to759kBtuh-11p5eer | DEER2017 | D17 v2 |  | Any | MLI | 1975 | CZ13 | cDXGF | Cap-Tons | 186 | 100000 | None | 127 | 0.175 | 0 | 127 | 0.175 | 0 | 127 | 0.175 | 0 | 127 | 0.175 | 0 | DEER:HVAC_Split-Package_AC | Annual | 1719 | 127 | 0.175 | 0 | 127 | 0.175 | 0 | NE-HVAC-airAC-SpltPkg-240to759kBtuh-11p5eer_MZDEER2017AnyMLI1975CZ13cPVVG | #N/A | NE-HVAC-airAC-SpltPkg-240to759kBtuh-11p5eer_SZDEER2017AnyMLI1975CZ13cDXGF | 12605 |  | #N/A | #N/A | #N/A | 127 | 0.175 | 0 | #N/A | #N/A | #N/A | 127 | 0.175 | 0 | #N/A | #N/A | 186 | 100000
NE-HVAC-airAC-SpltPkg-240to759kBtuh-11p5eer | DEER2017 | D17 v2 |  | Any | MLI | 1975 | CZ14 | cDXGF | Cap-Tons | 180 | 100000 | None | 124 | 0.187 | 0 | 124 | 0.187 | 0 | 124 | 0.187 | 0 | 124 | 0.187 | 0 | DEER:HVAC_Split-Package_AC | Annual | 1719 | 124 | 0.187 | 0 | 124 | 0.187 | 0 | NE-HVAC-airAC-SpltPkg-240to759kBtuh-11p5eer_MZDEER2017AnyMLI1975CZ14cPVVG | #N/A | NE-HVAC-airAC-SpltPkg-240to759kBtuh-11p5eer_SZDEER2017AnyMLI1975CZ14cDXGF | 12606 |  | #N/A | #N/A | #N/A | 124 | 0.187 | 0 | #N/A | #N/A | #N/A | 124 | 0.187 | 0 | #N/A | #N/A | 180 | 100000
NE-HVAC-airAC-SpltPkg-240to759kBtuh-11p5eer | DEER2017 | D17 v2 |  | Any | MLI | 1975 | CZ15 | cDXGF | Cap-Tons | 244 | 100000 | None | 213 | 0.19 | 0 | 213 | 0.19 | 0 | 213 | 0.19 | 0 | 213 | 0.19 | 0 | DEER:HVAC_Split-Package_AC | Annual | 1719 | 213 | 0.19 | 0 | 213 | 0.19 | 0 | NE-HVAC-airAC-SpltPkg-240to759kBtuh-11p5eer_MZDEER2017AnyMLI1975CZ15cPVVG | #N/A | NE-HVAC-airAC-SpltPkg-240to759kBtuh-11p5eer_SZDEER2017AnyMLI1975CZ15cDXGF | 12607 |  | #N/A | #N/A | #N/A | 213 | 0.19 | 0 | #N/A | #N/A | #N/A | 213 | 0.19 | 0 | #N/A | #N/A | 244 | 100000
NE-HVAC-airAC-SpltPkg-240to759kBtuh-11p5eer | DEER2017 | D17 v2 |  | Any | MLI | 1975 | CZ16 | cDXGF | Cap-Tons | 137 | 100000 | None | 48.7 | 0.12 | 0 | 48.7 | 0.12 | 0 | 48.7 | 0.12 | 0 | 48.7 | 0.12 | 0 | DEER:HVAC_Split-Package_AC | Annual | 1719 | 48.7 | 0.12 | 0 | 48.7 | 0.12 | 0 | NE-HVAC-airAC-SpltPkg-240to759kBtuh-11p5eer_MZDEER2017AnyMLI1975CZ16cPVVG | #N/A | NE-HVAC-airAC-SpltPkg-240to759kBtuh-11p5eer_SZDEER2017AnyMLI1975CZ16cDXGF | 12608 |  | #N/A | #N/A | #N/A | 48.7 | 0.12 | 0 | #N/A | #N/A | #N/A | 48.7 | 0.12 | 0 | #N/A | #N/A | 137 | 100000
NE-HVAC-airAC-SpltPkg-240to759kBtuh-11p5eer | DEER2017 | D17 v2 |  | Any | MLI | 1985 | CZ01 | cDXGF | Cap-Tons | 96.8 | 100000 | None | 1.2 | 0.0201 | 0 | 1.2 | 0.0201 | 0 | 1.2 | 0.0201 | 0 | 1.2 | 0.0201 | 0 | DEER:HVAC_Split-Package_AC | Annual | 1719 | 1.2 | 0.0201 | 0 | 1.2 | 0.0201 | 0 | NE-HVAC-airAC-SpltPkg-240to759kBtuh-11p5eer_MZDEER2017AnyMLI1985CZ01cPVVG | #N/A | NE-HVAC-airAC-SpltPkg-240to759kBtuh-11p5eer_SZDEER2017AnyMLI1985CZ01cDXGF | 33953 |  | #N/A | #N/A | #N/A | 1.2 | 0.0201 | 0 | #N/A | #N/A | #N/A | 1.2 | 0.0201 | 0 | #N/A | #N/A | 96.8 | 100000
NE-HVAC-airAC-SpltPkg-240to759kBtuh-11p5eer | DEER2017 | D17 v2 |  | Any | MLI | 1985 | CZ02 | cDXGF | Cap-Tons | 156 | 100000 | None | 51.8 | 0.164 | 0 | 51.8 | 0.164 | 0 | 51.8 | 0.164 | 0 | 51.8 | 0.164 | 0 | DEER:HVAC_Split-Package_AC | Annual | 1719 | 51.8 | 0.164 | 0 | 51.8 | 0.164 | 0 | NE-HVAC-airAC-SpltPkg-240to759kBtuh-11p5eer_MZDEER2017AnyMLI1985CZ02cPVVG | #N/A | NE-HVAC-airAC-SpltPkg-240to759kBtuh-11p5eer_SZDEER2017AnyMLI1985CZ02cDXGF | 33954 |  | #N/A | #N/A | #N/A | 51.8 | 0.164 | 0 | #N/A | #N/A | #N/A | 51.8 | 0.164 | 0 | #N/A | #N/A | 156 | 100000
NE-HVAC-airAC-SpltPkg-240to759kBtuh-11p5eer | DEER2017 | D17 v2 |  | Any | MLI | 1985 | CZ03 | cDXGF | Cap-Tons | 122 | 100000 | None | 24.6 | 0.106 | 0 | 24.6 | 0.106 | 0 | 24.6 | 0.106 | 0 | 24.6 | 0.106 | 0 | DEER:HVAC_Split-Package_AC | Annual | 1719 | 24.6 | 0.106 | 0 | 24.6 | 0.106 | 0 | NE-HVAC-airAC-SpltPkg-240to759kBtuh-11p5eer_MZDEER2017AnyMLI1985CZ03cPVVG | #N/A | NE-HVAC-airAC-SpltPkg-240to759kBtuh-11p5eer_SZDEER2017AnyMLI1985CZ03cDXGF | 33955 |  | #N/A | #N/A | #N/A | 24.6 | 0.106 | 0 | #N/A | #N/A | #N/A | 24.6 | 0.106 | 0 | #N/A | #N/A | 122 | 100000
NE-HVAC-airAC-SpltPkg-240to759kBtuh-11p5eer | DEER2017 | D17 v2 |  | Any | MLI | 1985 | CZ04 | cDXGF | Cap-Tons | 150 | 100000 | None | 62.8 | 0.147 | 0 | 62.8 | 0.147 | 0 | 62.8 | 0.147 | 0 | 62.8 | 0.147 | 0 | DEER:HVAC_Split-Package_AC | Annual | 1719 | 62.8 | 0.147 | 0 | 62.8 | 0.147 | 0 | NE-HVAC-airAC-SpltPkg-240to759kBtuh-11p5eer_MZDEER2017AnyMLI1985CZ04cPVVG | #N/A | NE-HVAC-airAC-SpltPkg-240to759kBtuh-11p5eer_SZDEER2017AnyMLI1985CZ04cDXGF | 33956 |  | #N/A | #N/A | #N/A | 62.8 | 0.147 | 0 | #N/A | #N/A | #N/A | 62.8 | 0.147 | 0 | #N/A | #N/A | 150 | 100000
NE-HVAC-airAC-SpltPkg-240to759kBtuh-11p5eer | DEER2017 | D17 v2 |  | Any | MLI | 1985 | CZ05 | cDXGF | Cap-Tons | 117 | 100000 | None | 22.8 | 0.0579 | 0 | 22.8 | 0.0579 | 0 | 22.8 | 0.0579 | 0 | 22.8 | 0.0579 | 0 | DEER:HVAC_Split-Package_AC | Annual | 1719 | 22.8 | 0.0579 | 0 | 22.8 | 0.0579 | 0 | NE-HVAC-airAC-SpltPkg-240to759kBtuh-11p5eer_MZDEER2017AnyMLI1985CZ05cPVVG | #N/A | NE-HVAC-airAC-SpltPkg-240to759kBtuh-11p5eer_SZDEER2017AnyMLI1985CZ05cDXGF | 33957 |  | #N/A | #N/A | #N/A | 22.8 | 0.0579 | 0 | #N/A | #N/A | #N/A | 22.8 | 0.0579 | 0 | #N/A | #N/A | 117 | 100000
NE-HVAC-airAC-SpltPkg-240to759kBtuh-11p5eer | DEER2017 | D17 v2 |  | Any | MLI | 1985 | CZ06 | cDXGF | Cap-Tons | 145 | 100000 | None | 70.7 | 0.133 | 0 | 70.7 | 0.133 | 0 | 70.7 | 0.133 | 0 | 70.7 | 0.133 | 0 | DEER:HVAC_Split-Package_AC | Annual | 1719 | 70.7 | 0.133 | 0 | 70.7 | 0.133 | 0 | NE-HVAC-airAC-SpltPkg-240to759kBtuh-11p5eer_MZDEER2017AnyMLI1985CZ06cPVVG | #N/A | NE-HVAC-airAC-SpltPkg-240to759kBtuh-11p5eer_SZDEER2017AnyMLI1985CZ06cDXGF | 33958 |  | #N/A | #N/A | #N/A | 70.7 | 0.133 | 0 | #N/A | #N/A | #N/A | 70.7 | 0.133 | 0 | #N/A | #N/A | 145 | 100000
NE-HVAC-airAC-SpltPkg-240to759kBtuh-11p5eer | DEER2017 | D17 v2 |  | Any | MLI | 1985 | CZ07 | cDXGF | Cap-Tons | 134 | 100000 | None | 62.8 | 0.123 | 0 | 62.8 | 0.123 | 0 | 62.8 | 0.123 | 0 | 62.8 | 0.123 | 0 | DEER:HVAC_Split-Package_AC | Annual | 1719 | 62.8 | 0.123 | 0 | 62.8 | 0.123 | 0 | NE-HVAC-airAC-SpltPkg-240to759kBtuh-11p5eer_MZDEER2017AnyMLI1985CZ07cPVVG | #N/A | NE-HVAC-airAC-SpltPkg-240to759kBtuh-11p5eer_SZDEER2017AnyMLI1985CZ07cDXGF | 33959 |  | #N/A | #N/A | #N/A | 62.8 | 0.123 | 0 | #N/A | #N/A | #N/A | 62.8 | 0.123 | 0 | #N/A | #N/A | 134 | 100000
NE-HVAC-airAC-SpltPkg-240to759kBtuh-11p5eer | DEER2017 | D17 v2 |  | Any | MLI | 1985 | CZ08 | cDXGF | Cap-Tons | 143 | 100000 | None | 104 | 0.161 | 0 | 104 | 0.161 | 0 | 104 | 0.161 | 0 | 104 | 0.161 | 0 | DEER:HVAC_Split-Package_AC | Annual | 1719 | 104 | 0.161 | 0 | 104 | 0.161 | 0 | NE-HVAC-airAC-SpltPkg-240to759kBtuh-11p5eer_MZDEER2017AnyMLI1985CZ08cPVVG | #N/A | NE-HVAC-airAC-SpltPkg-240to759kBtuh-11p5eer_SZDEER2017AnyMLI1985CZ08cDXGF | 33960 |  | #N/A | #N/A | #N/A | 104 | 0.161 | 0 | #N/A | #N/A | #N/A | 104 | 0.161 | 0 | #N/A | #N/A | 143 | 100000
NE-HVAC-airAC-SpltPkg-240to759kBtuh-11p5eer | DEER2017 | D17 v2 |  | Any | MLI | 1985 | CZ09 | cDXGF | Cap-Tons | 192 | 100000 | None | 83.4 | 0.173 | 0 | 83.4 | 0.173 | 0 | 83.4 | 0.173 | 0 | 83.4 | 0.173 | 0 | DEER:HVAC_Split-Package_AC | Annual | 1719 | 83.4 | 0.173 | 0 | 83.4 | 0.173 | 0 | NE-HVAC-airAC-SpltPkg-240to759kBtuh-11p5eer_MZDEER2017AnyMLI1985CZ09cPVVG | #N/A | NE-HVAC-airAC-SpltPkg-240to759kBtuh-11p5eer_SZDEER2017AnyMLI1985CZ09cDXGF | 33961 |  | #N/A | #N/A | #N/A | 83.4 | 0.173 | 0 | #N/A | #N/A | #N/A | 83.4 | 0.173 | 0 | #N/A | #N/A | 192 | 100000
NE-HVAC-airAC-SpltPkg-240to759kBtuh-11p5eer | DEER2017 | D17 v2 |  | Any | MLI | 1985 | CZ10 | cDXGF | Cap-Tons | 188 | 100000 | None | 96.8 | 0.188 | 0 | 96.8 | 0.188 | 0 | 96.8 | 0.188 | 0 | 96.8 | 0.188 | 0 | DEER:HVAC_Split-Package_AC | Annual | 1719 | 96.8 | 0.188 | 0 | 96.8 | 0.188 | 0 | NE-HVAC-airAC-SpltPkg-240to759kBtuh-11p5eer_MZDEER2017AnyMLI1985CZ10cPVVG | #N/A | NE-HVAC-airAC-SpltPkg-240to759kBtuh-11p5eer_SZDEER2017AnyMLI1985CZ10cDXGF | 33962 |  | #N/A | #N/A | #N/A | 96.8 | 0.188 | 0 | #N/A | #N/A | #N/A | 96.8 | 0.188 | 0 | #N/A | #N/A | 188 | 100000
NE-HVAC-airAC-SpltPkg-240to759kBtuh-11p5eer | DEER2017 | D17 v2 |  | Any | MLI | 1985 | CZ11 | cDXGF | Cap-Tons | 191 | 100000 | None | 107 | 0.172 | 0 | 107 | 0.172 | 0 | 107 | 0.172 | 0 | 107 | 0.172 | 0 | DEER:HVAC_Split-Package_AC | Annual | 1719 | 107 | 0.172 | 0 | 107 | 0.172 | 0 | NE-HVAC-airAC-SpltPkg-240to759kBtuh-11p5eer_MZDEER2017AnyMLI1985CZ11cPVVG | #N/A | NE-HVAC-airAC-SpltPkg-240to759kBtuh-11p5eer_SZDEER2017AnyMLI1985CZ11cDXGF | 33963 |  | #N/A | #N/A | #N/A | 107 | 0.172 | 0 | #N/A | #N/A | #N/A | 107 | 0.172 | 0 | #N/A | #N/A | 191 | 100000
NE-HVAC-airAC-SpltPkg-240to759kBtuh-11p5eer | DEER2017 | D17 v2 |  | Any | MLI | 1985 | CZ12 | cDXGF | Cap-Tons | 184 | 100000 | None | 76.5 | 0.154 | 0 | 76.5 | 0.154 | 0 | 76.5 | 0.154 | 0 | 76.5 | 0.154 | 0 | DEER:HVAC_Split-Package_AC | Annual | 1719 | 76.5 | 0.154 | 0 | 76.5 | 0.154 | 0 | NE-HVAC-airAC-SpltPkg-240to759kBtuh-11p5eer_MZDEER2017AnyMLI1985CZ12cPVVG | #N/A | NE-HVAC-airAC-SpltPkg-240to759kBtuh-11p5eer_SZDEER2017AnyMLI1985CZ12cDXGF | 33964 |  | #N/A | #N/A | #N/A | 76.5 | 0.154 | 0 | #N/A | #N/A | #N/A | 76.5 | 0.154 | 0 | #N/A | #N/A | 184 | 100000
NE-HVAC-airAC-SpltPkg-240to759kBtuh-11p5eer | DEER2017 | D17 v2 |  | Any | MLI | 1985 | CZ13 | cDXGF | Cap-Tons | 182 | 100000 | None | 128 | 0.176 | 0 | 128 | 0.176 | 0 | 128 | 0.176 | 0 | 128 | 0.176 | 0 | DEER:HVAC_Split-Package_AC | Annual | 1719 | 128 | 0.176 | 0 | 128 | 0.176 | 0 | NE-HVAC-airAC-SpltPkg-240to759kBtuh-11p5eer_MZDEER2017AnyMLI1985CZ13cPVVG | #N/A | NE-HVAC-airAC-SpltPkg-240to759kBtuh-11p5eer_SZDEER2017AnyMLI1985CZ13cDXGF | 33965 |  | #N/A | #N/A | #N/A | 128 | 0.176 | 0 | #N/A | #N/A | #N/A | 128 | 0.176 | 0 | #N/A | #N/A | 182 | 100000
NE-HVAC-airAC-SpltPkg-240to759kBtuh-11p5eer | DEER2017 | D17 v2 |  | Any | MLI | 1985 | CZ14 | cDXGF | Cap-Tons | 177 | 100000 | None | 125 | 0.187 | 0 | 125 | 0.187 | 0 | 125 | 0.187 | 0 | 125 | 0.187 | 0 | DEER:HVAC_Split-Package_AC | Annual | 1719 | 125 | 0.187 | 0 | 125 | 0.187 | 0 | NE-HVAC-airAC-SpltPkg-240to759kBtuh-11p5eer_MZDEER2017AnyMLI1985CZ14cPVVG | #N/A | NE-HVAC-airAC-SpltPkg-240to759kBtuh-11p5eer_SZDEER2017AnyMLI1985CZ14cDXGF | 33966 |  | #N/A | #N/A | #N/A | 125 | 0.187 | 0 | #N/A | #N/A | #N/A | 125 | 0.187 | 0 | #N/A | #N/A | 177 | 100000
NE-HVAC-airAC-SpltPkg-240to759kBtuh-11p5eer | DEER2017 | D17 v2 |  | Any | MLI | 1985 | CZ15 | cDXGF | Cap-Tons | 239 | 100000 | None | 213 | 0.191 | 0 | 213 | 0.191 | 0 | 213 | 0.191 | 0 | 213 | 0.191 | 0 | DEER:HVAC_Split-Package_AC | Annual | 1719 | 213 | 0.191 | 0 | 213 | 0.191 | 0 | NE-HVAC-airAC-SpltPkg-240to759kBtuh-11p5eer_MZDEER2017AnyMLI1985CZ15cPVVG | #N/A | NE-HVAC-airAC-SpltPkg-240to759kBtuh-11p5eer_SZDEER2017AnyMLI1985CZ15cDXGF | 33967 |  | #N/A | #N/A | #N/A | 213 | 0.191 | 0 | #N/A | #N/A | #N/A | 213 | 0.191 | 0 | #N/A | #N/A | 239 | 100000
NE-HVAC-airAC-SpltPkg-240to759kBtuh-11p5eer | DEER2017 | D17 v2 |  | Any | MLI | 1985 | CZ16 | cDXGF | Cap-Tons | 136 | 100000 | None | 49.2 | 0.119 | 0 | 49.2 | 0.119 | 0 | 49.2 | 0.119 | 0 | 49.2 | 0.119 | 0 | DEER:HVAC_Split-Package_AC | Annual | 1719 | 49.2 | 0.119 | 0 | 49.2 | 0.119 | 0 | NE-HVAC-airAC-SpltPkg-240to759kBtuh-11p5eer_MZDEER2017AnyMLI1985CZ16cPVVG | #N/A | NE-HVAC-airAC-SpltPkg-240to759kBtuh-11p5eer_SZDEER2017AnyMLI1985CZ16cDXGF | 33968 |  | #N/A | #N/A | #N/A | 49.2 | 0.119 | 0 | #N/A | #N/A | #N/A | 49.2 | 0.119 | 0 | #N/A | #N/A | 136 | 100000
NE-HVAC-airAC-SpltPkg-240to759kBtuh-11p5eer | DEER2017 | D17 v2 |  | Any | MLI | 1996 | CZ01 | cDXGF | Cap-Tons | 103 | 100000 | None | 0.219 | 0.0125 | 0 | 0.219 | 0.0125 | 0 | 0.219 | 0.0125 | 0 | 0.219 | 0.0125 | 0 | DEER:HVAC_Split-Package_AC | Annual | 1719 | 0.219 | 0.0125 | 0 | 0.219 | 0.0125 | 0 | NE-HVAC-airAC-SpltPkg-240to759kBtuh-11p5eer_MZDEER2017AnyMLI1996CZ01cPVVG | #N/A | NE-HVAC-airAC-SpltPkg-240to759kBtuh-11p5eer_SZDEER2017AnyMLI1996CZ01cDXGF | 55313 |  | #N/A | #N/A | #N/A | 0.219 | 0.0125 | 0 | #N/A | #N/A | #N/A | 0.219 | 0.0125 | 0 | #N/A | #N/A | 103 | 100000
NE-HVAC-airAC-SpltPkg-240to759kBtuh-11p5eer | DEER2017 | D17 v2 |  | Any | MLI | 1996 | CZ02 | cDXGF | Cap-Tons | 142 | 100000 | None | 44.8 | 0.155 | 0 | 44.8 | 0.155 | 0 | 44.8 | 0.155 | 0 | 44.8 | 0.155 | 0 | DEER:HVAC_Split-Package_AC | Annual | 1719 | 44.8 | 0.155 | 0 | 44.8 | 0.155 | 0 | NE-HVAC-airAC-SpltPkg-240to759kBtuh-11p5eer_MZDEER2017AnyMLI1996CZ02cPVVG | #N/A | NE-HVAC-airAC-SpltPkg-240to759kBtuh-11p5eer_SZDEER2017AnyMLI1996CZ02cDXGF | 55314 |  | #N/A | #N/A | #N/A | 44.8 | 0.155 | 0 | #N/A | #N/A | #N/A | 44.8 | 0.155 | 0 | #N/A | #N/A | 142 | 100000
NE-HVAC-airAC-SpltPkg-240to759kBtuh-11p5eer | DEER2017 | D17 v2 |  | Any | MLI | 1996 | CZ03 | cDXGF | Cap-Tons | 120 | 100000 | None | 15.3 | 0.0772 | 0 | 15.3 | 0.0772 | 0 | 15.3 | 0.0772 | 0 | 15.3 | 0.0772 | 0 | DEER:HVAC_Split-Package_AC | Annual | 1719 | 15.3 | 0.0772 | 0 | 15.3 | 0.0772 | 0 | NE-HVAC-airAC-SpltPkg-240to759kBtuh-11p5eer_MZDEER2017AnyMLI1996CZ03cPVVG | #N/A | NE-HVAC-airAC-SpltPkg-240to759kBtuh-11p5eer_SZDEER2017AnyMLI1996CZ03cDXGF | 55315 |  | #N/A | #N/A | #N/A | 15.3 | 0.0772 | 0 | #N/A | #N/A | #N/A | 15.3 | 0.0772 | 0 | #N/A | #N/A | 120 | 100000
NE-HVAC-airAC-SpltPkg-240to759kBtuh-11p5eer | DEER2017 | D17 v2 |  | Any | MLI | 1996 | CZ04 | cDXGF | Cap-Tons | 139 | 100000 | None | 53.4 | 0.135 | 0 | 53.4 | 0.135 | 0 | 53.4 | 0.135 | 0 | 53.4 | 0.135 | 0 | DEER:HVAC_Split-Package_AC | Annual | 1719 | 53.4 | 0.135 | 0 | 53.4 | 0.135 | 0 | NE-HVAC-airAC-SpltPkg-240to759kBtuh-11p5eer_MZDEER2017AnyMLI1996CZ04cPVVG | #N/A | NE-HVAC-airAC-SpltPkg-240to759kBtuh-11p5eer_SZDEER2017AnyMLI1996CZ04cDXGF | 55316 |  | #N/A | #N/A | #N/A | 53.4 | 0.135 | 0 | #N/A | #N/A | #N/A | 53.4 | 0.135 | 0 | #N/A | #N/A | 139 | 100000
NE-HVAC-airAC-SpltPkg-240to759kBtuh-11p5eer | DEER2017 | D17 v2 |  | Any | MLI | 1996 | CZ05 | cDXGF | Cap-Tons | 123 | 100000 | None | 11.9 | 0.0442 | 0 | 11.9 | 0.0442 | 0 | 11.9 | 0.0442 | 0 | 11.9 | 0.0442 | 0 | DEER:HVAC_Split-Package_AC | Annual | 1719 | 11.9 | 0.0442 | 0 | 11.9 | 0.0442 | 0 | NE-HVAC-airAC-SpltPkg-240to759kBtuh-11p5eer_MZDEER2017AnyMLI1996CZ05cPVVG | #N/A | NE-HVAC-airAC-SpltPkg-240to759kBtuh-11p5eer_SZDEER2017AnyMLI1996CZ05cDXGF | 55317 |  | #N/A | #N/A | #N/A | 11.9 | 0.0442 | 0 | #N/A | #N/A | #N/A | 11.9 | 0.0442 | 0 | #N/A | #N/A | 123 | 100000
NE-HVAC-airAC-SpltPkg-240to759kBtuh-11p5eer | DEER2017 | D17 v2 |  | Any | MLI | 1996 | CZ06 | cDXGF | Cap-Tons | 133 | 100000 | None | 57.3 | 0.125 | 0 | 57.3 | 0.125 | 0 | 57.3 | 0.125 | 0 | 57.3 | 0.125 | 0 | DEER:HVAC_Split-Package_AC | Annual | 1719 | 57.3 | 0.125 | 0 | 57.3 | 0.125 | 0 | NE-HVAC-airAC-SpltPkg-240to759kBtuh-11p5eer_MZDEER2017AnyMLI1996CZ06cPVVG | #N/A | NE-HVAC-airAC-SpltPkg-240to759kBtuh-11p5eer_SZDEER2017AnyMLI1996CZ06cDXGF | 55318 |  | #N/A | #N/A | #N/A | 57.3 | 0.125 | 0 | #N/A | #N/A | #N/A | 57.3 | 0.125 | 0 | #N/A | #N/A | 133 | 100000
NE-HVAC-airAC-SpltPkg-240to759kBtuh-11p5eer | DEER2017 | D17 v2 |  | Any | MLI | 1996 | CZ07 | cDXGF | Cap-Tons | 129 | 100000 | None | 43.9 | 0.106 | 0 | 43.9 | 0.106 | 0 | 43.9 | 0.106 | 0 | 43.9 | 0.106 | 0 | DEER:HVAC_Split-Package_AC | Annual | 1719 | 43.9 | 0.106 | 0 | 43.9 | 0.106 | 0 | NE-HVAC-airAC-SpltPkg-240to759kBtuh-11p5eer_MZDEER2017AnyMLI1996CZ07cPVVG | #N/A | NE-HVAC-airAC-SpltPkg-240to759kBtuh-11p5eer_SZDEER2017AnyMLI1996CZ07cDXGF | 55319 |  | #N/A | #N/A | #N/A | 43.9 | 0.106 | 0 | #N/A | #N/A | #N/A | 43.9 | 0.106 | 0 | #N/A | #N/A | 129 | 100000
NE-HVAC-airAC-SpltPkg-240to759kBtuh-11p5eer | DEER2017 | D17 v2 |  | Any | MLI | 1996 | CZ08 | cDXGF | Cap-Tons | 131 | 100000 | None | 88.2 | 0.156 | 0 | 88.2 | 0.156 | 0 | 88.2 | 0.156 | 0 | 88.2 | 0.156 | 0 | DEER:HVAC_Split-Package_AC | Annual | 1719 | 88.2 | 0.156 | 0 | 88.2 | 0.156 | 0 | NE-HVAC-airAC-SpltPkg-240to759kBtuh-11p5eer_MZDEER2017AnyMLI1996CZ08cPVVG | #N/A | NE-HVAC-airAC-SpltPkg-240to759kBtuh-11p5eer_SZDEER2017AnyMLI1996CZ08cDXGF | 55320 |  | #N/A | #N/A | #N/A | 88.2 | 0.156 | 0 | #N/A | #N/A | #N/A | 88.2 | 0.156 | 0 | #N/A | #N/A | 131 | 100000
NE-HVAC-airAC-SpltPkg-240to759kBtuh-11p5eer | DEER2017 | D17 v2 |  | Any | MLI | 1996 | CZ09 | cDXGF | Cap-Tons | 181 | 100000 | None | 73.9 | 0.169 | 0 | 73.9 | 0.169 | 0 | 73.9 | 0.169 | 0 | 73.9 | 0.169 | 0 | DEER:HVAC_Split-Package_AC | Annual | 1719 | 73.9 | 0.169 | 0 | 73.9 | 0.169 | 0 | NE-HVAC-airAC-SpltPkg-240to759kBtuh-11p5eer_MZDEER2017AnyMLI1996CZ09cPVVG | #N/A | NE-HVAC-airAC-SpltPkg-240to759kBtuh-11p5eer_SZDEER2017AnyMLI1996CZ09cDXGF | 55321 |  | #N/A | #N/A | #N/A | 73.9 | 0.169 | 0 | #N/A | #N/A | #N/A | 73.9 | 0.169 | 0 | #N/A | #N/A | 181 | 100000
NE-HVAC-airAC-SpltPkg-240to759kBtuh-11p5eer | DEER2017 | D17 v2 |  | Any | MLI | 1996 | CZ10 | cDXGF | Cap-Tons | 173 | 100000 | None | 88.1 | 0.185 | 0 | 88.1 | 0.185 | 0 | 88.1 | 0.185 | 0 | 88.1 | 0.185 | 0 | DEER:HVAC_Split-Package_AC | Annual | 1719 | 88.1 | 0.185 | 0 | 88.1 | 0.185 | 0 | NE-HVAC-airAC-SpltPkg-240to759kBtuh-11p5eer_MZDEER2017AnyMLI1996CZ10cPVVG | #N/A | NE-HVAC-airAC-SpltPkg-240to759kBtuh-11p5eer_SZDEER2017AnyMLI1996CZ10cDXGF | 55322 |  | #N/A | #N/A | #N/A | 88.1 | 0.185 | 0 | #N/A | #N/A | #N/A | 88.1 | 0.185 | 0 | #N/A | #N/A | 173 | 100000
NE-HVAC-airAC-SpltPkg-240to759kBtuh-11p5eer | DEER2017 | D17 v2 |  | Any | MLI | 1996 | CZ11 | cDXGF | Cap-Tons | 172 | 100000 | None | 101 | 0.166 | 0 | 101 | 0.166 | 0 | 101 | 0.166 | 0 | 101 | 0.166 | 0 | DEER:HVAC_Split-Package_AC | Annual | 1719 | 101 | 0.166 | 0 | 101 | 0.166 | 0 | NE-HVAC-airAC-SpltPkg-240to759kBtuh-11p5eer_MZDEER2017AnyMLI1996CZ11cPVVG | #N/A | NE-HVAC-airAC-SpltPkg-240to759kBtuh-11p5eer_SZDEER2017AnyMLI1996CZ11cDXGF | 55323 |  | #N/A | #N/A | #N/A | 101 | 0.166 | 0 | #N/A | #N/A | #N/A | 101 | 0.166 | 0 | #N/A | #N/A | 172 | 100000
NE-HVAC-airAC-SpltPkg-240to759kBtuh-11p5eer | DEER2017 | D17 v2 |  | Any | MLI | 1996 | CZ12 | cDXGF | Cap-Tons | 167 | 100000 | None | 70.1 | 0.147 | 0 | 70.1 | 0.147 | 0 | 70.1 | 0.147 | 0 | 70.1 | 0.147 | 0 | DEER:HVAC_Split-Package_AC | Annual | 1719 | 70.1 | 0.147 | 0 | 70.1 | 0.147 | 0 | NE-HVAC-airAC-SpltPkg-240to759kBtuh-11p5eer_MZDEER2017AnyMLI1996CZ12cPVVG | #N/A | NE-HVAC-airAC-SpltPkg-240to759kBtuh-11p5eer_SZDEER2017AnyMLI1996CZ12cDXGF | 55324 |  | #N/A | #N/A | #N/A | 70.1 | 0.147 | 0 | #N/A | #N/A | #N/A | 70.1 | 0.147 | 0 | #N/A | #N/A | 167 | 100000
NE-HVAC-airAC-SpltPkg-240to759kBtuh-11p5eer | DEER2017 | D17 v2 |  | Any | MLI | 1996 | CZ13 | cDXGF | Cap-Tons | 164 | 100000 | None | 121 | 0.173 | 0 | 121 | 0.173 | 0 | 121 | 0.173 | 0 | 121 | 0.173 | 0 | DEER:HVAC_Split-Package_AC | Annual | 1719 | 121 | 0.173 | 0 | 121 | 0.173 | 0 | NE-HVAC-airAC-SpltPkg-240to759kBtuh-11p5eer_MZDEER2017AnyMLI1996CZ13cPVVG | #N/A | NE-HVAC-airAC-SpltPkg-240to759kBtuh-11p5eer_SZDEER2017AnyMLI1996CZ13cDXGF | 55325 |  | #N/A | #N/A | #N/A | 121 | 0.173 | 0 | #N/A | #N/A | #N/A | 121 | 0.173 | 0 | #N/A | #N/A | 164 | 100000
NE-HVAC-airAC-SpltPkg-240to759kBtuh-11p5eer | DEER2017 | D17 v2 |  | Any | MLI | 1996 | CZ14 | cDXGF | Cap-Tons | 160 | 100000 | None | 117 | 0.184 | 0 | 117 | 0.184 | 0 | 117 | 0.184 | 0 | 117 | 0.184 | 0 | DEER:HVAC_Split-Package_AC | Annual | 1719 | 117 | 0.184 | 0 | 117 | 0.184 | 0 | NE-HVAC-airAC-SpltPkg-240to759kBtuh-11p5eer_MZDEER2017AnyMLI1996CZ14cPVVG | #N/A | NE-HVAC-airAC-SpltPkg-240to759kBtuh-11p5eer_SZDEER2017AnyMLI1996CZ14cDXGF | 55326 |  | #N/A | #N/A | #N/A | 117 | 0.184 | 0 | #N/A | #N/A | #N/A | 117 | 0.184 | 0 | #N/A | #N/A | 160 | 100000
NE-HVAC-airAC-SpltPkg-240to759kBtuh-11p5eer | DEER2017 | D17 v2 |  | Any | MLI | 1996 | CZ15 | cDXGF | Cap-Tons | 217 | 100000 | None | 207 | 0.192 | 0 | 207 | 0.192 | 0 | 207 | 0.192 | 0 | 207 | 0.192 | 0 | DEER:HVAC_Split-Package_AC | Annual | 1719 | 207 | 0.192 | 0 | 207 | 0.192 | 0 | NE-HVAC-airAC-SpltPkg-240to759kBtuh-11p5eer_MZDEER2017AnyMLI1996CZ15cPVVG | #N/A | NE-HVAC-airAC-SpltPkg-240to759kBtuh-11p5eer_SZDEER2017AnyMLI1996CZ15cDXGF | 55327 |  | #N/A | #N/A | #N/A | 207 | 0.192 | 0 | #N/A | #N/A | #N/A | 207 | 0.192 | 0 | #N/A | #N/A | 217 | 100000
NE-HVAC-airAC-SpltPkg-240to759kBtuh-11p5eer | DEER2017 | D17 v2 |  | Any | MLI | 1996 | CZ16 | cDXGF | Cap-Tons | 121 | 100000 | None | 42.5 | 0.113 | 0 | 42.5 | 0.113 | 0 | 42.5 | 0.113 | 0 | 42.5 | 0.113 | 0 | DEER:HVAC_Split-Package_AC | Annual | 1719 | 42.5 | 0.113 | 0 | 42.5 | 0.113 | 0 | NE-HVAC-airAC-SpltPkg-240to759kBtuh-11p5eer_MZDEER2017AnyMLI1996CZ16cPVVG | #N/A | NE-HVAC-airAC-SpltPkg-240to759kBtuh-11p5eer_SZDEER2017AnyMLI1996CZ16cDXGF | 55328 |  | #N/A | #N/A | #N/A | 42.5 | 0.113 | 0 | #N/A | #N/A | #N/A | 42.5 | 0.113 | 0 | #N/A | #N/A | 121 | 100000
NE-HVAC-airAC-SpltPkg-240to759kBtuh-11p5eer | DEER2017 | D17 v2 |  | Any | MLI | 2003 | CZ01 | cDXGF | Cap-Tons | 103 | 100000 | None | 0.195 | 0.0119 | 0 | 0.195 | 0.0119 | 0 | 0.195 | 0.0119 | 0 | 0.195 | 0.0119 | 0 | DEER:HVAC_Split-Package_AC | Annual | 1719 | 0.195 | 0.0119 | 0 | 0.195 | 0.0119 | 0 | NE-HVAC-airAC-SpltPkg-240to759kBtuh-11p5eer_MZDEER2017AnyMLI2003CZ01cPVVG | #N/A | NE-HVAC-airAC-SpltPkg-240to759kBtuh-11p5eer_SZDEER2017AnyMLI2003CZ01cDXGF | 76673 |  | #N/A | #N/A | #N/A | 0.195 | 0.0119 | 0 | #N/A | #N/A | #N/A | 0.195 | 0.0119 | 0 | #N/A | #N/A | 103 | 100000
NE-HVAC-airAC-SpltPkg-240to759kBtuh-11p5eer | DEER2017 | D17 v2 |  | Any | MLI | 2003 | CZ02 | cDXGF | Cap-Tons | 142 | 100000 | None | 43.8 | 0.153 | 0 | 43.8 | 0.153 | 0 | 43.8 | 0.153 | 0 | 43.8 | 0.153 | 0 | DEER:HVAC_Split-Package_AC | Annual | 1719 | 43.8 | 0.153 | 0 | 43.8 | 0.153 | 0 | NE-HVAC-airAC-SpltPkg-240to759kBtuh-11p5eer_MZDEER2017AnyMLI2003CZ02cPVVG | #N/A | NE-HVAC-airAC-SpltPkg-240to759kBtuh-11p5eer_SZDEER2017AnyMLI2003CZ02cDXGF | 76674 |  | #N/A | #N/A | #N/A | 43.8 | 0.153 | 0 | #N/A | #N/A | #N/A | 43.8 | 0.153 | 0 | #N/A | #N/A | 142 | 100000
NE-HVAC-airAC-SpltPkg-240to759kBtuh-11p5eer | DEER2017 | D17 v2 |  | Any | MLI | 2003 | CZ03 | cDXGF | Cap-Tons | 120 | 100000 | None | 14.8 | 0.0736 | 0 | 14.8 | 0.0736 | 0 | 14.8 | 0.0736 | 0 | 14.8 | 0.0736 | 0 | DEER:HVAC_Split-Package_AC | Annual | 1719 | 14.8 | 0.0736 | 0 | 14.8 | 0.0736 | 0 | NE-HVAC-airAC-SpltPkg-240to759kBtuh-11p5eer_MZDEER2017AnyMLI2003CZ03cPVVG | #N/A | NE-HVAC-airAC-SpltPkg-240to759kBtuh-11p5eer_SZDEER2017AnyMLI2003CZ03cDXGF | 76675 |  | #N/A | #N/A | #N/A | 14.8 | 0.0736 | 0 | #N/A | #N/A | #N/A | 14.8 | 0.0736 | 0 | #N/A | #N/A | 120 | 100000
NE-HVAC-airAC-SpltPkg-240to759kBtuh-11p5eer | DEER2017 | D17 v2 |  | Any | MLI | 2003 | CZ04 | cDXGF | Cap-Tons | 139 | 100000 | None | 52.5 | 0.134 | 0 | 52.5 | 0.134 | 0 | 52.5 | 0.134 | 0 | 52.5 | 0.134 | 0 | DEER:HVAC_Split-Package_AC | Annual | 1719 | 52.5 | 0.134 | 0 | 52.5 | 0.134 | 0 | NE-HVAC-airAC-SpltPkg-240to759kBtuh-11p5eer_MZDEER2017AnyMLI2003CZ04cPVVG | #N/A | NE-HVAC-airAC-SpltPkg-240to759kBtuh-11p5eer_SZDEER2017AnyMLI2003CZ04cDXGF | 76676 |  | #N/A | #N/A | #N/A | 52.5 | 0.134 | 0 | #N/A | #N/A | #N/A | 52.5 | 0.134 | 0 | #N/A | #N/A | 139 | 100000
NE-HVAC-airAC-SpltPkg-240to759kBtuh-11p5eer | DEER2017 | D17 v2 |  | Any | MLI | 2003 | CZ05 | cDXGF | Cap-Tons | 123 | 100000 | None | 11.4 | 0.043 | 0 | 11.4 | 0.043 | 0 | 11.4 | 0.043 | 0 | 11.4 | 0.043 | 0 | DEER:HVAC_Split-Package_AC | Annual | 1719 | 11.4 | 0.043 | 0 | 11.4 | 0.043 | 0 | NE-HVAC-airAC-SpltPkg-240to759kBtuh-11p5eer_MZDEER2017AnyMLI2003CZ05cPVVG | #N/A | NE-HVAC-airAC-SpltPkg-240to759kBtuh-11p5eer_SZDEER2017AnyMLI2003CZ05cDXGF | 76677 |  | #N/A | #N/A | #N/A | 11.4 | 0.043 | 0 | #N/A | #N/A | #N/A | 11.4 | 0.043 | 0 | #N/A | #N/A | 123 | 100000
NE-HVAC-airAC-SpltPkg-240to759kBtuh-11p5eer | DEER2017 | D17 v2 |  | Any | MLI | 2003 | CZ06 | cDXGF | Cap-Tons | 133 | 100000 | None | 56.4 | 0.125 | 0 | 56.4 | 0.125 | 0 | 56.4 | 0.125 | 0 | 56.4 | 0.125 | 0 | DEER:HVAC_Split-Package_AC | Annual | 1719 | 56.4 | 0.125 | 0 | 56.4 | 0.125 | 0 | NE-HVAC-airAC-SpltPkg-240to759kBtuh-11p5eer_MZDEER2017AnyMLI2003CZ06cPVVG | #N/A | NE-HVAC-airAC-SpltPkg-240to759kBtuh-11p5eer_SZDEER2017AnyMLI2003CZ06cDXGF | 76678 |  | #N/A | #N/A | #N/A | 56.4 | 0.125 | 0 | #N/A | #N/A | #N/A | 56.4 | 0.125 | 0 | #N/A | #N/A | 133 | 100000
NE-HVAC-airAC-SpltPkg-240to759kBtuh-11p5eer | DEER2017 | D17 v2 |  | Any | MLI | 2003 | CZ07 | cDXGF | Cap-Tons | 129 | 100000 | None | 42.6 | 0.105 | 0 | 42.6 | 0.105 | 0 | 42.6 | 0.105 | 0 | 42.6 | 0.105 | 0 | DEER:HVAC_Split-Package_AC | Annual | 1719 | 42.6 | 0.105 | 0 | 42.6 | 0.105 | 0 | NE-HVAC-airAC-SpltPkg-240to759kBtuh-11p5eer_MZDEER2017AnyMLI2003CZ07cPVVG | #N/A | NE-HVAC-airAC-SpltPkg-240to759kBtuh-11p5eer_SZDEER2017AnyMLI2003CZ07cDXGF | 76679 |  | #N/A | #N/A | #N/A | 42.6 | 0.105 | 0 | #N/A | #N/A | #N/A | 42.6 | 0.105 | 0 | #N/A | #N/A | 129 | 100000
NE-HVAC-airAC-SpltPkg-240to759kBtuh-11p5eer | DEER2017 | D17 v2 |  | Any | MLI | 2003 | CZ08 | cDXGF | Cap-Tons | 130 | 100000 | None | 87.5 | 0.156 | 0 | 87.5 | 0.156 | 0 | 87.5 | 0.156 | 0 | 87.5 | 0.156 | 0 | DEER:HVAC_Split-Package_AC | Annual | 1719 | 87.5 | 0.156 | 0 | 87.5 | 0.156 | 0 | NE-HVAC-airAC-SpltPkg-240to759kBtuh-11p5eer_MZDEER2017AnyMLI2003CZ08cPVVG | #N/A | NE-HVAC-airAC-SpltPkg-240to759kBtuh-11p5eer_SZDEER2017AnyMLI2003CZ08cDXGF | 76680 |  | #N/A | #N/A | #N/A | 87.5 | 0.156 | 0 | #N/A | #N/A | #N/A | 87.5 | 0.156 | 0 | #N/A | #N/A | 130 | 100000
NE-HVAC-airAC-SpltPkg-240to759kBtuh-11p5eer | DEER2017 | D17 v2 |  | Any | MLI | 2003 | CZ09 | cDXGF | Cap-Tons | 176 | 100000 | None | 74.3 | 0.168 | 0 | 74.3 | 0.168 | 0 | 74.3 | 0.168 | 0 | 74.3 | 0.168 | 0 | DEER:HVAC_Split-Package_AC | Annual | 1719 | 74.3 | 0.168 | 0 | 74.3 | 0.168 | 0 | NE-HVAC-airAC-SpltPkg-240to759kBtuh-11p5eer_MZDEER2017AnyMLI2003CZ09cPVVG | #N/A | NE-HVAC-airAC-SpltPkg-240to759kBtuh-11p5eer_SZDEER2017AnyMLI2003CZ09cDXGF | 76681 |  | #N/A | #N/A | #N/A | 74.3 | 0.168 | 0 | #N/A | #N/A | #N/A | 74.3 | 0.168 | 0 | #N/A | #N/A | 176 | 100000
NE-HVAC-airAC-SpltPkg-240to759kBtuh-11p5eer | DEER2017 | D17 v2 |  | Any | MLI | 2003 | CZ10 | cDXGF | Cap-Tons | 170 | 100000 | None | 87.9 | 0.184 | 0 | 87.9 | 0.184 | 0 | 87.9 | 0.184 | 0 | 87.9 | 0.184 | 0 | DEER:HVAC_Split-Package_AC | Annual | 1719 | 87.9 | 0.184 | 0 | 87.9 | 0.184 | 0 | NE-HVAC-airAC-SpltPkg-240to759kBtuh-11p5eer_MZDEER2017AnyMLI2003CZ10cPVVG | #N/A | NE-HVAC-airAC-SpltPkg-240to759kBtuh-11p5eer_SZDEER2017AnyMLI2003CZ10cDXGF | 76682 |  | #N/A | #N/A | #N/A | 87.9 | 0.184 | 0 | #N/A | #N/A | #N/A | 87.9 | 0.184 | 0 | #N/A | #N/A | 170 | 100000
NE-HVAC-airAC-SpltPkg-240to759kBtuh-11p5eer | DEER2017 | D17 v2 |  | Any | MLI | 2003 | CZ11 | cDXGF | Cap-Tons | 170 | 100000 | None | 101 | 0.166 | 0 | 101 | 0.166 | 0 | 101 | 0.166 | 0 | 101 | 0.166 | 0 | DEER:HVAC_Split-Package_AC | Annual | 1719 | 101 | 0.166 | 0 | 101 | 0.166 | 0 | NE-HVAC-airAC-SpltPkg-240to759kBtuh-11p5eer_MZDEER2017AnyMLI2003CZ11cPVVG | #N/A | NE-HVAC-airAC-SpltPkg-240to759kBtuh-11p5eer_SZDEER2017AnyMLI2003CZ11cDXGF | 76683 |  | #N/A | #N/A | #N/A | 101 | 0.166 | 0 | #N/A | #N/A | #N/A | 101 | 0.166 | 0 | #N/A | #N/A | 170 | 100000
NE-HVAC-airAC-SpltPkg-240to759kBtuh-11p5eer | DEER2017 | D17 v2 |  | Any | MLI | 2003 | CZ12 | cDXGF | Cap-Tons | 165 | 100000 | None | 70 | 0.147 | 0 | 70 | 0.147 | 0 | 70 | 0.147 | 0 | 70 | 0.147 | 0 | DEER:HVAC_Split-Package_AC | Annual | 1719 | 70 | 0.147 | 0 | 70 | 0.147 | 0 | NE-HVAC-airAC-SpltPkg-240to759kBtuh-11p5eer_MZDEER2017AnyMLI2003CZ12cPVVG | #N/A | NE-HVAC-airAC-SpltPkg-240to759kBtuh-11p5eer_SZDEER2017AnyMLI2003CZ12cDXGF | 76684 |  | #N/A | #N/A | #N/A | 70 | 0.147 | 0 | #N/A | #N/A | #N/A | 70 | 0.147 | 0 | #N/A | #N/A | 165 | 100000
NE-HVAC-airAC-SpltPkg-240to759kBtuh-11p5eer | DEER2017 | D17 v2 |  | Any | MLI | 2003 | CZ13 | cDXGF | Cap-Tons | 163 | 100000 | None | 121 | 0.173 | 0 | 121 | 0.173 | 0 | 121 | 0.173 | 0 | 121 | 0.173 | 0 | DEER:HVAC_Split-Package_AC | Annual | 1719 | 121 | 0.173 | 0 | 121 | 0.173 | 0 | NE-HVAC-airAC-SpltPkg-240to759kBtuh-11p5eer_MZDEER2017AnyMLI2003CZ13cPVVG | #N/A | NE-HVAC-airAC-SpltPkg-240to759kBtuh-11p5eer_SZDEER2017AnyMLI2003CZ13cDXGF | 76685 |  | #N/A | #N/A | #N/A | 121 | 0.173 | 0 | #N/A | #N/A | #N/A | 121 | 0.173 | 0 | #N/A | #N/A | 163 | 100000
NE-HVAC-airAC-SpltPkg-240to759kBtuh-11p5eer | DEER2017 | D17 v2 |  | Any | MLI | 2003 | CZ14 | cDXGF | Cap-Tons | 158 | 100000 | None | 117 | 0.184 | 0 | 117 | 0.184 | 0 | 117 | 0.184 | 0 | 117 | 0.184 | 0 | DEER:HVAC_Split-Package_AC | Annual | 1719 | 117 | 0.184 | 0 | 117 | 0.184 | 0 | NE-HVAC-airAC-SpltPkg-240to759kBtuh-11p5eer_MZDEER2017AnyMLI2003CZ14cPVVG | #N/A | NE-HVAC-airAC-SpltPkg-240to759kBtuh-11p5eer_SZDEER2017AnyMLI2003CZ14cDXGF | 76686 |  | #N/A | #N/A | #N/A | 117 | 0.184 | 0 | #N/A | #N/A | #N/A | 117 | 0.184 | 0 | #N/A | #N/A | 158 | 100000
NE-HVAC-airAC-SpltPkg-240to759kBtuh-11p5eer | DEER2017 | D17 v2 |  | Any | MLI | 2003 | CZ15 | cDXGF | Cap-Tons | 215 | 100000 | None | 207 | 0.192 | 0 | 207 | 0.192 | 0 | 207 | 0.192 | 0 | 207 | 0.192 | 0 | DEER:HVAC_Split-Package_AC | Annual | 1719 | 207 | 0.192 | 0 | 207 | 0.192 | 0 | NE-HVAC-airAC-SpltPkg-240to759kBtuh-11p5eer_MZDEER2017AnyMLI2003CZ15cPVVG | #N/A | NE-HVAC-airAC-SpltPkg-240to759kBtuh-11p5eer_SZDEER2017AnyMLI2003CZ15cDXGF | 76687 |  | #N/A | #N/A | #N/A | 207 | 0.192 | 0 | #N/A | #N/A | #N/A | 207 | 0.192 | 0 | #N/A | #N/A | 215 | 100000
NE-HVAC-airAC-SpltPkg-240to759kBtuh-11p5eer | DEER2017 | D17 v2 |  | Any | MLI | 2003 | CZ16 | cDXGF | Cap-Tons | 121 | 100000 | None | 41.7 | 0.112 | 0 | 41.7 | 0.112 | 0 | 41.7 | 0.112 | 0 | 41.7 | 0.112 | 0 | DEER:HVAC_Split-Package_AC | Annual | 1719 | 41.7 | 0.112 | 0 | 41.7 | 0.112 | 0 | NE-HVAC-airAC-SpltPkg-240to759kBtuh-11p5eer_MZDEER2017AnyMLI2003CZ16cPVVG | #N/A | NE-HVAC-airAC-SpltPkg-240to759kBtuh-11p5eer_SZDEER2017AnyMLI2003CZ16cDXGF | 76688 |  | #N/A | #N/A | #N/A | 41.7 | 0.112 | 0 | #N/A | #N/A | #N/A | 41.7 | 0.112 | 0 | #N/A | #N/A | 121 | 100000
NE-HVAC-airAC-SpltPkg-240to759kBtuh-11p5eer | DEER2017 | D17 v2 |  | Any | MLI | 2007 | CZ01 | cDXGF | Cap-Tons | 103 | 100000 | None | 0.131 | 0.00963 | 0 | 0.131 | 0.00963 | 0 | 0.131 | 0.00963 | 0 | 0.131 | 0.00963 | 0 | DEER:HVAC_Split-Package_AC | Annual | 1719 | 0.131 | 0.00963 | 0 | 0.131 | 0.00963 | 0 | NE-HVAC-airAC-SpltPkg-240to759kBtuh-11p5eer_MZDEER2017AnyMLI2007CZ01cPVVG | #N/A | NE-HVAC-airAC-SpltPkg-240to759kBtuh-11p5eer_SZDEER2017AnyMLI2007CZ01cDXGF | 98033 |  | #N/A | #N/A | #N/A | 0.131 | 0.00963 | 0 | #N/A | #N/A | #N/A | 0.131 | 0.00963 | 0 | #N/A | #N/A | 103 | 100000
NE-HVAC-airAC-SpltPkg-240to759kBtuh-11p5eer | DEER2017 | D17 v2 |  | Any | MLI | 2007 | CZ02 | cDXGF | Cap-Tons | 142 | 100000 | None | 41.1 | 0.147 | 0 | 41.1 | 0.147 | 0 | 41.1 | 0.147 | 0 | 41.1 | 0.147 | 0 | DEER:HVAC_Split-Package_AC | Annual | 1719 | 41.1 | 0.147 | 0 | 41.1 | 0.147 | 0 | NE-HVAC-airAC-SpltPkg-240to759kBtuh-11p5eer_MZDEER2017AnyMLI2007CZ02cPVVG | #N/A | NE-HVAC-airAC-SpltPkg-240to759kBtuh-11p5eer_SZDEER2017AnyMLI2007CZ02cDXGF | 98034 |  | #N/A | #N/A | #N/A | 41.1 | 0.147 | 0 | #N/A | #N/A | #N/A | 41.1 | 0.147 | 0 | #N/A | #N/A | 142 | 100000
NE-HVAC-airAC-SpltPkg-240to759kBtuh-11p5eer | DEER2017 | D17 v2 |  | Any | MLI | 2007 | CZ03 | cDXGF | Cap-Tons | 120 | 100000 | None | 12.9 | 0.0702 | 0 | 12.9 | 0.0702 | 0 | 12.9 | 0.0702 | 0 | 12.9 | 0.0702 | 0 | DEER:HVAC_Split-Package_AC | Annual | 1719 | 12.9 | 0.0702 | 0 | 12.9 | 0.0702 | 0 | NE-HVAC-airAC-SpltPkg-240to759kBtuh-11p5eer_MZDEER2017AnyMLI2007CZ03cPVVG | #N/A | NE-HVAC-airAC-SpltPkg-240to759kBtuh-11p5eer_SZDEER2017AnyMLI2007CZ03cDXGF | 98035 |  | #N/A | #N/A | #N/A | 12.9 | 0.0702 | 0 | #N/A | #N/A | #N/A | 12.9 | 0.0702 | 0 | #N/A | #N/A | 120 | 100000
NE-HVAC-airAC-SpltPkg-240to759kBtuh-11p5eer | DEER2017 | D17 v2 |  | Any | MLI | 2007 | CZ04 | cDXGF | Cap-Tons | 139 | 100000 | None | 49.3 | 0.129 | 0 | 49.3 | 0.129 | 0 | 49.3 | 0.129 | 0 | 49.3 | 0.129 | 0 | DEER:HVAC_Split-Package_AC | Annual | 1719 | 49.3 | 0.129 | 0 | 49.3 | 0.129 | 0 | NE-HVAC-airAC-SpltPkg-240to759kBtuh-11p5eer_MZDEER2017AnyMLI2007CZ04cPVVG | #N/A | NE-HVAC-airAC-SpltPkg-240to759kBtuh-11p5eer_SZDEER2017AnyMLI2007CZ04cDXGF | 98036 |  | #N/A | #N/A | #N/A | 49.3 | 0.129 | 0 | #N/A | #N/A | #N/A | 49.3 | 0.129 | 0 | #N/A | #N/A | 139 | 100000
NE-HVAC-airAC-SpltPkg-240to759kBtuh-11p5eer | DEER2017 | D17 v2 |  | Any | MLI | 2007 | CZ05 | cDXGF | Cap-Tons | 123 | 100000 | None | 9.48 | 0.0399 | 0 | 9.48 | 0.0399 | 0 | 9.48 | 0.0399 | 0 | 9.48 | 0.0399 | 0 | DEER:HVAC_Split-Package_AC | Annual | 1719 | 9.48 | 0.0399 | 0 | 9.48 | 0.0399 | 0 | NE-HVAC-airAC-SpltPkg-240to759kBtuh-11p5eer_MZDEER2017AnyMLI2007CZ05cPVVG | #N/A | NE-HVAC-airAC-SpltPkg-240to759kBtuh-11p5eer_SZDEER2017AnyMLI2007CZ05cDXGF | 98037 |  | #N/A | #N/A | #N/A | 9.48 | 0.0399 | 0 | #N/A | #N/A | #N/A | 9.48 | 0.0399 | 0 | #N/A | #N/A | 123 | 100000
NE-HVAC-airAC-SpltPkg-240to759kBtuh-11p5eer | DEER2017 | D17 v2 |  | Any | MLI | 2007 | CZ06 | cDXGF | Cap-Tons | 133 | 100000 | None | 52.5 | 0.118 | 0 | 52.5 | 0.118 | 0 | 52.5 | 0.118 | 0 | 52.5 | 0.118 | 0 | DEER:HVAC_Split-Package_AC | Annual | 1719 | 52.5 | 0.118 | 0 | 52.5 | 0.118 | 0 | NE-HVAC-airAC-SpltPkg-240to759kBtuh-11p5eer_MZDEER2017AnyMLI2007CZ06cPVVG | #N/A | NE-HVAC-airAC-SpltPkg-240to759kBtuh-11p5eer_SZDEER2017AnyMLI2007CZ06cDXGF | 98038 |  | #N/A | #N/A | #N/A | 52.5 | 0.118 | 0 | #N/A | #N/A | #N/A | 52.5 | 0.118 | 0 | #N/A | #N/A | 133 | 100000
NE-HVAC-airAC-SpltPkg-240to759kBtuh-11p5eer | DEER2017 | D17 v2 |  | Any | MLI | 2007 | CZ07 | cDXGF | Cap-Tons | 129 | 100000 | None | 38.6 | 0.0969 | 0 | 38.6 | 0.0969 | 0 | 38.6 | 0.0969 | 0 | 38.6 | 0.0969 | 0 | DEER:HVAC_Split-Package_AC | Annual | 1719 | 38.6 | 0.0969 | 0 | 38.6 | 0.0969 | 0 | NE-HVAC-airAC-SpltPkg-240to759kBtuh-11p5eer_MZDEER2017AnyMLI2007CZ07cPVVG | #N/A | NE-HVAC-airAC-SpltPkg-240to759kBtuh-11p5eer_SZDEER2017AnyMLI2007CZ07cDXGF | 98039 |  | #N/A | #N/A | #N/A | 38.6 | 0.0969 | 0 | #N/A | #N/A | #N/A | 38.6 | 0.0969 | 0 | #N/A | #N/A | 129 | 100000
NE-HVAC-airAC-SpltPkg-240to759kBtuh-11p5eer | DEER2017 | D17 v2 |  | Any | MLI | 2007 | CZ08 | cDXGF | Cap-Tons | 129 | 100000 | None | 82.5 | 0.153 | 0 | 82.5 | 0.153 | 0 | 82.5 | 0.153 | 0 | 82.5 | 0.153 | 0 | DEER:HVAC_Split-Package_AC | Annual | 1719 | 82.5 | 0.153 | 0 | 82.5 | 0.153 | 0 | NE-HVAC-airAC-SpltPkg-240to759kBtuh-11p5eer_MZDEER2017AnyMLI2007CZ08cPVVG | #N/A | NE-HVAC-airAC-SpltPkg-240to759kBtuh-11p5eer_SZDEER2017AnyMLI2007CZ08cDXGF | 98040 |  | #N/A | #N/A | #N/A | 82.5 | 0.153 | 0 | #N/A | #N/A | #N/A | 82.5 | 0.153 | 0 | #N/A | #N/A | 129 | 100000
NE-HVAC-airAC-SpltPkg-240to759kBtuh-11p5eer | DEER2017 | D17 v2 |  | Any | MLI | 2007 | CZ09 | cDXGF | Cap-Tons | 172 | 100000 | None | 72.6 | 0.168 | 0 | 72.6 | 0.168 | 0 | 72.6 | 0.168 | 0 | 72.6 | 0.168 | 0 | DEER:HVAC_Split-Package_AC | Annual | 1719 | 72.6 | 0.168 | 0 | 72.6 | 0.168 | 0 | NE-HVAC-airAC-SpltPkg-240to759kBtuh-11p5eer_MZDEER2017AnyMLI2007CZ09cPVVG | #N/A | NE-HVAC-airAC-SpltPkg-240to759kBtuh-11p5eer_SZDEER2017AnyMLI2007CZ09cDXGF | 98041 |  | #N/A | #N/A | #N/A | 72.6 | 0.168 | 0 | #N/A | #N/A | #N/A | 72.6 | 0.168 | 0 | #N/A | #N/A | 172 | 100000
NE-HVAC-airAC-SpltPkg-240to759kBtuh-11p5eer | DEER2017 | D17 v2 |  | Any | MLI | 2007 | CZ10 | cDXGF | Cap-Tons | 165 | 100000 | None | 86 | 0.184 | 0 | 86 | 0.184 | 0 | 86 | 0.184 | 0 | 86 | 0.184 | 0 | DEER:HVAC_Split-Package_AC | Annual | 1719 | 86 | 0.184 | 0 | 86 | 0.184 | 0 | NE-HVAC-airAC-SpltPkg-240to759kBtuh-11p5eer_MZDEER2017AnyMLI2007CZ10cPVVG | #N/A | NE-HVAC-airAC-SpltPkg-240to759kBtuh-11p5eer_SZDEER2017AnyMLI2007CZ10cDXGF | 98042 |  | #N/A | #N/A | #N/A | 86 | 0.184 | 0 | #N/A | #N/A | #N/A | 86 | 0.184 | 0 | #N/A | #N/A | 165 | 100000
NE-HVAC-airAC-SpltPkg-240to759kBtuh-11p5eer | DEER2017 | D17 v2 |  | Any | MLI | 2007 | CZ11 | cDXGF | Cap-Tons | 166 | 100000 | None | 100 | 0.166 | 0 | 100 | 0.166 | 0 | 100 | 0.166 | 0 | 100 | 0.166 | 0 | DEER:HVAC_Split-Package_AC | Annual | 1719 | 100 | 0.166 | 0 | 100 | 0.166 | 0 | NE-HVAC-airAC-SpltPkg-240to759kBtuh-11p5eer_MZDEER2017AnyMLI2007CZ11cPVVG | #N/A | NE-HVAC-airAC-SpltPkg-240to759kBtuh-11p5eer_SZDEER2017AnyMLI2007CZ11cDXGF | 98043 |  | #N/A | #N/A | #N/A | 100 | 0.166 | 0 | #N/A | #N/A | #N/A | 100 | 0.166 | 0 | #N/A | #N/A | 166 | 100000
NE-HVAC-airAC-SpltPkg-240to759kBtuh-11p5eer | DEER2017 | D17 v2 |  | Any | MLI | 2007 | CZ12 | cDXGF | Cap-Tons | 161 | 100000 | None | 68.7 | 0.146 | 0 | 68.7 | 0.146 | 0 | 68.7 | 0.146 | 0 | 68.7 | 0.146 | 0 | DEER:HVAC_Split-Package_AC | Annual | 1719 | 68.7 | 0.146 | 0 | 68.7 | 0.146 | 0 | NE-HVAC-airAC-SpltPkg-240to759kBtuh-11p5eer_MZDEER2017AnyMLI2007CZ12cPVVG | #N/A | NE-HVAC-airAC-SpltPkg-240to759kBtuh-11p5eer_SZDEER2017AnyMLI2007CZ12cDXGF | 98044 |  | #N/A | #N/A | #N/A | 68.7 | 0.146 | 0 | #N/A | #N/A | #N/A | 68.7 | 0.146 | 0 | #N/A | #N/A | 161 | 100000
NE-HVAC-airAC-SpltPkg-240to759kBtuh-11p5eer | DEER2017 | D17 v2 |  | Any | MLI | 2007 | CZ13 | cDXGF | Cap-Tons | 159 | 100000 | None | 120 | 0.172 | 0 | 120 | 0.172 | 0 | 120 | 0.172 | 0 | 120 | 0.172 | 0 | DEER:HVAC_Split-Package_AC | Annual | 1719 | 120 | 0.172 | 0 | 120 | 0.172 | 0 | NE-HVAC-airAC-SpltPkg-240to759kBtuh-11p5eer_MZDEER2017AnyMLI2007CZ13cPVVG | #N/A | NE-HVAC-airAC-SpltPkg-240to759kBtuh-11p5eer_SZDEER2017AnyMLI2007CZ13cDXGF | 98045 |  | #N/A | #N/A | #N/A | 120 | 0.172 | 0 | #N/A | #N/A | #N/A | 120 | 0.172 | 0 | #N/A | #N/A | 159 | 100000
NE-HVAC-airAC-SpltPkg-240to759kBtuh-11p5eer | DEER2017 | D17 v2 |  | Any | MLI | 2007 | CZ14 | cDXGF | Cap-Tons | 154 | 100000 | None | 116 | 0.184 | 0 | 116 | 0.184 | 0 | 116 | 0.184 | 0 | 116 | 0.184 | 0 | DEER:HVAC_Split-Package_AC | Annual | 1719 | 116 | 0.184 | 0 | 116 | 0.184 | 0 | NE-HVAC-airAC-SpltPkg-240to759kBtuh-11p5eer_MZDEER2017AnyMLI2007CZ14cPVVG | #N/A | NE-HVAC-airAC-SpltPkg-240to759kBtuh-11p5eer_SZDEER2017AnyMLI2007CZ14cDXGF | 98046 |  | #N/A | #N/A | #N/A | 116 | 0.184 | 0 | #N/A | #N/A | #N/A | 116 | 0.184 | 0 | #N/A | #N/A | 154 | 100000
NE-HVAC-airAC-SpltPkg-240to759kBtuh-11p5eer | DEER2017 | D17 v2 |  | Any | MLI | 2007 | CZ15 | cDXGF | Cap-Tons | 210 | 100000 | None | 206 | 0.192 | 0 | 206 | 0.192 | 0 | 206 | 0.192 | 0 | 206 | 0.192 | 0 | DEER:HVAC_Split-Package_AC | Annual | 1719 | 206 | 0.192 | 0 | 206 | 0.192 | 0 | NE-HVAC-airAC-SpltPkg-240to759kBtuh-11p5eer_MZDEER2017AnyMLI2007CZ15cPVVG | #N/A | NE-HVAC-airAC-SpltPkg-240to759kBtuh-11p5eer_SZDEER2017AnyMLI2007CZ15cDXGF | 98047 |  | #N/A | #N/A | #N/A | 206 | 0.192 | 0 | #N/A | #N/A | #N/A | 206 | 0.192 | 0 | #N/A | #N/A | 210 | 100000
NE-HVAC-airAC-SpltPkg-240to759kBtuh-11p5eer | DEER2017 | D17 v2 |  | Any | MLI | 2007 | CZ16 | cDXGF | Cap-Tons | 121 | 100000 | None | 38.8 | 0.106 | 0 | 38.8 | 0.106 | 0 | 38.8 | 0.106 | 0 | 38.8 | 0.106 | 0 | DEER:HVAC_Split-Package_AC | Annual | 1719 | 38.8 | 0.106 | 0 | 38.8 | 0.106 | 0 | NE-HVAC-airAC-SpltPkg-240to759kBtuh-11p5eer_MZDEER2017AnyMLI2007CZ16cPVVG | #N/A | NE-HVAC-airAC-SpltPkg-240to759kBtuh-11p5eer_SZDEER2017AnyMLI2007CZ16cDXGF | 98048 |  | #N/A | #N/A | #N/A | 38.8 | 0.106 | 0 | #N/A | #N/A | #N/A | 38.8 | 0.106 | 0 | #N/A | #N/A | 121 | 100000
NE-HVAC-airAC-SpltPkg-240to759kBtuh-11p5eer | DEER2017 | D17 v2 |  | Any | MLI | 2011 | CZ01 | cDXGF | Cap-Tons | 102 | 100000 | None | 366 | 0.144 | -10.4 | 0.117 | 0.00891 | 0 | 366 | 0.144 | -10.4 | 0.117 | 0.00891 | 0 | DEER:HVAC_Split-Package_AC | Annual | 1719 | 366 | 0.144 | -10.4 | 0.117 | 0.00891 | 0 | NE-HVAC-airAC-SpltPkg-240to759kBtuh-11p5eer_MZDEER2017AnyMLI2011CZ01cPVVG | #N/A | NE-HVAC-airAC-SpltPkg-240to759kBtuh-11p5eer_SZDEER2017AnyMLI2011CZ01cDXGF | 119393 |  | #N/A | #N/A | #N/A | 366 | 0.144 | -10.4 | #N/A | #N/A | #N/A | 0.117 | 0.00891 | 0 | #N/A | #N/A | 102 | 100000
NE-HVAC-airAC-SpltPkg-240to759kBtuh-11p5eer | DEER2017 | D17 v2 |  | Any | MLI | 2011 | CZ02 | cDXGF | Cap-Tons | 141 | 100000 | None | 431 | 0.302 | -5.56 | 39.5 | 0.143 | 0 | 431 | 0.302 | -5.56 | 39.5 | 0.143 | 0 | DEER:HVAC_Split-Package_AC | Annual | 1719 | 431 | 0.302 | -5.56 | 39.5 | 0.143 | 0 | NE-HVAC-airAC-SpltPkg-240to759kBtuh-11p5eer_MZDEER2017AnyMLI2011CZ02cPVVG | #N/A | NE-HVAC-airAC-SpltPkg-240to759kBtuh-11p5eer_SZDEER2017AnyMLI2011CZ02cDXGF | 119394 |  | #N/A | #N/A | #N/A | 431 | 0.302 | -5.56 | #N/A | #N/A | #N/A | 39.5 | 0.143 | 0 | #N/A | #N/A | 141 | 100000
NE-HVAC-airAC-SpltPkg-240to759kBtuh-11p5eer | DEER2017 | D17 v2 |  | Any | MLI | 2011 | CZ03 | cDXGF | Cap-Tons | 120 | 100000 | None | 399 | 0.236 | -5.73 | 12.2 | 0.0682 | 0 | 399 | 0.236 | -5.73 | 12.2 | 0.0682 | 0 | DEER:HVAC_Split-Package_AC | Annual | 1719 | 399 | 0.236 | -5.73 | 12.2 | 0.0682 | 0 | NE-HVAC-airAC-SpltPkg-240to759kBtuh-11p5eer_MZDEER2017AnyMLI2011CZ03cPVVG | #N/A | NE-HVAC-airAC-SpltPkg-240to759kBtuh-11p5eer_SZDEER2017AnyMLI2011CZ03cDXGF | 119395 |  | #N/A | #N/A | #N/A | 399 | 0.236 | -5.73 | #N/A | #N/A | #N/A | 12.2 | 0.0682 | 0 | #N/A | #N/A | 120 | 100000
NE-HVAC-airAC-SpltPkg-240to759kBtuh-11p5eer | DEER2017 | D17 v2 |  | Any | MLI | 2011 | CZ04 | cDXGF | Cap-Tons | 138 | 100000 | None | 462 | 0.303 | -4.65 | 47.5 | 0.123 | 0 | 462 | 0.303 | -4.65 | 47.5 | 0.123 | 0 | DEER:HVAC_Split-Package_AC | Annual | 1719 | 462 | 0.303 | -4.65 | 47.5 | 0.123 | 0 | NE-HVAC-airAC-SpltPkg-240to759kBtuh-11p5eer_MZDEER2017AnyMLI2011CZ04cPVVG | #N/A | NE-HVAC-airAC-SpltPkg-240to759kBtuh-11p5eer_SZDEER2017AnyMLI2011CZ04cDXGF | 119396 |  | #N/A | #N/A | #N/A | 462 | 0.303 | -4.65 | #N/A | #N/A | #N/A | 47.5 | 0.123 | 0 | #N/A | #N/A | 138 | 100000
NE-HVAC-airAC-SpltPkg-240to759kBtuh-11p5eer | DEER2017 | D17 v2 |  | Any | MLI | 2011 | CZ05 | cDXGF | Cap-Tons | 123 | 100000 | None | 402 | 0.188 | -5.79 | 8.38 | 0.038 | 0 | 402 | 0.188 | -5.79 | 8.38 | 0.038 | 0 | DEER:HVAC_Split-Package_AC | Annual | 1719 | 402 | 0.188 | -5.79 | 8.38 | 0.038 | 0 | NE-HVAC-airAC-SpltPkg-240to759kBtuh-11p5eer_MZDEER2017AnyMLI2011CZ05cPVVG | #N/A | NE-HVAC-airAC-SpltPkg-240to759kBtuh-11p5eer_SZDEER2017AnyMLI2011CZ05cDXGF | 119397 |  | #N/A | #N/A | #N/A | 402 | 0.188 | -5.79 | #N/A | #N/A | #N/A | 8.38 | 0.038 | 0 | #N/A | #N/A | 123 | 100000
NE-HVAC-airAC-SpltPkg-240to759kBtuh-11p5eer | DEER2017 | D17 v2 |  | Any | MLI | 2011 | CZ06 | cDXGF | Cap-Tons | 132 | 100000 | None | 453 | 0.29 | -2.94 | 50.1 | 0.11 | 0 | 453 | 0.29 | -2.94 | 50.1 | 0.11 | 0 | DEER:HVAC_Split-Package_AC | Annual | 1719 | 453 | 0.29 | -2.94 | 50.1 | 0.11 | 0 | NE-HVAC-airAC-SpltPkg-240to759kBtuh-11p5eer_MZDEER2017AnyMLI2011CZ06cPVVG | #N/A | NE-HVAC-airAC-SpltPkg-240to759kBtuh-11p5eer_SZDEER2017AnyMLI2011CZ06cDXGF | 119398 |  | #N/A | #N/A | #N/A | 453 | 0.29 | -2.94 | #N/A | #N/A | #N/A | 50.1 | 0.11 | 0 | #N/A | #N/A | 132 | 100000
NE-HVAC-airAC-SpltPkg-240to759kBtuh-11p5eer | DEER2017 | D17 v2 |  | Any | MLI | 2011 | CZ07 | cDXGF | Cap-Tons | 128 | 100000 | None | 413 | 0.28 | -1.89 | 36.5 | 0.0874 | 0 | 413 | 0.28 | -1.89 | 36.5 | 0.0874 | 0 | DEER:HVAC_Split-Package_AC | Annual | 1719 | 413 | 0.28 | -1.89 | 36.5 | 0.0874 | 0 | NE-HVAC-airAC-SpltPkg-240to759kBtuh-11p5eer_MZDEER2017AnyMLI2011CZ07cPVVG | #N/A | NE-HVAC-airAC-SpltPkg-240to759kBtuh-11p5eer_SZDEER2017AnyMLI2011CZ07cDXGF | 119399 |  | #N/A | #N/A | #N/A | 413 | 0.28 | -1.89 | #N/A | #N/A | #N/A | 36.5 | 0.0874 | 0 | #N/A | #N/A | 128 | 100000
NE-HVAC-airAC-SpltPkg-240to759kBtuh-11p5eer | DEER2017 | D17 v2 |  | Any | MLI | 2011 | CZ08 | cDXGF | Cap-Tons | 128 | 100000 | None | 483 | 0.257 | -2.35 | 78.7 | 0.15 | 0 | 483 | 0.257 | -2.35 | 78.7 | 0.15 | 0 | DEER:HVAC_Split-Package_AC | Annual | 1719 | 483 | 0.257 | -2.35 | 78.7 | 0.15 | 0 | NE-HVAC-airAC-SpltPkg-240to759kBtuh-11p5eer_MZDEER2017AnyMLI2011CZ08cPVVG | #N/A | NE-HVAC-airAC-SpltPkg-240to759kBtuh-11p5eer_SZDEER2017AnyMLI2011CZ08cDXGF | 119400 |  | #N/A | #N/A | #N/A | 483 | 0.257 | -2.35 | #N/A | #N/A | #N/A | 78.7 | 0.15 | 0 | #N/A | #N/A | 128 | 100000
NE-HVAC-airAC-SpltPkg-240to759kBtuh-11p5eer | DEER2017 | D17 v2 |  | Any | MLI | 2011 | CZ09 | cDXGF | Cap-Tons | 166 | 100000 | None | 498 | 0.29 | -2.39 | 72.1 | 0.166 | 0 | 498 | 0.29 | -2.39 | 72.1 | 0.166 | 0 | DEER:HVAC_Split-Package_AC | Annual | 1719 | 498 | 0.29 | -2.39 | 72.1 | 0.166 | 0 | NE-HVAC-airAC-SpltPkg-240to759kBtuh-11p5eer_MZDEER2017AnyMLI2011CZ09cPVVG | #N/A | NE-HVAC-airAC-SpltPkg-240to759kBtuh-11p5eer_SZDEER2017AnyMLI2011CZ09cDXGF | 119401 |  | #N/A | #N/A | #N/A | 498 | 0.29 | -2.39 | #N/A | #N/A | #N/A | 72.1 | 0.166 | 0 | #N/A | #N/A | 166 | 100000
NE-HVAC-airAC-SpltPkg-240to759kBtuh-11p5eer | DEER2017 | D17 v2 |  | Any | MLI | 2011 | CZ10 | cDXGF | Cap-Tons | 160 | 100000 | None | 517 | 0.295 | -2.66 | 85.7 | 0.184 | 0 | 517 | 0.295 | -2.66 | 85.7 | 0.184 | 0 | DEER:HVAC_Split-Package_AC | Annual | 1719 | 517 | 0.295 | -2.66 | 85.7 | 0.184 | 0 | NE-HVAC-airAC-SpltPkg-240to759kBtuh-11p5eer_MZDEER2017AnyMLI2011CZ10cPVVG | #N/A | NE-HVAC-airAC-SpltPkg-240to759kBtuh-11p5eer_SZDEER2017AnyMLI2011CZ10cDXGF | 119402 |  | #N/A | #N/A | #N/A | 517 | 0.295 | -2.66 | #N/A | #N/A | #N/A | 85.7 | 0.184 | 0 | #N/A | #N/A | 160 | 100000
NE-HVAC-airAC-SpltPkg-240to759kBtuh-11p5eer | DEER2017 | D17 v2 |  | Any | MLI | 2011 | CZ11 | cDXGF | Cap-Tons | 157 | 100000 | None | 508 | 0.301 | -4.46 | 97.8 | 0.16 | 0 | 508 | 0.301 | -4.46 | 97.8 | 0.16 | 0 | DEER:HVAC_Split-Package_AC | Annual | 1719 | 508 | 0.301 | -4.46 | 97.8 | 0.16 | 0 | NE-HVAC-airAC-SpltPkg-240to759kBtuh-11p5eer_MZDEER2017AnyMLI2011CZ11cPVVG | #N/A | NE-HVAC-airAC-SpltPkg-240to759kBtuh-11p5eer_SZDEER2017AnyMLI2011CZ11cDXGF | 119403 |  | #N/A | #N/A | #N/A | 508 | 0.301 | -4.46 | #N/A | #N/A | #N/A | 97.8 | 0.16 | 0 | #N/A | #N/A | 157 | 100000
NE-HVAC-airAC-SpltPkg-240to759kBtuh-11p5eer | DEER2017 | D17 v2 |  | Any | MLI | 2011 | CZ12 | cDXGF | Cap-Tons | 160 | 100000 | None | 485 | 0.298 | -4.91 | 66.3 | 0.142 | 0 | 485 | 0.298 | -4.91 | 66.3 | 0.142 | 0 | DEER:HVAC_Split-Package_AC | Annual | 1719 | 485 | 0.298 | -4.91 | 66.3 | 0.142 | 0 | NE-HVAC-airAC-SpltPkg-240to759kBtuh-11p5eer_MZDEER2017AnyMLI2011CZ12cPVVG | #N/A | NE-HVAC-airAC-SpltPkg-240to759kBtuh-11p5eer_SZDEER2017AnyMLI2011CZ12cDXGF | 119404 |  | #N/A | #N/A | #N/A | 485 | 0.298 | -4.91 | #N/A | #N/A | #N/A | 66.3 | 0.142 | 0 | #N/A | #N/A | 160 | 100000
NE-HVAC-airAC-SpltPkg-240to759kBtuh-11p5eer | DEER2017 | D17 v2 |  | Any | MLI | 2011 | CZ13 | cDXGF | Cap-Tons | 151 | 100000 | None | 515 | 0.283 | -4.21 | 118 | 0.169 | 0 | 515 | 0.283 | -4.21 | 118 | 0.169 | 0 | DEER:HVAC_Split-Package_AC | Annual | 1719 | 515 | 0.283 | -4.21 | 118 | 0.169 | 0 | NE-HVAC-airAC-SpltPkg-240to759kBtuh-11p5eer_MZDEER2017AnyMLI2011CZ13cPVVG | #N/A | NE-HVAC-airAC-SpltPkg-240to759kBtuh-11p5eer_SZDEER2017AnyMLI2011CZ13cDXGF | 119405 |  | #N/A | #N/A | #N/A | 515 | 0.283 | -4.21 | #N/A | #N/A | #N/A | 118 | 0.169 | 0 | #N/A | #N/A | 151 | 100000
NE-HVAC-airAC-SpltPkg-240to759kBtuh-11p5eer | DEER2017 | D17 v2 |  | Any | MLI | 2011 | CZ14 | cDXGF | Cap-Tons | 148 | 100000 | None | 526 | 0.283 | -4.54 | 112 | 0.176 | 0 | 526 | 0.283 | -4.54 | 112 | 0.176 | 0 | DEER:HVAC_Split-Package_AC | Annual | 1719 | 526 | 0.283 | -4.54 | 112 | 0.176 | 0 | NE-HVAC-airAC-SpltPkg-240to759kBtuh-11p5eer_MZDEER2017AnyMLI2011CZ14cPVVG | #N/A | NE-HVAC-airAC-SpltPkg-240to759kBtuh-11p5eer_SZDEER2017AnyMLI2011CZ14cDXGF | 119406 |  | #N/A | #N/A | #N/A | 526 | 0.283 | -4.54 | #N/A | #N/A | #N/A | 112 | 0.176 | 0 | #N/A | #N/A | 148 | 100000
NE-HVAC-airAC-SpltPkg-240to759kBtuh-11p5eer | DEER2017 | D17 v2 |  | Any | MLI | 2011 | CZ15 | cDXGF | Cap-Tons | 190 | 100000 | None | 647 | 0.296 | -0.459 | 205 | 0.19 | 0 | 647 | 0.296 | -0.459 | 205 | 0.19 | 0 | DEER:HVAC_Split-Package_AC | Annual | 1719 | 647 | 0.296 | -0.459 | 205 | 0.19 | 0 | NE-HVAC-airAC-SpltPkg-240to759kBtuh-11p5eer_MZDEER2017AnyMLI2011CZ15cPVVG | #N/A | NE-HVAC-airAC-SpltPkg-240to759kBtuh-11p5eer_SZDEER2017AnyMLI2011CZ15cDXGF | 119407 |  | #N/A | #N/A | #N/A | 647 | 0.296 | -0.459 | #N/A | #N/A | #N/A | 205 | 0.19 | 0 | #N/A | #N/A | 190 | 100000
NE-HVAC-airAC-SpltPkg-240to759kBtuh-11p5eer | DEER2017 | D17 v2 |  | Any | MLI | 2011 | CZ16 | cDXGF | Cap-Tons | 120 | 100000 | None | 376 | 0.255 | -7.77 | 38.3 | 0.0937 | 0 | 376 | 0.255 | -7.77 | 38.3 | 0.0937 | 0 | DEER:HVAC_Split-Package_AC | Annual | 1719 | 376 | 0.255 | -7.77 | 38.3 | 0.0937 | 0 | NE-HVAC-airAC-SpltPkg-240to759kBtuh-11p5eer_MZDEER2017AnyMLI2011CZ16cPVVG | #N/A | NE-HVAC-airAC-SpltPkg-240to759kBtuh-11p5eer_SZDEER2017AnyMLI2011CZ16cDXGF | 119408 |  | #N/A | #N/A | #N/A | 376 | 0.255 | -7.77 | #N/A | #N/A | #N/A | 38.3 | 0.0937 | 0 | #N/A | #N/A | 120 | 100000
NE-HVAC-airAC-SpltPkg-240to759kBtuh-11p5eer | DEER2017 | D17 v2 |  | Any | MLI | 2014 | CZ01 | cDXGF | Cap-Tons | 102 | 100000 | None | 0.107 | 0.00853 | 0 | 0.107 | 0.00853 | 0 | 0.107 | 0.00853 | 0 | 0.107 | 0.00853 | 0 | DEER:HVAC_Split-Package_AC | Annual | 1719 | 0.107 | 0.00853 | 0 | 0.107 | 0.00853 | 0 | NE-HVAC-airAC-SpltPkg-240to759kBtuh-11p5eer_MZDEER2017AnyMLI2014CZ01cPVVG | #N/A | NE-HVAC-airAC-SpltPkg-240to759kBtuh-11p5eer_SZDEER2017AnyMLI2014CZ01cDXGF | 140753 |  | #N/A | #N/A | #N/A | 0.107 | 0.00853 | 0 | #N/A | #N/A | #N/A | 0.107 | 0.00853 | 0 | #N/A | #N/A | 102 | 100000
NE-HVAC-airAC-SpltPkg-240to759kBtuh-11p5eer | DEER2017 | D17 v2 |  | Any | MLI | 2014 | CZ02 | cDXGF | Cap-Tons | 141 | 100000 | None | 39.3 | 0.142 | 0 | 39.3 | 0.142 | 0 | 39.3 | 0.142 | 0 | 39.3 | 0.142 | 0 | DEER:HVAC_Split-Package_AC | Annual | 1719 | 39.3 | 0.142 | 0 | 39.3 | 0.142 | 0 | NE-HVAC-airAC-SpltPkg-240to759kBtuh-11p5eer_MZDEER2017AnyMLI2014CZ02cPVVG | #N/A | NE-HVAC-airAC-SpltPkg-240to759kBtuh-11p5eer_SZDEER2017AnyMLI2014CZ02cDXGF | 140754 |  | #N/A | #N/A | #N/A | 39.3 | 0.142 | 0 | #N/A | #N/A | #N/A | 39.3 | 0.142 | 0 | #N/A | #N/A | 141 | 100000
NE-HVAC-airAC-SpltPkg-240to759kBtuh-11p5eer | DEER2017 | D17 v2 |  | Any | MLI | 2014 | CZ03 | cDXGF | Cap-Tons | 120 | 100000 | None | 11.8 | 0.0672 | 0 | 11.8 | 0.0672 | 0 | 11.8 | 0.0672 | 0 | 11.8 | 0.0672 | 0 | DEER:HVAC_Split-Package_AC | Annual | 1719 | 11.8 | 0.0672 | 0 | 11.8 | 0.0672 | 0 | NE-HVAC-airAC-SpltPkg-240to759kBtuh-11p5eer_MZDEER2017AnyMLI2014CZ03cPVVG | #N/A | NE-HVAC-airAC-SpltPkg-240to759kBtuh-11p5eer_SZDEER2017AnyMLI2014CZ03cDXGF | 140755 |  | #N/A | #N/A | #N/A | 11.8 | 0.0672 | 0 | #N/A | #N/A | #N/A | 11.8 | 0.0672 | 0 | #N/A | #N/A | 120 | 100000
NE-HVAC-airAC-SpltPkg-240to759kBtuh-11p5eer | DEER2017 | D17 v2 |  | Any | MLI | 2014 | CZ04 | cDXGF | Cap-Tons | 138 | 100000 | None | 44.7 | 0.122 | 0 | 44.7 | 0.122 | 0 | 44.7 | 0.122 | 0 | 44.7 | 0.122 | 0 | DEER:HVAC_Split-Package_AC | Annual | 1719 | 44.7 | 0.122 | 0 | 44.7 | 0.122 | 0 | NE-HVAC-airAC-SpltPkg-240to759kBtuh-11p5eer_MZDEER2017AnyMLI2014CZ04cPVVG | #N/A | NE-HVAC-airAC-SpltPkg-240to759kBtuh-11p5eer_SZDEER2017AnyMLI2014CZ04cDXGF | 140756 |  | #N/A | #N/A | #N/A | 44.7 | 0.122 | 0 | #N/A | #N/A | #N/A | 44.7 | 0.122 | 0 | #N/A | #N/A | 138 | 100000
NE-HVAC-airAC-SpltPkg-240to759kBtuh-11p5eer | DEER2017 | D17 v2 |  | Any | MLI | 2014 | CZ05 | cDXGF | Cap-Tons | 123 | 100000 | None | 8.03 | 0.037 | 0 | 8.03 | 0.037 | 0 | 8.03 | 0.037 | 0 | 8.03 | 0.037 | 0 | DEER:HVAC_Split-Package_AC | Annual | 1719 | 8.03 | 0.037 | 0 | 8.03 | 0.037 | 0 | NE-HVAC-airAC-SpltPkg-240to759kBtuh-11p5eer_MZDEER2017AnyMLI2014CZ05cPVVG | #N/A | NE-HVAC-airAC-SpltPkg-240to759kBtuh-11p5eer_SZDEER2017AnyMLI2014CZ05cDXGF | 140757 |  | #N/A | #N/A | #N/A | 8.03 | 0.037 | 0 | #N/A | #N/A | #N/A | 8.03 | 0.037 | 0 | #N/A | #N/A | 123 | 100000
NE-HVAC-airAC-SpltPkg-240to759kBtuh-11p5eer | DEER2017 | D17 v2 |  | Any | MLI | 2014 | CZ06 | cDXGF | Cap-Tons | 132 | 100000 | None | 48.5 | 0.109 | 0 | 48.5 | 0.109 | 0 | 48.5 | 0.109 | 0 | 48.5 | 0.109 | 0 | DEER:HVAC_Split-Package_AC | Annual | 1719 | 48.5 | 0.109 | 0 | 48.5 | 0.109 | 0 | NE-HVAC-airAC-SpltPkg-240to759kBtuh-11p5eer_MZDEER2017AnyMLI2014CZ06cPVVG | #N/A | NE-HVAC-airAC-SpltPkg-240to759kBtuh-11p5eer_SZDEER2017AnyMLI2014CZ06cDXGF | 140758 |  | #N/A | #N/A | #N/A | 48.5 | 0.109 | 0 | #N/A | #N/A | #N/A | 48.5 | 0.109 | 0 | #N/A | #N/A | 132 | 100000
NE-HVAC-airAC-SpltPkg-240to759kBtuh-11p5eer | DEER2017 | D17 v2 |  | Any | MLI | 2014 | CZ07 | cDXGF | Cap-Tons | 128 | 100000 | None | 36.9 | 0.0866 | 0 | 36.9 | 0.0866 | 0 | 36.9 | 0.0866 | 0 | 36.9 | 0.0866 | 0 | DEER:HVAC_Split-Package_AC | Annual | 1719 | 36.9 | 0.0866 | 0 | 36.9 | 0.0866 | 0 | NE-HVAC-airAC-SpltPkg-240to759kBtuh-11p5eer_MZDEER2017AnyMLI2014CZ07cPVVG | #N/A | NE-HVAC-airAC-SpltPkg-240to759kBtuh-11p5eer_SZDEER2017AnyMLI2014CZ07cDXGF | 140759 |  | #N/A | #N/A | #N/A | 36.9 | 0.0866 | 0 | #N/A | #N/A | #N/A | 36.9 | 0.0866 | 0 | #N/A | #N/A | 128 | 100000
NE-HVAC-airAC-SpltPkg-240to759kBtuh-11p5eer | DEER2017 | D17 v2 |  | Any | MLI | 2014 | CZ08 | cDXGF | Cap-Tons | 128 | 100000 | None | 76.8 | 0.148 | 0 | 76.8 | 0.148 | 0 | 76.8 | 0.148 | 0 | 76.8 | 0.148 | 0 | DEER:HVAC_Split-Package_AC | Annual | 1719 | 76.8 | 0.148 | 0 | 76.8 | 0.148 | 0 | NE-HVAC-airAC-SpltPkg-240to759kBtuh-11p5eer_MZDEER2017AnyMLI2014CZ08cPVVG | #N/A | NE-HVAC-airAC-SpltPkg-240to759kBtuh-11p5eer_SZDEER2017AnyMLI2014CZ08cDXGF | 140760 |  | #N/A | #N/A | #N/A | 76.8 | 0.148 | 0 | #N/A | #N/A | #N/A | 76.8 | 0.148 | 0 | #N/A | #N/A | 128 | 100000
NE-HVAC-airAC-SpltPkg-240to759kBtuh-11p5eer | DEER2017 | D17 v2 |  | Any | MLI | 2014 | CZ09 | cDXGF | Cap-Tons | 166 | 100000 | None | 70.4 | 0.165 | 0 | 70.4 | 0.165 | 0 | 70.4 | 0.165 | 0 | 70.4 | 0.165 | 0 | DEER:HVAC_Split-Package_AC | Annual | 1719 | 70.4 | 0.165 | 0 | 70.4 | 0.165 | 0 | NE-HVAC-airAC-SpltPkg-240to759kBtuh-11p5eer_MZDEER2017AnyMLI2014CZ09cPVVG | #N/A | NE-HVAC-airAC-SpltPkg-240to759kBtuh-11p5eer_SZDEER2017AnyMLI2014CZ09cDXGF | 140761 |  | #N/A | #N/A | #N/A | 70.4 | 0.165 | 0 | #N/A | #N/A | #N/A | 70.4 | 0.165 | 0 | #N/A | #N/A | 166 | 100000
NE-HVAC-airAC-SpltPkg-240to759kBtuh-11p5eer | DEER2017 | D17 v2 |  | Any | MLI | 2014 | CZ10 | cDXGF | Cap-Tons | 160 | 100000 | None | 83.4 | 0.183 | 0 | 83.4 | 0.183 | 0 | 83.4 | 0.183 | 0 | 83.4 | 0.183 | 0 | DEER:HVAC_Split-Package_AC | Annual | 1719 | 83.4 | 0.183 | 0 | 83.4 | 0.183 | 0 | NE-HVAC-airAC-SpltPkg-240to759kBtuh-11p5eer_MZDEER2017AnyMLI2014CZ10cPVVG | #N/A | NE-HVAC-airAC-SpltPkg-240to759kBtuh-11p5eer_SZDEER2017AnyMLI2014CZ10cDXGF | 140762 |  | #N/A | #N/A | #N/A | 83.4 | 0.183 | 0 | #N/A | #N/A | #N/A | 83.4 | 0.183 | 0 | #N/A | #N/A | 160 | 100000
NE-HVAC-airAC-SpltPkg-240to759kBtuh-11p5eer | DEER2017 | D17 v2 |  | Any | MLI | 2014 | CZ11 | cDXGF | Cap-Tons | 157 | 100000 | None | 96.5 | 0.157 | 0 | 96.5 | 0.157 | 0 | 96.5 | 0.157 | 0 | 96.5 | 0.157 | 0 | DEER:HVAC_Split-Package_AC | Annual | 1719 | 96.5 | 0.157 | 0 | 96.5 | 0.157 | 0 | NE-HVAC-airAC-SpltPkg-240to759kBtuh-11p5eer_MZDEER2017AnyMLI2014CZ11cPVVG | #N/A | NE-HVAC-airAC-SpltPkg-240to759kBtuh-11p5eer_SZDEER2017AnyMLI2014CZ11cDXGF | 140763 |  | #N/A | #N/A | #N/A | 96.5 | 0.157 | 0 | #N/A | #N/A | #N/A | 96.5 | 0.157 | 0 | #N/A | #N/A | 157 | 100000
NE-HVAC-airAC-SpltPkg-240to759kBtuh-11p5eer | DEER2017 | D17 v2 |  | Any | MLI | 2014 | CZ12 | cDXGF | Cap-Tons | 160 | 100000 | None | 63.9 | 0.141 | 0 | 63.9 | 0.141 | 0 | 63.9 | 0.141 | 0 | 63.9 | 0.141 | 0 | DEER:HVAC_Split-Package_AC | Annual | 1719 | 63.9 | 0.141 | 0 | 63.9 | 0.141 | 0 | NE-HVAC-airAC-SpltPkg-240to759kBtuh-11p5eer_MZDEER2017AnyMLI2014CZ12cPVVG | #N/A | NE-HVAC-airAC-SpltPkg-240to759kBtuh-11p5eer_SZDEER2017AnyMLI2014CZ12cDXGF | 140764 |  | #N/A | #N/A | #N/A | 63.9 | 0.141 | 0 | #N/A | #N/A | #N/A | 63.9 | 0.141 | 0 | #N/A | #N/A | 160 | 100000
NE-HVAC-airAC-SpltPkg-240to759kBtuh-11p5eer | DEER2017 | D17 v2 |  | Any | MLI | 2014 | CZ13 | cDXGF | Cap-Tons | 151 | 100000 | None | 117 | 0.169 | 0 | 117 | 0.169 | 0 | 117 | 0.169 | 0 | 117 | 0.169 | 0 | DEER:HVAC_Split-Package_AC | Annual | 1719 | 117 | 0.169 | 0 | 117 | 0.169 | 0 | NE-HVAC-airAC-SpltPkg-240to759kBtuh-11p5eer_MZDEER2017AnyMLI2014CZ13cPVVG | #N/A | NE-HVAC-airAC-SpltPkg-240to759kBtuh-11p5eer_SZDEER2017AnyMLI2014CZ13cDXGF | 140765 |  | #N/A | #N/A | #N/A | 117 | 0.169 | 0 | #N/A | #N/A | #N/A | 117 | 0.169 | 0 | #N/A | #N/A | 151 | 100000
NE-HVAC-airAC-SpltPkg-240to759kBtuh-11p5eer | DEER2017 | D17 v2 |  | Any | MLI | 2014 | CZ14 | cDXGF | Cap-Tons | 148 | 100000 | None | 111 | 0.175 | 0 | 111 | 0.175 | 0 | 111 | 0.175 | 0 | 111 | 0.175 | 0 | DEER:HVAC_Split-Package_AC | Annual | 1719 | 111 | 0.175 | 0 | 111 | 0.175 | 0 | NE-HVAC-airAC-SpltPkg-240to759kBtuh-11p5eer_MZDEER2017AnyMLI2014CZ14cPVVG | #N/A | NE-HVAC-airAC-SpltPkg-240to759kBtuh-11p5eer_SZDEER2017AnyMLI2014CZ14cDXGF | 140766 |  | #N/A | #N/A | #N/A | 111 | 0.175 | 0 | #N/A | #N/A | #N/A | 111 | 0.175 | 0 | #N/A | #N/A | 148 | 100000
NE-HVAC-airAC-SpltPkg-240to759kBtuh-11p5eer | DEER2017 | D17 v2 |  | Any | MLI | 2014 | CZ15 | cDXGF | Cap-Tons | 190 | 100000 | None | 204 | 0.189 | 0 | 204 | 0.189 | 0 | 204 | 0.189 | 0 | 204 | 0.189 | 0 | DEER:HVAC_Split-Package_AC | Annual | 1719 | 204 | 0.189 | 0 | 204 | 0.189 | 0 | NE-HVAC-airAC-SpltPkg-240to759kBtuh-11p5eer_MZDEER2017AnyMLI2014CZ15cPVVG | #N/A | NE-HVAC-airAC-SpltPkg-240to759kBtuh-11p5eer_SZDEER2017AnyMLI2014CZ15cDXGF | 140767 |  | #N/A | #N/A | #N/A | 204 | 0.189 | 0 | #N/A | #N/A | #N/A | 204 | 0.189 | 0 | #N/A | #N/A | 190 | 100000
NE-HVAC-airAC-SpltPkg-240to759kBtuh-11p5eer | DEER2017 | D17 v2 |  | Any | MLI | 2014 | CZ16 | cDXGF | Cap-Tons | 120 | 100000 | None | 37.6 | 0.0928 | 0 | 37.6 | 0.0928 | 0 | 37.6 | 0.0928 | 0 | 37.6 | 0.0928 | 0 | DEER:HVAC_Split-Package_AC | Annual | 1719 | 37.6 | 0.0928 | 0 | 37.6 | 0.0928 | 0 | NE-HVAC-airAC-SpltPkg-240to759kBtuh-11p5eer_MZDEER2017AnyMLI2014CZ16cPVVG | #N/A | NE-HVAC-airAC-SpltPkg-240to759kBtuh-11p5eer_SZDEER2017AnyMLI2014CZ16cDXGF | 140768 |  | #N/A | #N/A | #N/A | 37.6 | 0.0928 | 0 | #N/A | #N/A | #N/A | 37.6 | 0.0928 | 0 | #N/A | #N/A | 120 | 100000
NE-HVAC-airAC-SpltPkg-240to759kBtuh-11p5eer | DEER2017 | D17 v2 |  | Any | MLI | New | CZ01 | cDXGF | Cap-Tons | 102 | 100000 | None | 0.107 | 0.00853 | 0 | 0.107 | 0.00853 | 0 | 0.107 | 0.00853 | 0 | 0.107 | 0.00853 | 0 | DEER:HVAC_Split-Package_AC | Annual | 1719 | 0.107 | 0.00853 | 0 | 0.107 | 0.00853 | 0 | NE-HVAC-airAC-SpltPkg-240to759kBtuh-11p5eer_MZDEER2017AnyMLINewCZ01cPVVG | #N/A | NE-HVAC-airAC-SpltPkg-240to759kBtuh-11p5eer_SZDEER2017AnyMLINewCZ01cDXGF | 165353 |  | #N/A | #N/A | #N/A | 0.107 | 0.00853 | 0 | #N/A | #N/A | #N/A | 0.107 | 0.00853 | 0 | #N/A | #N/A | 102 | 100000
NE-HVAC-airAC-SpltPkg-240to759kBtuh-11p5eer | DEER2017 | D17 v2 |  | Any | MLI | New | CZ02 | cDXGF | Cap-Tons | 141 | 100000 | None | 39.3 | 0.142 | 0 | 39.3 | 0.142 | 0 | 39.3 | 0.142 | 0 | 39.3 | 0.142 | 0 | DEER:HVAC_Split-Package_AC | Annual | 1719 | 39.3 | 0.142 | 0 | 39.3 | 0.142 | 0 | NE-HVAC-airAC-SpltPkg-240to759kBtuh-11p5eer_MZDEER2017AnyMLINewCZ02cPVVG | #N/A | NE-HVAC-airAC-SpltPkg-240to759kBtuh-11p5eer_SZDEER2017AnyMLINewCZ02cDXGF | 165354 |  | #N/A | #N/A | #N/A | 39.3 | 0.142 | 0 | #N/A | #N/A | #N/A | 39.3 | 0.142 | 0 | #N/A | #N/A | 141 | 100000
NE-HVAC-airAC-SpltPkg-240to759kBtuh-11p5eer | DEER2017 | D17 v2 |  | Any | MLI | New | CZ03 | cDXGF | Cap-Tons | 120 | 100000 | None | 11.8 | 0.0672 | 0 | 11.8 | 0.0672 | 0 | 11.8 | 0.0672 | 0 | 11.8 | 0.0672 | 0 | DEER:HVAC_Split-Package_AC | Annual | 1719 | 11.8 | 0.0672 | 0 | 11.8 | 0.0672 | 0 | NE-HVAC-airAC-SpltPkg-240to759kBtuh-11p5eer_MZDEER2017AnyMLINewCZ03cPVVG | #N/A | NE-HVAC-airAC-SpltPkg-240to759kBtuh-11p5eer_SZDEER2017AnyMLINewCZ03cDXGF | 165355 |  | #N/A | #N/A | #N/A | 11.8 | 0.0672 | 0 | #N/A | #N/A | #N/A | 11.8 | 0.0672 | 0 | #N/A | #N/A | 120 | 100000
NE-HVAC-airAC-SpltPkg-240to759kBtuh-11p5eer | DEER2017 | D17 v2 |  | Any | MLI | New | CZ04 | cDXGF | Cap-Tons | 138 | 100000 | None | 44.7 | 0.122 | 0 | 44.7 | 0.122 | 0 | 44.7 | 0.122 | 0 | 44.7 | 0.122 | 0 | DEER:HVAC_Split-Package_AC | Annual | 1719 | 44.7 | 0.122 | 0 | 44.7 | 0.122 | 0 | NE-HVAC-airAC-SpltPkg-240to759kBtuh-11p5eer_MZDEER2017AnyMLINewCZ04cPVVG | #N/A | NE-HVAC-airAC-SpltPkg-240to759kBtuh-11p5eer_SZDEER2017AnyMLINewCZ04cDXGF | 165356 |  | #N/A | #N/A | #N/A | 44.7 | 0.122 | 0 | #N/A | #N/A | #N/A | 44.7 | 0.122 | 0 | #N/A | #N/A | 138 | 100000
NE-HVAC-airAC-SpltPkg-240to759kBtuh-11p5eer | DEER2017 | D17 v2 |  | Any | MLI | New | CZ05 | cDXGF | Cap-Tons | 123 | 100000 | None | 8.03 | 0.037 | 0 | 8.03 | 0.037 | 0 | 8.03 | 0.037 | 0 | 8.03 | 0.037 | 0 | DEER:HVAC_Split-Package_AC | Annual | 1719 | 8.03 | 0.037 | 0 | 8.03 | 0.037 | 0 | NE-HVAC-airAC-SpltPkg-240to759kBtuh-11p5eer_MZDEER2017AnyMLINewCZ05cPVVG | #N/A | NE-HVAC-airAC-SpltPkg-240to759kBtuh-11p5eer_SZDEER2017AnyMLINewCZ05cDXGF | 165357 |  | #N/A | #N/A | #N/A | 8.03 | 0.037 | 0 | #N/A | #N/A | #N/A | 8.03 | 0.037 | 0 | #N/A | #N/A | 123 | 100000
NE-HVAC-airAC-SpltPkg-240to759kBtuh-11p5eer | DEER2017 | D17 v2 |  | Any | MLI | New | CZ06 | cDXGF | Cap-Tons | 132 | 100000 | None | 48.5 | 0.109 | 0 | 48.5 | 0.109 | 0 | 48.5 | 0.109 | 0 | 48.5 | 0.109 | 0 | DEER:HVAC_Split-Package_AC | Annual | 1719 | 48.5 | 0.109 | 0 | 48.5 | 0.109 | 0 | NE-HVAC-airAC-SpltPkg-240to759kBtuh-11p5eer_MZDEER2017AnyMLINewCZ06cPVVG | #N/A | NE-HVAC-airAC-SpltPkg-240to759kBtuh-11p5eer_SZDEER2017AnyMLINewCZ06cDXGF | 165358 |  | #N/A | #N/A | #N/A | 48.5 | 0.109 | 0 | #N/A | #N/A | #N/A | 48.5 | 0.109 | 0 | #N/A | #N/A | 132 | 100000
NE-HVAC-airAC-SpltPkg-240to759kBtuh-11p5eer | DEER2017 | D17 v2 |  | Any | MLI | New | CZ07 | cDXGF | Cap-Tons | 128 | 100000 | None | 36.9 | 0.0866 | 0 | 36.9 | 0.0866 | 0 | 36.9 | 0.0866 | 0 | 36.9 | 0.0866 | 0 | DEER:HVAC_Split-Package_AC | Annual | 1719 | 36.9 | 0.0866 | 0 | 36.9 | 0.0866 | 0 | NE-HVAC-airAC-SpltPkg-240to759kBtuh-11p5eer_MZDEER2017AnyMLINewCZ07cPVVG | #N/A | NE-HVAC-airAC-SpltPkg-240to759kBtuh-11p5eer_SZDEER2017AnyMLINewCZ07cDXGF | 165359 |  | #N/A | #N/A | #N/A | 36.9 | 0.0866 | 0 | #N/A | #N/A | #N/A | 36.9 | 0.0866 | 0 | #N/A | #N/A | 128 | 100000
NE-HVAC-airAC-SpltPkg-240to759kBtuh-11p5eer | DEER2017 | D17 v2 |  | Any | MLI | New | CZ08 | cDXGF | Cap-Tons | 128 | 100000 | None | 76.8 | 0.148 | 0 | 76.8 | 0.148 | 0 | 76.8 | 0.148 | 0 | 76.8 | 0.148 | 0 | DEER:HVAC_Split-Package_AC | Annual | 1719 | 76.8 | 0.148 | 0 | 76.8 | 0.148 | 0 | NE-HVAC-airAC-SpltPkg-240to759kBtuh-11p5eer_MZDEER2017AnyMLINewCZ08cPVVG | #N/A | NE-HVAC-airAC-SpltPkg-240to759kBtuh-11p5eer_SZDEER2017AnyMLINewCZ08cDXGF | 165360 |  | #N/A | #N/A | #N/A | 76.8 | 0.148 | 0 | #N/A | #N/A | #N/A | 76.8 | 0.148 | 0 | #N/A | #N/A | 128 | 100000
NE-HVAC-airAC-SpltPkg-240to759kBtuh-11p5eer | DEER2017 | D17 v2 |  | Any | MLI | New | CZ09 | cDXGF | Cap-Tons | 166 | 100000 | None | 70.4 | 0.165 | 0 | 70.4 | 0.165 | 0 | 70.4 | 0.165 | 0 | 70.4 | 0.165 | 0 | DEER:HVAC_Split-Package_AC | Annual | 1719 | 70.4 | 0.165 | 0 | 70.4 | 0.165 | 0 | NE-HVAC-airAC-SpltPkg-240to759kBtuh-11p5eer_MZDEER2017AnyMLINewCZ09cPVVG | #N/A | NE-HVAC-airAC-SpltPkg-240to759kBtuh-11p5eer_SZDEER2017AnyMLINewCZ09cDXGF | 165361 |  | #N/A | #N/A | #N/A | 70.4 | 0.165 | 0 | #N/A | #N/A | #N/A | 70.4 | 0.165 | 0 | #N/A | #N/A | 166 | 100000
NE-HVAC-airAC-SpltPkg-240to759kBtuh-11p5eer | DEER2017 | D17 v2 |  | Any | MLI | New | CZ10 | cDXGF | Cap-Tons | 160 | 100000 | None | 83.4 | 0.183 | 0 | 83.4 | 0.183 | 0 | 83.4 | 0.183 | 0 | 83.4 | 0.183 | 0 | DEER:HVAC_Split-Package_AC | Annual | 1719 | 83.4 | 0.183 | 0 | 83.4 | 0.183 | 0 | NE-HVAC-airAC-SpltPkg-240to759kBtuh-11p5eer_MZDEER2017AnyMLINewCZ10cPVVG | #N/A | NE-HVAC-airAC-SpltPkg-240to759kBtuh-11p5eer_SZDEER2017AnyMLINewCZ10cDXGF | 165362 |  | #N/A | #N/A | #N/A | 83.4 | 0.183 | 0 | #N/A | #N/A | #N/A | 83.4 | 0.183 | 0 | #N/A | #N/A | 160 | 100000
NE-HVAC-airAC-SpltPkg-240to759kBtuh-11p5eer | DEER2017 | D17 v2 |  | Any | MLI | New | CZ11 | cDXGF | Cap-Tons | 157 | 100000 | None | 96.5 | 0.157 | 0 | 96.5 | 0.157 | 0 | 96.5 | 0.157 | 0 | 96.5 | 0.157 | 0 | DEER:HVAC_Split-Package_AC | Annual | 1719 | 96.5 | 0.157 | 0 | 96.5 | 0.157 | 0 | NE-HVAC-airAC-SpltPkg-240to759kBtuh-11p5eer_MZDEER2017AnyMLINewCZ11cPVVG | #N/A | NE-HVAC-airAC-SpltPkg-240to759kBtuh-11p5eer_SZDEER2017AnyMLINewCZ11cDXGF | 165363 |  | #N/A | #N/A | #N/A | 96.5 | 0.157 | 0 | #N/A | #N/A | #N/A | 96.5 | 0.157 | 0 | #N/A | #N/A | 157 | 100000
NE-HVAC-airAC-SpltPkg-240to759kBtuh-11p5eer | DEER2017 | D17 v2 |  | Any | MLI | New | CZ12 | cDXGF | Cap-Tons | 160 | 100000 | None | 63.9 | 0.141 | 0 | 63.9 | 0.141 | 0 | 63.9 | 0.141 | 0 | 63.9 | 0.141 | 0 | DEER:HVAC_Split-Package_AC | Annual | 1719 | 63.9 | 0.141 | 0 | 63.9 | 0.141 | 0 | NE-HVAC-airAC-SpltPkg-240to759kBtuh-11p5eer_MZDEER2017AnyMLINewCZ12cPVVG | #N/A | NE-HVAC-airAC-SpltPkg-240to759kBtuh-11p5eer_SZDEER2017AnyMLINewCZ12cDXGF | 165364 |  | #N/A | #N/A | #N/A | 63.9 | 0.141 | 0 | #N/A | #N/A | #N/A | 63.9 | 0.141 | 0 | #N/A | #N/A | 160 | 100000
NE-HVAC-airAC-SpltPkg-240to759kBtuh-11p5eer | DEER2017 | D17 v2 |  | Any | MLI | New | CZ13 | cDXGF | Cap-Tons | 151 | 100000 | None | 117 | 0.169 | 0 | 117 | 0.169 | 0 | 117 | 0.169 | 0 | 117 | 0.169 | 0 | DEER:HVAC_Split-Package_AC | Annual | 1719 | 117 | 0.169 | 0 | 117 | 0.169 | 0 | NE-HVAC-airAC-SpltPkg-240to759kBtuh-11p5eer_MZDEER2017AnyMLINewCZ13cPVVG | #N/A | NE-HVAC-airAC-SpltPkg-240to759kBtuh-11p5eer_SZDEER2017AnyMLINewCZ13cDXGF | 165365 |  | #N/A | #N/A | #N/A | 117 | 0.169 | 0 | #N/A | #N/A | #N/A | 117 | 0.169 | 0 | #N/A | #N/A | 151 | 100000
NE-HVAC-airAC-SpltPkg-240to759kBtuh-11p5eer | DEER2017 | D17 v2 |  | Any | MLI | New | CZ14 | cDXGF | Cap-Tons | 148 | 100000 | None | 111 | 0.175 | 0 | 111 | 0.175 | 0 | 111 | 0.175 | 0 | 111 | 0.175 | 0 | DEER:HVAC_Split-Package_AC | Annual | 1719 | 111 | 0.175 | 0 | 111 | 0.175 | 0 | NE-HVAC-airAC-SpltPkg-240to759kBtuh-11p5eer_MZDEER2017AnyMLINewCZ14cPVVG | #N/A | NE-HVAC-airAC-SpltPkg-240to759kBtuh-11p5eer_SZDEER2017AnyMLINewCZ14cDXGF | 165366 |  | #N/A | #N/A | #N/A | 111 | 0.175 | 0 | #N/A | #N/A | #N/A | 111 | 0.175 | 0 | #N/A | #N/A | 148 | 100000
NE-HVAC-airAC-SpltPkg-240to759kBtuh-11p5eer | DEER2017 | D17 v2 |  | Any | MLI | New | CZ15 | cDXGF | Cap-Tons | 190 | 100000 | None | 204 | 0.189 | 0 | 204 | 0.189 | 0 | 204 | 0.189 | 0 | 204 | 0.189 | 0 | DEER:HVAC_Split-Package_AC | Annual | 1719 | 204 | 0.189 | 0 | 204 | 0.189 | 0 | NE-HVAC-airAC-SpltPkg-240to759kBtuh-11p5eer_MZDEER2017AnyMLINewCZ15cPVVG | #N/A | NE-HVAC-airAC-SpltPkg-240to759kBtuh-11p5eer_SZDEER2017AnyMLINewCZ15cDXGF | 165367 |  | #N/A | #N/A | #N/A | 204 | 0.189 | 0 | #N/A | #N/A | #N/A | 204 | 0.189 | 0 | #N/A | #N/A | 190 | 100000
NE-HVAC-airAC-SpltPkg-240to759kBtuh-11p5eer | DEER2017 | D17 v2 |  | Any | MLI | New | CZ16 | cDXGF | Cap-Tons | 120 | 100000 | None | 37.6 | 0.0928 | 0 | 37.6 | 0.0928 | 0 | 37.6 | 0.0928 | 0 | 37.6 | 0.0928 | 0 | DEER:HVAC_Split-Package_AC | Annual | 1719 | 37.6 | 0.0928 | 0 | 37.6 | 0.0928 | 0 | NE-HVAC-airAC-SpltPkg-240to759kBtuh-11p5eer_MZDEER2017AnyMLINewCZ16cPVVG | #N/A | NE-HVAC-airAC-SpltPkg-240to759kBtuh-11p5eer_SZDEER2017AnyMLINewCZ16cDXGF | 165368 |  | #N/A | #N/A | #N/A | 37.6 | 0.0928 | 0 | #N/A | #N/A | #N/A | 37.6 | 0.0928 | 0 | #N/A | #N/A | 120 | 100000
NE-HVAC-airAC-SpltPkg-240to759kBtuh-11p5eer | DEER2017 | D17 v2 |  | Any | Nrs | 1975 | CZ01 | cWtd | Cap-Tons | 456.4 | 116000 | None | 46.1 | 0.0357 | 0 | 46.1 | 0.0357 | 0 | 46.1 | 0.0357 | 0 | 46.1 | 0.0357 | 0 | DEER:HVAC_Split-Package_AC | Annual | 1719 | 46.128 | 0.03572 | 0 | 46.128 | 0.03572 | 0 | NE-HVAC-airAC-SpltPkg-240to759kBtuh-11p5eer_MZDEER2017AnyNrs1975CZ01cPVVG | 12610 | NE-HVAC-airAC-SpltPkg-240to759kBtuh-11p5eer_SZDEER2017AnyNrs1975CZ01cDXGF | 12609 |  | 57.4 | 0.0405 | 0 | 1.04 | 0.0166 | 0 | 57.4 | 0.0405 | 0 | 1.04 | 0.0166 | 0 | 474 | 115000 | 386 | 120000
NE-HVAC-airAC-SpltPkg-240to759kBtuh-11p5eer | DEER2017 | D17 v2 |  | Any | Nrs | 1975 | CZ02 | cWtd | Cap-Tons | 640.8 | 116000 | None | 132 | 0.0931 | 0 | 132 | 0.0931 | 0 | 132 | 0.0931 | 0 | 132 | 0.0931 | 0 | DEER:HVAC_Split-Package_AC | Annual | 1719 | 131.82 | 0.09312 | 0 | 131.82 | 0.09312 | 0 | NE-HVAC-airAC-SpltPkg-240to759kBtuh-11p5eer_MZDEER2017AnyNrs1975CZ02cPVVG | 12612 | NE-HVAC-airAC-SpltPkg-240to759kBtuh-11p5eer_SZDEER2017AnyNrs1975CZ02cDXGF | 12611 |  | 151 | 0.0923 | 0 | 55.1 | 0.0964 | 0 | 151 | 0.0923 | 0 | 55.1 | 0.0964 | 0 | 659 | 115000 | 568 | 120000
NE-HVAC-airAC-SpltPkg-240to759kBtuh-11p5eer | DEER2017 | D17 v2 |  | Any | Nrs | 1975 | CZ03 | cWtd | Cap-Tons | 533.2 | 116000 | None | 125 | 0.063 | 0 | 125 | 0.063 | 0 | 125 | 0.063 | 0 | 125 | 0.063 | 0 | DEER:HVAC_Split-Package_AC | Annual | 1719 | 125.3 | 0.06304 | 0 | 125.3 | 0.06304 | 0 | NE-HVAC-airAC-SpltPkg-240to759kBtuh-11p5eer_MZDEER2017AnyNrs1975CZ03cPVVG | 12614 | NE-HVAC-airAC-SpltPkg-240to759kBtuh-11p5eer_SZDEER2017AnyNrs1975CZ03cDXGF | 12613 |  | 152 | 0.0632 | 0 | 18.5 | 0.0624 | 0 | 152 | 0.0632 | 0 | 18.5 | 0.0624 | 0 | 551 | 115000 | 462 | 120000
NE-HVAC-airAC-SpltPkg-240to759kBtuh-11p5eer | DEER2017 | D17 v2 |  | Any | Nrs | 1975 | CZ04 | cWtd | Cap-Tons | 592.6 | 116000 | None | 168 | 0.0857 | 0 | 168 | 0.0857 | 0 | 168 | 0.0857 | 0 | 168 | 0.0857 | 0 | DEER:HVAC_Split-Package_AC | Annual | 1719 | 168.36 | 0.08574 | 0 | 168.36 | 0.08574 | 0 | NE-HVAC-airAC-SpltPkg-240to759kBtuh-11p5eer_MZDEER2017AnyNrs1975CZ04cPVVG | 12616 | NE-HVAC-airAC-SpltPkg-240to759kBtuh-11p5eer_SZDEER2017AnyNrs1975CZ04cDXGF | 12615 |  | 193 | 0.0856 | 0 | 69.8 | 0.0863 | 0 | 193 | 0.0856 | 0 | 69.8 | 0.0863 | 0 | 612 | 115000 | 515 | 120000
NE-HVAC-airAC-SpltPkg-240to759kBtuh-11p5eer | DEER2017 | D17 v2 |  | Any | Nrs | 1975 | CZ05 | cWtd | Cap-Tons | 488.2 | 116000 | None | 106 | 0.0528 | 0 | 106 | 0.0528 | 0 | 106 | 0.0528 | 0 | 106 | 0.0528 | 0 | DEER:HVAC_Split-Package_AC | Annual | 1719 | 105.6 | 0.05282 | 0 | 105.6 | 0.05282 | 0 | NE-HVAC-airAC-SpltPkg-240to759kBtuh-11p5eer_MZDEER2017AnyNrs1975CZ05cPVVG | 12618 | NE-HVAC-airAC-SpltPkg-240to759kBtuh-11p5eer_SZDEER2017AnyNrs1975CZ05cDXGF | 12617 |  | 127 | 0.0542 | 0 | 20 | 0.0473 | 0 | 127 | 0.0542 | 0 | 20 | 0.0473 | 0 | 503 | 115000 | 429 | 120000
NE-HVAC-airAC-SpltPkg-240to759kBtuh-11p5eer | DEER2017 | D17 v2 |  | Any | Nrs | 1975 | CZ06 | cWtd | Cap-Tons | 602.6 | 116000 | None | 204 | 0.0682 | 0 | 204 | 0.0682 | 0 | 204 | 0.0682 | 0 | 204 | 0.0682 | 0 | DEER:HVAC_Split-Package_AC | Annual | 1719 | 203.54 | 0.06822 | 0 | 203.54 | 0.06822 | 0 | NE-HVAC-airAC-SpltPkg-240to759kBtuh-11p5eer_MZDEER2017AnyNrs1975CZ06cPVVG | 12620 | NE-HVAC-airAC-SpltPkg-240to759kBtuh-11p5eer_SZDEER2017AnyNrs1975CZ06cDXGF | 12619 |  | 240 | 0.069 | 0 | 57.7 | 0.0651 | 0 | 240 | 0.069 | 0 | 57.7 | 0.0651 | 0 | 617 | 115000 | 545 | 120000
NE-HVAC-airAC-SpltPkg-240to759kBtuh-11p5eer | DEER2017 | D17 v2 |  | Any | Nrs | 1975 | CZ07 | cWtd | Cap-Tons | 550.6 | 116000 | None | 227 | 0.065 | 0 | 227 | 0.065 | 0 | 227 | 0.065 | 0 | 227 | 0.065 | 0 | DEER:HVAC_Split-Package_AC | Annual | 1719 | 226.76 | 0.065 | 0 | 226.76 | 0.065 | 0 | NE-HVAC-airAC-SpltPkg-240to759kBtuh-11p5eer_MZDEER2017AnyNrs1975CZ07cPVVG | 12622 | NE-HVAC-airAC-SpltPkg-240to759kBtuh-11p5eer_SZDEER2017AnyNrs1975CZ07cDXGF | 12621 |  | 273 | 0.0653 | 0 | 41.8 | 0.0638 | 0 | 273 | 0.0653 | 0 | 41.8 | 0.0638 | 0 | 570 | 115000 | 473 | 120000
NE-HVAC-airAC-SpltPkg-240to759kBtuh-11p5eer | DEER2017 | D17 v2 |  | Any | Nrs | 1975 | CZ08 | cWtd | Cap-Tons | 595.4 | 116000 | None | 230 | 0.0837 | 0 | 230 | 0.0837 | 0 | 230 | 0.0837 | 0 | 230 | 0.0837 | 0 | DEER:HVAC_Split-Package_AC | Annual | 1719 | 230.44 | 0.08372 | 0 | 230.44 | 0.08372 | 0 | NE-HVAC-airAC-SpltPkg-240to759kBtuh-11p5eer_MZDEER2017AnyNrs1975CZ08cPVVG | 12624 | NE-HVAC-airAC-SpltPkg-240to759kBtuh-11p5eer_SZDEER2017AnyNrs1975CZ08cDXGF | 12623 |  | 266 | 0.0826 | 0 | 88.2 | 0.0882 | 0 | 266 | 0.0826 | 0 | 88.2 | 0.0882 | 0 | 615 | 115000 | 517 | 120000
NE-HVAC-airAC-SpltPkg-240to759kBtuh-11p5eer | DEER2017 | D17 v2 |  | Any | Nrs | 1975 | CZ09 | cWtd | Cap-Tons | 724 | 116000 | None | 221 | 0.103 | 0 | 221 | 0.103 | 0 | 221 | 0.103 | 0 | 221 | 0.103 | 0 | DEER:HVAC_Split-Package_AC | Annual | 1719 | 220.8 | 0.1028 | 0 | 220.8 | 0.1028 | 0 | NE-HVAC-airAC-SpltPkg-240to759kBtuh-11p5eer_MZDEER2017AnyNrs1975CZ09cPVVG | 12626 | NE-HVAC-airAC-SpltPkg-240to759kBtuh-11p5eer_SZDEER2017AnyNrs1975CZ09cDXGF | 12625 |  | 253 | 0.102 | 0 | 92 | 0.106 | 0 | 253 | 0.102 | 0 | 92 | 0.106 | 0 | 742 | 115000 | 652 | 120000
NE-HVAC-airAC-SpltPkg-240to759kBtuh-11p5eer | DEER2017 | D17 v2 |  | Any | Nrs | 1975 | CZ10 | cWtd | Cap-Tons | 702.8 | 116000 | None | 220 | 0.11 | 0 | 220 | 0.11 | 0 | 220 | 0.11 | 0 | 220 | 0.11 | 0 | DEER:HVAC_Split-Package_AC | Annual | 1719 | 220.2 | 0.1102 | 0 | 220.2 | 0.1102 | 0 | NE-HVAC-airAC-SpltPkg-240to759kBtuh-11p5eer_MZDEER2017AnyNrs1975CZ10cPVVG | 12628 | NE-HVAC-airAC-SpltPkg-240to759kBtuh-11p5eer_SZDEER2017AnyNrs1975CZ10cDXGF | 12627 |  | 248 | 0.108 | 0 | 109 | 0.119 | 0 | 248 | 0.108 | 0 | 109 | 0.119 | 0 | 721 | 115000 | 630 | 120000
NE-HVAC-airAC-SpltPkg-240to759kBtuh-11p5eer | DEER2017 | D17 v2 |  | Any | Nrs | 1975 | CZ11 | cWtd | Cap-Tons | 709.6 | 116000 | None | 211 | 0.0983 | 0 | 211 | 0.0983 | 0 | 211 | 0.0983 | 0 | 211 | 0.0983 | 0 | DEER:HVAC_Split-Package_AC | Annual | 1719 | 211.2 | 0.09834 | 0 | 211.2 | 0.09834 | 0 | NE-HVAC-airAC-SpltPkg-240to759kBtuh-11p5eer_MZDEER2017AnyNrs1975CZ11cPVVG | 12630 | NE-HVAC-airAC-SpltPkg-240to759kBtuh-11p5eer_SZDEER2017AnyNrs1975CZ11cDXGF | 12629 |  | 234 | 0.0984 | 0 | 120 | 0.0981 | 0 | 234 | 0.0984 | 0 | 120 | 0.0981 | 0 | 725 | 115000 | 648 | 120000
NE-HVAC-airAC-SpltPkg-240to759kBtuh-11p5eer | DEER2017 | D17 v2 |  | Any | Nrs | 1975 | CZ12 | cWtd | Cap-Tons | 710.6 | 116000 | None | 178 | 0.0924 | 0 | 178 | 0.0924 | 0 | 178 | 0.0924 | 0 | 178 | 0.0924 | 0 | DEER:HVAC_Split-Package_AC | Annual | 1719 | 177.94 | 0.09244 | 0 | 177.94 | 0.09244 | 0 | NE-HVAC-airAC-SpltPkg-240to759kBtuh-11p5eer_MZDEER2017AnyNrs1975CZ12cPVVG | 12632 | NE-HVAC-airAC-SpltPkg-240to759kBtuh-11p5eer_SZDEER2017AnyNrs1975CZ12cDXGF | 12631 |  | 200 | 0.0916 | 0 | 89.7 | 0.0958 | 0 | 200 | 0.0916 | 0 | 89.7 | 0.0958 | 0 | 728 | 115000 | 641 | 120000
NE-HVAC-airAC-SpltPkg-240to759kBtuh-11p5eer | DEER2017 | D17 v2 |  | Any | Nrs | 1975 | CZ13 | cWtd | Cap-Tons | 724.8 | 116000 | None | 217 | 0.0934 | 0 | 217 | 0.0934 | 0 | 217 | 0.0934 | 0 | 217 | 0.0934 | 0 | DEER:HVAC_Split-Package_AC | Annual | 1719 | 217 | 0.0934 | 0 | 217 | 0.0934 | 0 | NE-HVAC-airAC-SpltPkg-240to759kBtuh-11p5eer_MZDEER2017AnyNrs1975CZ13cPVVG | 12634 | NE-HVAC-airAC-SpltPkg-240to759kBtuh-11p5eer_SZDEER2017AnyNrs1975CZ13cDXGF | 12633 |  | 240 | 0.0922 | 0 | 125 | 0.0982 | 0 | 240 | 0.0922 | 0 | 125 | 0.0982 | 0 | 743 | 115000 | 652 | 120000
NE-HVAC-airAC-SpltPkg-240to759kBtuh-11p5eer | DEER2017 | D17 v2 |  | Any | Nrs | 1975 | CZ14 | cWtd | Cap-Tons | 647.6 | 116000 | None | 218 | 0.104 | 0 | 218 | 0.104 | 0 | 218 | 0.104 | 0 | 218 | 0.104 | 0 | DEER:HVAC_Split-Package_AC | Annual | 1719 | 218.2 | 0.1044 | 0 | 218.2 | 0.1044 | 0 | NE-HVAC-airAC-SpltPkg-240to759kBtuh-11p5eer_MZDEER2017AnyNrs1975CZ14cPVVG | 12636 | NE-HVAC-airAC-SpltPkg-240to759kBtuh-11p5eer_SZDEER2017AnyNrs1975CZ14cDXGF | 12635 |  | 238 | 0.102 | 0 | 139 | 0.114 | 0 | 238 | 0.102 | 0 | 139 | 0.114 | 0 | 669 | 115000 | 562 | 120000
NE-HVAC-airAC-SpltPkg-240to759kBtuh-11p5eer | DEER2017 | D17 v2 |  | Any | Nrs | 1975 | CZ15 | cWtd | Cap-Tons | 767.6 | 116000 | None | 360 | 0.107 | 0 | 360 | 0.107 | 0 | 360 | 0.107 | 0 | 360 | 0.107 | 0 | DEER:HVAC_Split-Package_AC | Annual | 1719 | 359.8 | 0.1068 | 0 | 359.8 | 0.1068 | 0 | NE-HVAC-airAC-SpltPkg-240to759kBtuh-11p5eer_MZDEER2017AnyNrs1975CZ15cPVVG | 12638 | NE-HVAC-airAC-SpltPkg-240to759kBtuh-11p5eer_SZDEER2017AnyNrs1975CZ15cDXGF | 12637 |  | 386 | 0.105 | 0 | 255 | 0.114 | 0 | 386 | 0.105 | 0 | 255 | 0.114 | 0 | 789 | 115000 | 682 | 120000
NE-HVAC-airAC-SpltPkg-240to759kBtuh-11p5eer | DEER2017 | D17 v2 |  | Any | Nrs | 1975 | CZ16 | cWtd | Cap-Tons | 540.6 | 116000 | None | 111 | 0.0629 | 0 | 111 | 0.0629 | 0 | 111 | 0.0629 | 0 | 111 | 0.0629 | 0 | DEER:HVAC_Split-Package_AC | Annual | 1719 | 111.36 | 0.06292 | 0 | 111.36 | 0.06292 | 0 | NE-HVAC-airAC-SpltPkg-240to759kBtuh-11p5eer_MZDEER2017AnyNrs1975CZ16cPVVG | 12640 | NE-HVAC-airAC-SpltPkg-240to759kBtuh-11p5eer_SZDEER2017AnyNrs1975CZ16cDXGF | 12639 |  | 128 | 0.0627 | 0 | 44.8 | 0.0638 | 0 | 128 | 0.0627 | 0 | 44.8 | 0.0638 | 0 | 562 | 115000 | 455 | 120000
NE-HVAC-airAC-SpltPkg-240to759kBtuh-11p5eer | DEER2017 | D17 v2 |  | Any | Nrs | 1985 | CZ01 | cWtd | Cap-Tons | 425.4 | 116000 | None | 42.4 | 0.0374 | 0 | 42.4 | 0.0374 | 0 | 42.4 | 0.0374 | 0 | 42.4 | 0.0374 | 0 | DEER:HVAC_Split-Package_AC | Annual | 1719 | 42.3564 | 0.03744 | 0 | 42.3564 | 0.03744 | 0 | NE-HVAC-airAC-SpltPkg-240to759kBtuh-11p5eer_MZDEER2017AnyNrs1985CZ01cPVVG | 33970 | NE-HVAC-airAC-SpltPkg-240to759kBtuh-11p5eer_SZDEER2017AnyNrs1985CZ01cDXGF | 33969 |  | 52.7 | 0.0428 | 0 | 0.982 | 0.016 | 0 | 52.7 | 0.0428 | 0 | 0.982 | 0.016 | 0 | 435 | 115000 | 387 | 120000
NE-HVAC-airAC-SpltPkg-240to759kBtuh-11p5eer | DEER2017 | D17 v2 |  | Any | Nrs | 1985 | CZ02 | cWtd | Cap-Tons | 603.4 | 116000 | None | 114 | 0.099 | 0 | 114 | 0.099 | 0 | 114 | 0.099 | 0 | 114 | 0.099 | 0 | DEER:HVAC_Split-Package_AC | Annual | 1719 | 113.82 | 0.099 | 0 | 113.82 | 0.099 | 0 | NE-HVAC-airAC-SpltPkg-240to759kBtuh-11p5eer_MZDEER2017AnyNrs1985CZ02cPVVG | 33972 | NE-HVAC-airAC-SpltPkg-240to759kBtuh-11p5eer_SZDEER2017AnyNrs1985CZ02cDXGF | 33971 |  | 129 | 0.101 | 0 | 53.1 | 0.091 | 0 | 129 | 0.101 | 0 | 53.1 | 0.091 | 0 | 612 | 115000 | 569 | 120000
NE-HVAC-airAC-SpltPkg-240to759kBtuh-11p5eer | DEER2017 | D17 v2 |  | Any | Nrs | 1985 | CZ03 | cWtd | Cap-Tons | 503.2 | 116000 | None | 91.5 | 0.069 | 0 | 91.5 | 0.069 | 0 | 91.5 | 0.069 | 0 | 91.5 | 0.069 | 0 | DEER:HVAC_Split-Package_AC | Annual | 1719 | 91.52 | 0.06896 | 0 | 91.52 | 0.06896 | 0 | NE-HVAC-airAC-SpltPkg-240to759kBtuh-11p5eer_MZDEER2017AnyNrs1985CZ03cPVVG | 33974 | NE-HVAC-airAC-SpltPkg-240to759kBtuh-11p5eer_SZDEER2017AnyNrs1985CZ03cDXGF | 33973 |  | 110 | 0.0711 | 0 | 17.6 | 0.0604 | 0 | 110 | 0.0711 | 0 | 17.6 | 0.0604 | 0 | 513 | 115000 | 464 | 120000
NE-HVAC-airAC-SpltPkg-240to759kBtuh-11p5eer | DEER2017 | D17 v2 |  | Any | Nrs | 1985 | CZ04 | cWtd | Cap-Tons | 556 | 116000 | None | 147 | 0.0931 | 0 | 147 | 0.0931 | 0 | 147 | 0.0931 | 0 | 147 | 0.0931 | 0 | DEER:HVAC_Split-Package_AC | Annual | 1719 | 147.12 | 0.09312 | 0 | 147.12 | 0.09312 | 0 | NE-HVAC-airAC-SpltPkg-240to759kBtuh-11p5eer_MZDEER2017AnyNrs1985CZ04cPVVG | 33976 | NE-HVAC-airAC-SpltPkg-240to759kBtuh-11p5eer_SZDEER2017AnyNrs1985CZ04cDXGF | 33975 |  | 167 | 0.0958 | 0 | 67.6 | 0.0824 | 0 | 167 | 0.0958 | 0 | 67.6 | 0.0824 | 0 | 566 | 115000 | 516 | 120000
NE-HVAC-airAC-SpltPkg-240to759kBtuh-11p5eer | DEER2017 | D17 v2 |  | Any | Nrs | 1985 | CZ05 | cWtd | Cap-Tons | 457 | 116000 | None | 90.2 | 0.0573 | 0 | 90.2 | 0.0573 | 0 | 90.2 | 0.0573 | 0 | 90.2 | 0.0573 | 0 | DEER:HVAC_Split-Package_AC | Annual | 1719 | 90.2 | 0.05726 | 0 | 90.2 | 0.05726 | 0 | NE-HVAC-airAC-SpltPkg-240to759kBtuh-11p5eer_MZDEER2017AnyNrs1985CZ05cPVVG | 33978 | NE-HVAC-airAC-SpltPkg-240to759kBtuh-11p5eer_SZDEER2017AnyNrs1985CZ05cDXGF | 33977 |  | 108 | 0.0601 | 0 | 19 | 0.0459 | 0 | 108 | 0.0601 | 0 | 19 | 0.0459 | 0 | 464 | 115000 | 429 | 120000
NE-HVAC-airAC-SpltPkg-240to759kBtuh-11p5eer | DEER2017 | D17 v2 |  | Any | Nrs | 1985 | CZ06 | cWtd | Cap-Tons | 533.4 | 116000 | None | 182 | 0.0756 | 0 | 182 | 0.0756 | 0 | 182 | 0.0756 | 0 | 182 | 0.0756 | 0 | DEER:HVAC_Split-Package_AC | Annual | 1719 | 182.32 | 0.07558 | 0 | 182.32 | 0.07558 | 0 | NE-HVAC-airAC-SpltPkg-240to759kBtuh-11p5eer_MZDEER2017AnyNrs1985CZ06cPVVG | 33980 | NE-HVAC-airAC-SpltPkg-240to759kBtuh-11p5eer_SZDEER2017AnyNrs1985CZ06cDXGF | 33979 |  | 213 | 0.0779 | 0 | 59.6 | 0.0663 | 0 | 213 | 0.0779 | 0 | 59.6 | 0.0663 | 0 | 540 | 115000 | 507 | 120000
NE-HVAC-airAC-SpltPkg-240to759kBtuh-11p5eer | DEER2017 | D17 v2 |  | Any | Nrs | 1985 | CZ07 | cWtd | Cap-Tons | 517.8 | 116000 | None | 187 | 0.0685 | 0 | 187 | 0.0685 | 0 | 187 | 0.0685 | 0 | 187 | 0.0685 | 0 | DEER:HVAC_Split-Package_AC | Annual | 1719 | 187.1 | 0.0685 | 0 | 187.1 | 0.0685 | 0 | NE-HVAC-airAC-SpltPkg-240to759kBtuh-11p5eer_MZDEER2017AnyNrs1985CZ07cPVVG | 33982 | NE-HVAC-airAC-SpltPkg-240to759kBtuh-11p5eer_SZDEER2017AnyNrs1985CZ07cDXGF | 33981 |  | 224 | 0.0702 | 0 | 39.5 | 0.0617 | 0 | 224 | 0.0702 | 0 | 39.5 | 0.0617 | 0 | 529 | 115000 | 473 | 120000
NE-HVAC-airAC-SpltPkg-240to759kBtuh-11p5eer | DEER2017 | D17 v2 |  | Any | Nrs | 1985 | CZ08 | cWtd | Cap-Tons | 559.6 | 116000 | None | 203 | 0.0898 | 0 | 203 | 0.0898 | 0 | 203 | 0.0898 | 0 | 203 | 0.0898 | 0 | DEER:HVAC_Split-Package_AC | Annual | 1719 | 203.4 | 0.08984 | 0 | 203.4 | 0.08984 | 0 | NE-HVAC-airAC-SpltPkg-240to759kBtuh-11p5eer_MZDEER2017AnyNrs1985CZ08cPVVG | 33984 | NE-HVAC-airAC-SpltPkg-240to759kBtuh-11p5eer_SZDEER2017AnyNrs1985CZ08cDXGF | 33983 |  | 233 | 0.0914 | 0 | 85 | 0.0836 | 0 | 233 | 0.0914 | 0 | 85 | 0.0836 | 0 | 570 | 115000 | 518 | 120000
NE-HVAC-airAC-SpltPkg-240to759kBtuh-11p5eer | DEER2017 | D17 v2 |  | Any | Nrs | 1985 | CZ09 | cWtd | Cap-Tons | 682 | 116000 | None | 195 | 0.107 | 0 | 195 | 0.107 | 0 | 195 | 0.107 | 0 | 195 | 0.107 | 0 | DEER:HVAC_Split-Package_AC | Annual | 1719 | 194.7 | 0.1074 | 0 | 194.7 | 0.1074 | 0 | NE-HVAC-airAC-SpltPkg-240to759kBtuh-11p5eer_MZDEER2017AnyNrs1985CZ09cPVVG | 33986 | NE-HVAC-airAC-SpltPkg-240to759kBtuh-11p5eer_SZDEER2017AnyNrs1985CZ09cDXGF | 33985 |  | 221 | 0.109 | 0 | 89.5 | 0.101 | 0 | 221 | 0.109 | 0 | 89.5 | 0.101 | 0 | 690 | 115000 | 650 | 120000
NE-HVAC-airAC-SpltPkg-240to759kBtuh-11p5eer | DEER2017 | D17 v2 |  | Any | Nrs | 1985 | CZ10 | cWtd | Cap-Tons | 660.8 | 116000 | None | 200 | 0.118 | 0 | 200 | 0.118 | 0 | 200 | 0.118 | 0 | 200 | 0.118 | 0 | DEER:HVAC_Split-Package_AC | Annual | 1719 | 200.4 | 0.1182 | 0 | 200.4 | 0.1182 | 0 | NE-HVAC-airAC-SpltPkg-240to759kBtuh-11p5eer_MZDEER2017AnyNrs1985CZ10cPVVG | 33988 | NE-HVAC-airAC-SpltPkg-240to759kBtuh-11p5eer_SZDEER2017AnyNrs1985CZ10cDXGF | 33987 |  | 224 | 0.119 | 0 | 106 | 0.115 | 0 | 224 | 0.119 | 0 | 106 | 0.115 | 0 | 669 | 115000 | 628 | 120000
NE-HVAC-airAC-SpltPkg-240to759kBtuh-11p5eer | DEER2017 | D17 v2 |  | Any | Nrs | 1985 | CZ11 | cWtd | Cap-Tons | 664.6 | 116000 | None | 194 | 0.0991 | 0 | 194 | 0.0991 | 0 | 194 | 0.0991 | 0 | 194 | 0.0991 | 0 | DEER:HVAC_Split-Package_AC | Annual | 1719 | 194 | 0.0991 | 0 | 194 | 0.0991 | 0 | NE-HVAC-airAC-SpltPkg-240to759kBtuh-11p5eer_MZDEER2017AnyNrs1985CZ11cPVVG | 33990 | NE-HVAC-airAC-SpltPkg-240to759kBtuh-11p5eer_SZDEER2017AnyNrs1985CZ11cDXGF | 33989 |  | 213 | 0.101 | 0 | 118 | 0.0915 | 0 | 213 | 0.101 | 0 | 118 | 0.0915 | 0 | 670 | 115000 | 643 | 120000
NE-HVAC-airAC-SpltPkg-240to759kBtuh-11p5eer | DEER2017 | D17 v2 |  | Any | Nrs | 1985 | CZ12 | cWtd | Cap-Tons | 668.6 | 116000 | None | 160 | 0.0973 | 0 | 160 | 0.0973 | 0 | 160 | 0.0973 | 0 | 160 | 0.0973 | 0 | DEER:HVAC_Split-Package_AC | Annual | 1719 | 159.88 | 0.0973 | 0 | 159.88 | 0.0973 | 0 | NE-HVAC-airAC-SpltPkg-240to759kBtuh-11p5eer_MZDEER2017AnyNrs1985CZ12cPVVG | 33992 | NE-HVAC-airAC-SpltPkg-240to759kBtuh-11p5eer_SZDEER2017AnyNrs1985CZ12cDXGF | 33991 |  | 178 | 0.0986 | 0 | 87.4 | 0.0921 | 0 | 178 | 0.0986 | 0 | 87.4 | 0.0921 | 0 | 676 | 115000 | 639 | 120000
NE-HVAC-airAC-SpltPkg-240to759kBtuh-11p5eer | DEER2017 | D17 v2 |  | Any | Nrs | 1985 | CZ13 | cWtd | Cap-Tons | 682.8 | 116000 | None | 200 | 0.0976 | 0 | 200 | 0.0976 | 0 | 200 | 0.0976 | 0 | 200 | 0.0976 | 0 | DEER:HVAC_Split-Package_AC | Annual | 1719 | 200.4 | 0.09764 | 0 | 200.4 | 0.09764 | 0 | NE-HVAC-airAC-SpltPkg-240to759kBtuh-11p5eer_MZDEER2017AnyNrs1985CZ13cPVVG | 33994 | NE-HVAC-airAC-SpltPkg-240to759kBtuh-11p5eer_SZDEER2017AnyNrs1985CZ13cDXGF | 33993 |  | 220 | 0.0987 | 0 | 122 | 0.0934 | 0 | 220 | 0.0987 | 0 | 122 | 0.0934 | 0 | 691 | 115000 | 650 | 120000
NE-HVAC-airAC-SpltPkg-240to759kBtuh-11p5eer | DEER2017 | D17 v2 |  | Any | Nrs | 1985 | CZ14 | cWtd | Cap-Tons | 594.2 | 116000 | None | 204 | 0.111 | 0 | 204 | 0.111 | 0 | 204 | 0.111 | 0 | 204 | 0.111 | 0 | DEER:HVAC_Split-Package_AC | Annual | 1719 | 203.6 | 0.1108 | 0 | 203.6 | 0.1108 | 0 | NE-HVAC-airAC-SpltPkg-240to759kBtuh-11p5eer_MZDEER2017AnyNrs1985CZ14cPVVG | 33996 | NE-HVAC-airAC-SpltPkg-240to759kBtuh-11p5eer_SZDEER2017AnyNrs1985CZ14cDXGF | 33995 |  | 221 | 0.113 | 0 | 134 | 0.102 | 0 | 221 | 0.113 | 0 | 134 | 0.102 | 0 | 604 | 115000 | 555 | 120000
NE-HVAC-airAC-SpltPkg-240to759kBtuh-11p5eer | DEER2017 | D17 v2 |  | Any | Nrs | 1985 | CZ15 | cWtd | Cap-Tons | 703 | 116000 | None | 338 | 0.11 | 0 | 338 | 0.11 | 0 | 338 | 0.11 | 0 | 338 | 0.11 | 0 | DEER:HVAC_Split-Package_AC | Annual | 1719 | 338 | 0.1102 | 0 | 338 | 0.1102 | 0 | NE-HVAC-airAC-SpltPkg-240to759kBtuh-11p5eer_MZDEER2017AnyNrs1985CZ15cPVVG | 33998 | NE-HVAC-airAC-SpltPkg-240to759kBtuh-11p5eer_SZDEER2017AnyNrs1985CZ15cDXGF | 33997 |  | 361 | 0.112 | 0 | 246 | 0.103 | 0 | 361 | 0.112 | 0 | 246 | 0.103 | 0 | 712 | 115000 | 667 | 120000
NE-HVAC-airAC-SpltPkg-240to759kBtuh-11p5eer | DEER2017 | D17 v2 |  | Any | Nrs | 1985 | CZ16 | cWtd | Cap-Tons | 499.4 | 116000 | None | 101 | 0.0664 | 0 | 101 | 0.0664 | 0 | 101 | 0.0664 | 0 | 101 | 0.0664 | 0 | DEER:HVAC_Split-Package_AC | Annual | 1719 | 101.34 | 0.06642 | 0 | 101.34 | 0.06642 | 0 | NE-HVAC-airAC-SpltPkg-240to759kBtuh-11p5eer_MZDEER2017AnyNrs1985CZ16cPVVG | 34000 | NE-HVAC-airAC-SpltPkg-240to759kBtuh-11p5eer_SZDEER2017AnyNrs1985CZ16cDXGF | 33999 |  | 116 | 0.0678 | 0 | 42.7 | 0.0609 | 0 | 116 | 0.0678 | 0 | 42.7 | 0.0609 | 0 | 511 | 115000 | 453 | 120000
NE-HVAC-airAC-SpltPkg-240to759kBtuh-11p5eer | DEER2017 | D17 v2 |  | Any | Nrs | 1996 | CZ01 | cWtd | Cap-Tons | 395.6 | 116000 | None | 49.3 | 0.0357 | 0 | 49.3 | 0.0357 | 0 | 49.3 | 0.0357 | 0 | 49.3 | 0.0357 | 0 | DEER:HVAC_Split-Package_AC | Annual | 1719 | 49.2742 | 0.03568 | 0 | 49.2742 | 0.03568 | 0 | NE-HVAC-airAC-SpltPkg-240to759kBtuh-11p5eer_MZDEER2017AnyNrs1996CZ01cPVVG | 55330 | NE-HVAC-airAC-SpltPkg-240to759kBtuh-11p5eer_SZDEER2017AnyNrs1996CZ01cDXGF | 55329 |  | 61.4 | 0.0411 | 0 | 0.771 | 0.014 | 0 | 61.4 | 0.0411 | 0 | 0.771 | 0.014 | 0 | 398 | 115000 | 386 | 120000
NE-HVAC-airAC-SpltPkg-240to759kBtuh-11p5eer | DEER2017 | D17 v2 |  | Any | Nrs | 1996 | CZ02 | cWtd | Cap-Tons | 561.6 | 116000 | None | 120 | 0.0951 | 0 | 120 | 0.0951 | 0 | 120 | 0.0951 | 0 | 120 | 0.0951 | 0 | DEER:HVAC_Split-Package_AC | Annual | 1719 | 120.1 | 0.0951 | 0 | 120.1 | 0.0951 | 0 | NE-HVAC-airAC-SpltPkg-240to759kBtuh-11p5eer_MZDEER2017AnyNrs1996CZ02cPVVG | 55332 | NE-HVAC-airAC-SpltPkg-240to759kBtuh-11p5eer_SZDEER2017AnyNrs1996CZ02cDXGF | 55331 |  | 138 | 0.0979 | 0 | 48.5 | 0.0839 | 0 | 138 | 0.0979 | 0 | 48.5 | 0.0839 | 0 | 561 | 115000 | 564 | 120000
NE-HVAC-airAC-SpltPkg-240to759kBtuh-11p5eer | DEER2017 | D17 v2 |  | Any | Nrs | 1996 | CZ03 | cWtd | Cap-Tons | 469.8 | 116000 | None | 99 | 0.0658 | 0 | 99 | 0.0658 | 0 | 99 | 0.0658 | 0 | 99 | 0.0658 | 0 | DEER:HVAC_Split-Package_AC | Annual | 1719 | 99.02 | 0.0658 | 0 | 99.02 | 0.0658 | 0 | NE-HVAC-airAC-SpltPkg-240to759kBtuh-11p5eer_MZDEER2017AnyNrs1996CZ03cPVVG | 55334 | NE-HVAC-airAC-SpltPkg-240to759kBtuh-11p5eer_SZDEER2017AnyNrs1996CZ03cDXGF | 55333 |  | 120 | 0.0682 | 0 | 15.1 | 0.0562 | 0 | 120 | 0.0682 | 0 | 15.1 | 0.0562 | 0 | 472 | 115000 | 461 | 120000
NE-HVAC-airAC-SpltPkg-240to759kBtuh-11p5eer | DEER2017 | D17 v2 |  | Any | Nrs | 1996 | CZ04 | cWtd | Cap-Tons | 515.6 | 116000 | None | 156 | 0.09 | 0 | 156 | 0.09 | 0 | 156 | 0.09 | 0 | 156 | 0.09 | 0 | DEER:HVAC_Split-Package_AC | Annual | 1719 | 155.56 | 0.09002 | 0 | 155.56 | 0.09002 | 0 | NE-HVAC-airAC-SpltPkg-240to759kBtuh-11p5eer_MZDEER2017AnyNrs1996CZ04cPVVG | 55336 | NE-HVAC-airAC-SpltPkg-240to759kBtuh-11p5eer_SZDEER2017AnyNrs1996CZ04cDXGF | 55335 |  | 179 | 0.093 | 0 | 61.8 | 0.0781 | 0 | 179 | 0.093 | 0 | 61.8 | 0.0781 | 0 | 517 | 115000 | 510 | 120000
NE-HVAC-airAC-SpltPkg-240to759kBtuh-11p5eer | DEER2017 | D17 v2 |  | Any | Nrs | 1996 | CZ05 | cWtd | Cap-Tons | 419.2 | 116000 | None | 104 | 0.0544 | 0 | 104 | 0.0544 | 0 | 104 | 0.0544 | 0 | 104 | 0.0544 | 0 | DEER:HVAC_Split-Package_AC | Annual | 1719 | 104.04 | 0.05436 | 0 | 104.04 | 0.05436 | 0 | NE-HVAC-airAC-SpltPkg-240to759kBtuh-11p5eer_MZDEER2017AnyNrs1996CZ05cPVVG | 55338 | NE-HVAC-airAC-SpltPkg-240to759kBtuh-11p5eer_SZDEER2017AnyNrs1996CZ05cDXGF | 55337 |  | 126 | 0.0575 | 0 | 16.2 | 0.0418 | 0 | 126 | 0.0575 | 0 | 16.2 | 0.0418 | 0 | 419 | 115000 | 420 | 120000
NE-HVAC-airAC-SpltPkg-240to759kBtuh-11p5eer | DEER2017 | D17 v2 |  | Any | Nrs | 1996 | CZ06 | cWtd | Cap-Tons | 527.4 | 116000 | None | 186 | 0.07 | 0 | 186 | 0.07 | 0 | 186 | 0.07 | 0 | 186 | 0.07 | 0 | DEER:HVAC_Split-Package_AC | Annual | 1719 | 186.24 | 0.06998 | 0 | 186.24 | 0.06998 | 0 | NE-HVAC-airAC-SpltPkg-240to759kBtuh-11p5eer_MZDEER2017AnyNrs1996CZ06cPVVG | 55340 | NE-HVAC-airAC-SpltPkg-240to759kBtuh-11p5eer_SZDEER2017AnyNrs1996CZ06cDXGF | 55339 |  | 220 | 0.0723 | 0 | 51.2 | 0.0607 | 0 | 220 | 0.0723 | 0 | 51.2 | 0.0607 | 0 | 526 | 115000 | 533 | 120000
NE-HVAC-airAC-SpltPkg-240to759kBtuh-11p5eer | DEER2017 | D17 v2 |  | Any | Nrs | 1996 | CZ07 | cWtd | Cap-Tons | 480.6 | 116000 | None | 201 | 0.0669 | 0 | 201 | 0.0669 | 0 | 201 | 0.0669 | 0 | 201 | 0.0669 | 0 | DEER:HVAC_Split-Package_AC | Annual | 1719 | 201.36 | 0.06688 | 0 | 201.36 | 0.06688 | 0 | NE-HVAC-airAC-SpltPkg-240to759kBtuh-11p5eer_MZDEER2017AnyNrs1996CZ07cPVVG | 55342 | NE-HVAC-airAC-SpltPkg-240to759kBtuh-11p5eer_SZDEER2017AnyNrs1996CZ07cDXGF | 55341 |  | 243 | 0.069 | 0 | 34.8 | 0.0584 | 0 | 243 | 0.069 | 0 | 34.8 | 0.0584 | 0 | 484 | 115000 | 467 | 120000
NE-HVAC-airAC-SpltPkg-240to759kBtuh-11p5eer | DEER2017 | D17 v2 |  | Any | Nrs | 1996 | CZ08 | cWtd | Cap-Tons | 521.4 | 116000 | None | 206 | 0.0877 | 0 | 206 | 0.0877 | 0 | 206 | 0.0877 | 0 | 206 | 0.0877 | 0 | DEER:HVAC_Split-Package_AC | Annual | 1719 | 206.22 | 0.0877 | 0 | 206.22 | 0.0877 | 0 | NE-HVAC-airAC-SpltPkg-240to759kBtuh-11p5eer_MZDEER2017AnyNrs1996CZ08cPVVG | 55344 | NE-HVAC-airAC-SpltPkg-240to759kBtuh-11p5eer_SZDEER2017AnyNrs1996CZ08cDXGF | 55343 |  | 238 | 0.0898 | 0 | 79.1 | 0.0793 | 0 | 238 | 0.0898 | 0 | 79.1 | 0.0793 | 0 | 524 | 115000 | 511 | 120000
NE-HVAC-airAC-SpltPkg-240to759kBtuh-11p5eer | DEER2017 | D17 v2 |  | Any | Nrs | 1996 | CZ09 | cWtd | Cap-Tons | 637 | 116000 | None | 199 | 0.106 | 0 | 199 | 0.106 | 0 | 199 | 0.106 | 0 | 199 | 0.106 | 0 | DEER:HVAC_Split-Package_AC | Annual | 1719 | 199.34 | 0.10586 | 0 | 199.34 | 0.10586 | 0 | NE-HVAC-airAC-SpltPkg-240to759kBtuh-11p5eer_MZDEER2017AnyNrs1996CZ09cPVVG | 55346 | NE-HVAC-airAC-SpltPkg-240to759kBtuh-11p5eer_SZDEER2017AnyNrs1996CZ09cDXGF | 55345 |  | 228 | 0.108 | 0 | 84.7 | 0.0973 | 0 | 228 | 0.108 | 0 | 84.7 | 0.0973 | 0 | 636 | 115000 | 641 | 120000
NE-HVAC-airAC-SpltPkg-240to759kBtuh-11p5eer | DEER2017 | D17 v2 |  | Any | Nrs | 1996 | CZ10 | cWtd | Cap-Tons | 611.8 | 116000 | None | 204 | 0.114 | 0 | 204 | 0.114 | 0 | 204 | 0.114 | 0 | 204 | 0.114 | 0 | DEER:HVAC_Split-Package_AC | Annual | 1719 | 203.94 | 0.1144 | 0 | 203.94 | 0.1144 | 0 | NE-HVAC-airAC-SpltPkg-240to759kBtuh-11p5eer_MZDEER2017AnyNrs1996CZ10cPVVG | 55348 | NE-HVAC-airAC-SpltPkg-240to759kBtuh-11p5eer_SZDEER2017AnyNrs1996CZ10cDXGF | 55347 |  | 230 | 0.117 | 0 | 99.7 | 0.104 | 0 | 230 | 0.117 | 0 | 99.7 | 0.104 | 0 | 610 | 115000 | 619 | 120000
NE-HVAC-airAC-SpltPkg-240to759kBtuh-11p5eer | DEER2017 | D17 v2 |  | Any | Nrs | 1996 | CZ11 | cWtd | Cap-Tons | 600 | 116000 | None | 198 | 0.0958 | 0 | 198 | 0.0958 | 0 | 198 | 0.0958 | 0 | 198 | 0.0958 | 0 | DEER:HVAC_Split-Package_AC | Annual | 1719 | 197.8 | 0.09582 | 0 | 197.8 | 0.09582 | 0 | NE-HVAC-airAC-SpltPkg-240to759kBtuh-11p5eer_MZDEER2017AnyNrs1996CZ11cPVVG | 55350 | NE-HVAC-airAC-SpltPkg-240to759kBtuh-11p5eer_SZDEER2017AnyNrs1996CZ11cDXGF | 55349 |  | 220 | 0.0984 | 0 | 109 | 0.0855 | 0 | 220 | 0.0984 | 0 | 109 | 0.0855 | 0 | 594 | 115000 | 624 | 120000
NE-HVAC-airAC-SpltPkg-240to759kBtuh-11p5eer | DEER2017 | D17 v2 |  | Any | Nrs | 1996 | CZ12 | cWtd | Cap-Tons | 613.8 | 116000 | None | 165 | 0.0928 | 0 | 165 | 0.0928 | 0 | 165 | 0.0928 | 0 | 165 | 0.0928 | 0 | DEER:HVAC_Split-Package_AC | Annual | 1719 | 164.64 | 0.09278 | 0 | 164.64 | 0.09278 | 0 | NE-HVAC-airAC-SpltPkg-240to759kBtuh-11p5eer_MZDEER2017AnyNrs1996CZ12cPVVG | 55352 | NE-HVAC-airAC-SpltPkg-240to759kBtuh-11p5eer_SZDEER2017AnyNrs1996CZ12cDXGF | 55351 |  | 186 | 0.0948 | 0 | 79.2 | 0.0847 | 0 | 186 | 0.0948 | 0 | 79.2 | 0.0847 | 0 | 610 | 115000 | 629 | 120000
NE-HVAC-airAC-SpltPkg-240to759kBtuh-11p5eer | DEER2017 | D17 v2 |  | Any | Nrs | 1996 | CZ13 | cWtd | Cap-Tons | 623.6 | 116000 | None | 203 | 0.0933 | 0 | 203 | 0.0933 | 0 | 203 | 0.0933 | 0 | 203 | 0.0933 | 0 | DEER:HVAC_Split-Package_AC | Annual | 1719 | 203.2 | 0.0933 | 0 | 203.2 | 0.0933 | 0 | NE-HVAC-airAC-SpltPkg-240to759kBtuh-11p5eer_MZDEER2017AnyNrs1996CZ13cPVVG | 55354 | NE-HVAC-airAC-SpltPkg-240to759kBtuh-11p5eer_SZDEER2017AnyNrs1996CZ13cDXGF | 55353 |  | 226 | 0.0957 | 0 | 112 | 0.0837 | 0 | 226 | 0.0957 | 0 | 112 | 0.0837 | 0 | 620 | 115000 | 638 | 120000
NE-HVAC-airAC-SpltPkg-240to759kBtuh-11p5eer | DEER2017 | D17 v2 |  | Any | Nrs | 1996 | CZ14 | cWtd | Cap-Tons | 541.4 | 116000 | None | 203 | 0.105 | 0 | 203 | 0.105 | 0 | 203 | 0.105 | 0 | 203 | 0.105 | 0 | DEER:HVAC_Split-Package_AC | Annual | 1719 | 203 | 0.10502 | 0 | 203 | 0.10502 | 0 | NE-HVAC-airAC-SpltPkg-240to759kBtuh-11p5eer_MZDEER2017AnyNrs1996CZ14cPVVG | 55356 | NE-HVAC-airAC-SpltPkg-240to759kBtuh-11p5eer_SZDEER2017AnyNrs1996CZ14cDXGF | 55355 |  | 223 | 0.108 | 0 | 123 | 0.0931 | 0 | 223 | 0.108 | 0 | 123 | 0.0931 | 0 | 541 | 115000 | 543 | 120000
NE-HVAC-airAC-SpltPkg-240to759kBtuh-11p5eer | DEER2017 | D17 v2 |  | Any | Nrs | 1996 | CZ15 | cWtd | Cap-Tons | 638.2 | 116000 | None | 339 | 0.107 | 0 | 339 | 0.107 | 0 | 339 | 0.107 | 0 | 339 | 0.107 | 0 | DEER:HVAC_Split-Package_AC | Annual | 1719 | 339 | 0.10692 | 0 | 339 | 0.10692 | 0 | NE-HVAC-airAC-SpltPkg-240to759kBtuh-11p5eer_MZDEER2017AnyNrs1996CZ15cPVVG | 55358 | NE-HVAC-airAC-SpltPkg-240to759kBtuh-11p5eer_SZDEER2017AnyNrs1996CZ15cDXGF | 55357 |  | 366 | 0.109 | 0 | 231 | 0.0986 | 0 | 366 | 0.109 | 0 | 231 | 0.0986 | 0 | 635 | 115000 | 651 | 120000
NE-HVAC-airAC-SpltPkg-240to759kBtuh-11p5eer | DEER2017 | D17 v2 |  | Any | Nrs | 1996 | CZ16 | cWtd | Cap-Tons | 455.6 | 116000 | None | 104 | 0.0629 | 0 | 104 | 0.0629 | 0 | 104 | 0.0629 | 0 | 104 | 0.0629 | 0 | DEER:HVAC_Split-Package_AC | Annual | 1719 | 104.02 | 0.06294 | 0 | 104.02 | 0.06294 | 0 | NE-HVAC-airAC-SpltPkg-240to759kBtuh-11p5eer_MZDEER2017AnyNrs1996CZ16cPVVG | 55360 | NE-HVAC-airAC-SpltPkg-240to759kBtuh-11p5eer_SZDEER2017AnyNrs1996CZ16cDXGF | 55359 |  | 121 | 0.0647 | 0 | 36.1 | 0.0559 | 0 | 121 | 0.0647 | 0 | 36.1 | 0.0559 | 0 | 458 | 115000 | 446 | 120000
NE-HVAC-airAC-SpltPkg-240to759kBtuh-11p5eer | DEER2017 | D17 v2 |  | Any | Nrs | 2003 | CZ01 | cWtd | Cap-Tons | 394.8 | 116000 | None | 27.8 | 0.0331 | 0 | 27.8 | 0.0331 | 0 | 27.8 | 0.0331 | 0 | 27.8 | 0.0331 | 0 | DEER:HVAC_Split-Package_AC | Annual | 1719 | 27.825 | 0.03308 | 0 | 27.825 | 0.03308 | 0 | NE-HVAC-airAC-SpltPkg-240to759kBtuh-11p5eer_MZDEER2017AnyNrs2003CZ01cPVVG | 76690 | NE-HVAC-airAC-SpltPkg-240to759kBtuh-11p5eer_SZDEER2017AnyNrs2003CZ01cDXGF | 76689 |  | 34.6 | 0.038 | 0 | 0.725 | 0.0134 | 0 | 34.6 | 0.038 | 0 | 0.725 | 0.0134 | 0 | 397 | 115000 | 386 | 120000
NE-HVAC-airAC-SpltPkg-240to759kBtuh-11p5eer | DEER2017 | D17 v2 |  | Any | Nrs | 2003 | CZ02 | cWtd | Cap-Tons | 550 | 116000 | None | 98.4 | 0.0817 | 0 | 98.4 | 0.0817 | 0 | 98.4 | 0.0817 | 0 | 98.4 | 0.0817 | 0 | DEER:HVAC_Split-Package_AC | Annual | 1719 | 98.44 | 0.08166 | 0 | 98.44 | 0.08166 | 0 | NE-HVAC-airAC-SpltPkg-240to759kBtuh-11p5eer_MZDEER2017AnyNrs2003CZ02cPVVG | 76692 | NE-HVAC-airAC-SpltPkg-240to759kBtuh-11p5eer_SZDEER2017AnyNrs2003CZ02cDXGF | 76691 |  | 112 | 0.0825 | 0 | 44.2 | 0.0783 | 0 | 112 | 0.0825 | 0 | 44.2 | 0.0783 | 0 | 547 | 115000 | 562 | 120000
NE-HVAC-airAC-SpltPkg-240to759kBtuh-11p5eer | DEER2017 | D17 v2 |  | Any | Nrs | 2003 | CZ03 | cWtd | Cap-Tons | 462.6 | 116000 | None | 81 | 0.0561 | 0 | 81 | 0.0561 | 0 | 81 | 0.0561 | 0 | 81 | 0.0561 | 0 | DEER:HVAC_Split-Package_AC | Annual | 1719 | 81.02 | 0.05606 | 0 | 81.02 | 0.05606 | 0 | NE-HVAC-airAC-SpltPkg-240to759kBtuh-11p5eer_MZDEER2017AnyNrs2003CZ03cPVVG | 76694 | NE-HVAC-airAC-SpltPkg-240to759kBtuh-11p5eer_SZDEER2017AnyNrs2003CZ03cDXGF | 76693 |  | 97.9 | 0.0569 | 0 | 13.5 | 0.0527 | 0 | 97.9 | 0.0569 | 0 | 13.5 | 0.0527 | 0 | 463 | 115000 | 461 | 120000
NE-HVAC-airAC-SpltPkg-240to759kBtuh-11p5eer | DEER2017 | D17 v2 |  | Any | Nrs | 2003 | CZ04 | cWtd | Cap-Tons | 504 | 116000 | None | 128 | 0.0791 | 0 | 128 | 0.0791 | 0 | 128 | 0.0791 | 0 | 128 | 0.0791 | 0 | DEER:HVAC_Split-Package_AC | Annual | 1719 | 128.24 | 0.07906 | 0 | 128.24 | 0.07906 | 0 | NE-HVAC-airAC-SpltPkg-240to759kBtuh-11p5eer_MZDEER2017AnyNrs2003CZ04cPVVG | 76696 | NE-HVAC-airAC-SpltPkg-240to759kBtuh-11p5eer_SZDEER2017AnyNrs2003CZ04cDXGF | 76695 |  | 146 | 0.0803 | 0 | 57.2 | 0.0741 | 0 | 146 | 0.0803 | 0 | 57.2 | 0.0741 | 0 | 503 | 115000 | 508 | 120000
NE-HVAC-airAC-SpltPkg-240to759kBtuh-11p5eer | DEER2017 | D17 v2 |  | Any | Nrs | 2003 | CZ05 | cWtd | Cap-Tons | 410.4 | 116000 | None | 83.6 | 0.0464 | 0 | 83.6 | 0.0464 | 0 | 83.6 | 0.0464 | 0 | 83.6 | 0.0464 | 0 | DEER:HVAC_Split-Package_AC | Annual | 1719 | 83.64 | 0.04636 | 0 | 83.64 | 0.04636 | 0 | NE-HVAC-airAC-SpltPkg-240to759kBtuh-11p5eer_MZDEER2017AnyNrs2003CZ05cPVVG | 76698 | NE-HVAC-airAC-SpltPkg-240to759kBtuh-11p5eer_SZDEER2017AnyNrs2003CZ05cDXGF | 76697 |  | 101 | 0.0483 | 0 | 14.2 | 0.0386 | 0 | 101 | 0.0483 | 0 | 14.2 | 0.0386 | 0 | 408 | 115000 | 420 | 120000
NE-HVAC-airAC-SpltPkg-240to759kBtuh-11p5eer | DEER2017 | D17 v2 |  | Any | Nrs | 2003 | CZ06 | cWtd | Cap-Tons | 515 | 116000 | None | 160 | 0.0615 | 0 | 160 | 0.0615 | 0 | 160 | 0.0615 | 0 | 160 | 0.0615 | 0 | DEER:HVAC_Split-Package_AC | Annual | 1719 | 159.7 | 0.06146 | 0 | 159.7 | 0.06146 | 0 | NE-HVAC-airAC-SpltPkg-240to759kBtuh-11p5eer_MZDEER2017AnyNrs2003CZ06cPVVG | 76700 | NE-HVAC-airAC-SpltPkg-240to759kBtuh-11p5eer_SZDEER2017AnyNrs2003CZ06cDXGF | 76699 |  | 188 | 0.0625 | 0 | 46.5 | 0.0573 | 0 | 188 | 0.0625 | 0 | 46.5 | 0.0573 | 0 | 511 | 115000 | 531 | 120000
NE-HVAC-airAC-SpltPkg-240to759kBtuh-11p5eer | DEER2017 | D17 v2 |  | Any | Nrs | 2003 | CZ07 | cWtd | Cap-Tons | 469 | 116000 | None | 171 | 0.0584 | 0 | 171 | 0.0584 | 0 | 171 | 0.0584 | 0 | 171 | 0.0584 | 0 | DEER:HVAC_Split-Package_AC | Annual | 1719 | 170.92 | 0.0584 | 0 | 170.92 | 0.0584 | 0 | NE-HVAC-airAC-SpltPkg-240to759kBtuh-11p5eer_MZDEER2017AnyNrs2003CZ07cPVVG | 76702 | NE-HVAC-airAC-SpltPkg-240to759kBtuh-11p5eer_SZDEER2017AnyNrs2003CZ07cDXGF | 76701 |  | 206 | 0.0593 | 0 | 30.6 | 0.0548 | 0 | 206 | 0.0593 | 0 | 30.6 | 0.0548 | 0 | 470 | 115000 | 465 | 120000
NE-HVAC-airAC-SpltPkg-240to759kBtuh-11p5eer | DEER2017 | D17 v2 |  | Any | Nrs | 2003 | CZ08 | cWtd | Cap-Tons | 509 | 116000 | None | 185 | 0.0772 | 0 | 185 | 0.0772 | 0 | 185 | 0.0772 | 0 | 185 | 0.0772 | 0 | DEER:HVAC_Split-Package_AC | Annual | 1719 | 185.02 | 0.07724 | 0 | 185.02 | 0.07724 | 0 | NE-HVAC-airAC-SpltPkg-240to759kBtuh-11p5eer_MZDEER2017AnyNrs2003CZ08cPVVG | 76704 | NE-HVAC-airAC-SpltPkg-240to759kBtuh-11p5eer_SZDEER2017AnyNrs2003CZ08cDXGF | 76703 |  | 213 | 0.0779 | 0 | 73.1 | 0.0746 | 0 | 213 | 0.0779 | 0 | 73.1 | 0.0746 | 0 | 509 | 115000 | 509 | 120000
NE-HVAC-airAC-SpltPkg-240to759kBtuh-11p5eer | DEER2017 | D17 v2 |  | Any | Nrs | 2003 | CZ09 | cWtd | Cap-Tons | 617.2 | 116000 | None | 176 | 0.094 | 0 | 176 | 0.094 | 0 | 176 | 0.094 | 0 | 176 | 0.094 | 0 | DEER:HVAC_Split-Package_AC | Annual | 1719 | 176.44 | 0.09398 | 0 | 176.44 | 0.09398 | 0 | NE-HVAC-airAC-SpltPkg-240to759kBtuh-11p5eer_MZDEER2017AnyNrs2003CZ09cPVVG | 76706 | NE-HVAC-airAC-SpltPkg-240to759kBtuh-11p5eer_SZDEER2017AnyNrs2003CZ09cDXGF | 76705 |  | 201 | 0.0954 | 0 | 78.2 | 0.0883 | 0 | 201 | 0.0954 | 0 | 78.2 | 0.0883 | 0 | 612 | 115000 | 638 | 120000
NE-HVAC-airAC-SpltPkg-240to759kBtuh-11p5eer | DEER2017 | D17 v2 |  | Any | Nrs | 2003 | CZ10 | cWtd | Cap-Tons | 593.4 | 116000 | None | 179 | 0.0987 | 0 | 179 | 0.0987 | 0 | 179 | 0.0987 | 0 | 179 | 0.0987 | 0 | DEER:HVAC_Split-Package_AC | Annual | 1719 | 179.24 | 0.09868 | 0 | 179.24 | 0.09868 | 0 | NE-HVAC-airAC-SpltPkg-240to759kBtuh-11p5eer_MZDEER2017AnyNrs2003CZ10cPVVG | 76708 | NE-HVAC-airAC-SpltPkg-240to759kBtuh-11p5eer_SZDEER2017AnyNrs2003CZ10cDXGF | 76707 |  | 201 | 0.0997 | 0 | 92.2 | 0.0946 | 0 | 201 | 0.0997 | 0 | 92.2 | 0.0946 | 0 | 588 | 115000 | 615 | 120000
NE-HVAC-airAC-SpltPkg-240to759kBtuh-11p5eer | DEER2017 | D17 v2 |  | Any | Nrs | 2003 | CZ11 | cWtd | Cap-Tons | 589.2 | 116000 | None | 174 | 0.0855 | 0 | 174 | 0.0855 | 0 | 174 | 0.0855 | 0 | 174 | 0.0855 | 0 | DEER:HVAC_Split-Package_AC | Annual | 1719 | 173.6 | 0.0855 | 0 | 173.6 | 0.0855 | 0 | NE-HVAC-airAC-SpltPkg-240to759kBtuh-11p5eer_MZDEER2017AnyNrs2003CZ11cPVVG | 76710 | NE-HVAC-airAC-SpltPkg-240to759kBtuh-11p5eer_SZDEER2017AnyNrs2003CZ11cDXGF | 76709 |  | 191 | 0.0865 | 0 | 104 | 0.0815 | 0 | 191 | 0.0865 | 0 | 104 | 0.0815 | 0 | 581 | 115000 | 622 | 120000
NE-HVAC-airAC-SpltPkg-240to759kBtuh-11p5eer | DEER2017 | D17 v2 |  | Any | Nrs | 2003 | CZ12 | cWtd | Cap-Tons | 606.4 | 116000 | None | 140 | 0.0814 | 0 | 140 | 0.0814 | 0 | 140 | 0.0814 | 0 | 140 | 0.0814 | 0 | DEER:HVAC_Split-Package_AC | Annual | 1719 | 139.94 | 0.08142 | 0 | 139.94 | 0.08142 | 0 | NE-HVAC-airAC-SpltPkg-240to759kBtuh-11p5eer_MZDEER2017AnyNrs2003CZ12cPVVG | 76712 | NE-HVAC-airAC-SpltPkg-240to759kBtuh-11p5eer_SZDEER2017AnyNrs2003CZ12cDXGF | 76711 |  | 156 | 0.082 | 0 | 75.7 | 0.0791 | 0 | 156 | 0.082 | 0 | 75.7 | 0.0791 | 0 | 601 | 115000 | 628 | 120000
NE-HVAC-airAC-SpltPkg-240to759kBtuh-11p5eer | DEER2017 | D17 v2 |  | Any | Nrs | 2003 | CZ13 | cWtd | Cap-Tons | 613.6 | 116000 | None | 177 | 0.0828 | 0 | 177 | 0.0828 | 0 | 177 | 0.0828 | 0 | 177 | 0.0828 | 0 | DEER:HVAC_Split-Package_AC | Annual | 1719 | 177.4 | 0.0828 | 0 | 177.4 | 0.0828 | 0 | NE-HVAC-airAC-SpltPkg-240to759kBtuh-11p5eer_MZDEER2017AnyNrs2003CZ13cPVVG | 76714 | NE-HVAC-airAC-SpltPkg-240to759kBtuh-11p5eer_SZDEER2017AnyNrs2003CZ13cDXGF | 76713 |  | 195 | 0.0835 | 0 | 107 | 0.08 | 0 | 195 | 0.0835 | 0 | 107 | 0.08 | 0 | 608 | 115000 | 636 | 120000
NE-HVAC-airAC-SpltPkg-240to759kBtuh-11p5eer | DEER2017 | D17 v2 |  | Any | Nrs | 2003 | CZ14 | cWtd | Cap-Tons | 531.6 | 116000 | None | 183 | 0.0936 | 0 | 183 | 0.0936 | 0 | 183 | 0.0936 | 0 | 183 | 0.0936 | 0 | DEER:HVAC_Split-Package_AC | Annual | 1719 | 182.8 | 0.0936 | 0 | 182.8 | 0.0936 | 0 | NE-HVAC-airAC-SpltPkg-240to759kBtuh-11p5eer_MZDEER2017AnyNrs2003CZ14cPVVG | 76716 | NE-HVAC-airAC-SpltPkg-240to759kBtuh-11p5eer_SZDEER2017AnyNrs2003CZ14cDXGF | 76715 |  | 199 | 0.0944 | 0 | 118 | 0.0904 | 0 | 199 | 0.0944 | 0 | 118 | 0.0904 | 0 | 529 | 115000 | 542 | 120000
NE-HVAC-airAC-SpltPkg-240to759kBtuh-11p5eer | DEER2017 | D17 v2 |  | Any | Nrs | 2003 | CZ15 | cWtd | Cap-Tons | 625 | 116000 | None | 309 | 0.0975 | 0 | 309 | 0.0975 | 0 | 309 | 0.0975 | 0 | 309 | 0.0975 | 0 | DEER:HVAC_Split-Package_AC | Annual | 1719 | 309.4 | 0.0975 | 0 | 309.4 | 0.0975 | 0 | NE-HVAC-airAC-SpltPkg-240to759kBtuh-11p5eer_MZDEER2017AnyNrs2003CZ15cPVVG | 76718 | NE-HVAC-airAC-SpltPkg-240to759kBtuh-11p5eer_SZDEER2017AnyNrs2003CZ15cDXGF | 76717 |  | 331 | 0.0979 | 0 | 223 | 0.0959 | 0 | 331 | 0.0979 | 0 | 223 | 0.0959 | 0 | 619 | 115000 | 649 | 120000
NE-HVAC-airAC-SpltPkg-240to759kBtuh-11p5eer | DEER2017 | D17 v2 |  | Any | Nrs | 2003 | CZ16 | cWtd | Cap-Tons | 450.8 | 116000 | None | 95.6 | 0.056 | 0 | 95.6 | 0.056 | 0 | 95.6 | 0.056 | 0 | 95.6 | 0.056 | 0 | DEER:HVAC_Split-Package_AC | Annual | 1719 | 95.62 | 0.056 | 0 | 95.62 | 0.056 | 0 | NE-HVAC-airAC-SpltPkg-240to759kBtuh-11p5eer_MZDEER2017AnyNrs2003CZ16cPVVG | 76720 | NE-HVAC-airAC-SpltPkg-240to759kBtuh-11p5eer_SZDEER2017AnyNrs2003CZ16cDXGF | 76719 |  | 111 | 0.0565 | 0 | 34.1 | 0.054 | 0 | 111 | 0.0565 | 0 | 34.1 | 0.054 | 0 | 452 | 115000 | 446 | 120000
NE-HVAC-airAC-SpltPkg-240to759kBtuh-11p5eer | DEER2017 | D17 v2 |  | Any | Nrs | 2007 | CZ01 | cWtd | Cap-Tons | 394.8 | 116000 | None | 27.5 | 0.033 | 0 | 27.5 | 0.033 | 0 | 27.5 | 0.033 | 0 | 27.5 | 0.033 | 0 | DEER:HVAC_Split-Package_AC | Annual | 1719 | 27.5016 | 0.03296 | 0 | 27.5016 | 0.03296 | 0 | NE-HVAC-airAC-SpltPkg-240to759kBtuh-11p5eer_MZDEER2017AnyNrs2007CZ01cPVVG | 98050 | NE-HVAC-airAC-SpltPkg-240to759kBtuh-11p5eer_SZDEER2017AnyNrs2007CZ01cDXGF | 98049 |  | 34.2 | 0.0379 | 0 | 0.708 | 0.0132 | 0 | 34.2 | 0.0379 | 0 | 0.708 | 0.0132 | 0 | 397 | 115000 | 386 | 120000
NE-HVAC-airAC-SpltPkg-240to759kBtuh-11p5eer | DEER2017 | D17 v2 |  | Any | Nrs | 2007 | CZ02 | cWtd | Cap-Tons | 550 | 116000 | None | 98.3 | 0.0812 | 0 | 98.3 | 0.0812 | 0 | 98.3 | 0.0812 | 0 | 98.3 | 0.0812 | 0 | DEER:HVAC_Split-Package_AC | Annual | 1719 | 98.34 | 0.08118 | 0 | 98.34 | 0.08118 | 0 | NE-HVAC-airAC-SpltPkg-240to759kBtuh-11p5eer_MZDEER2017AnyNrs2007CZ02cPVVG | 98052 | NE-HVAC-airAC-SpltPkg-240to759kBtuh-11p5eer_SZDEER2017AnyNrs2007CZ02cDXGF | 98051 |  | 112 | 0.082 | 0 | 43.7 | 0.0779 | 0 | 112 | 0.082 | 0 | 43.7 | 0.0779 | 0 | 547 | 115000 | 562 | 120000
NE-HVAC-airAC-SpltPkg-240to759kBtuh-11p5eer | DEER2017 | D17 v2 |  | Any | Nrs | 2007 | CZ03 | cWtd | Cap-Tons | 462.6 | 116000 | None | 80.6 | 0.0556 | 0 | 80.6 | 0.0556 | 0 | 80.6 | 0.0556 | 0 | 80.6 | 0.0556 | 0 | DEER:HVAC_Split-Package_AC | Annual | 1719 | 80.64 | 0.05558 | 0 | 80.64 | 0.05558 | 0 | NE-HVAC-airAC-SpltPkg-240to759kBtuh-11p5eer_MZDEER2017AnyNrs2007CZ03cPVVG | 98054 | NE-HVAC-airAC-SpltPkg-240to759kBtuh-11p5eer_SZDEER2017AnyNrs2007CZ03cDXGF | 98053 |  | 97.5 | 0.0564 | 0 | 13.2 | 0.0523 | 0 | 97.5 | 0.0564 | 0 | 13.2 | 0.0523 | 0 | 463 | 115000 | 461 | 120000
NE-HVAC-airAC-SpltPkg-240to759kBtuh-11p5eer | DEER2017 | D17 v2 |  | Any | Nrs | 2007 | CZ04 | cWtd | Cap-Tons | 504 | 116000 | None | 127 | 0.0786 | 0 | 127 | 0.0786 | 0 | 127 | 0.0786 | 0 | 127 | 0.0786 | 0 | DEER:HVAC_Split-Package_AC | Annual | 1719 | 127.3 | 0.07858 | 0 | 127.3 | 0.07858 | 0 | NE-HVAC-airAC-SpltPkg-240to759kBtuh-11p5eer_MZDEER2017AnyNrs2007CZ04cPVVG | 98056 | NE-HVAC-airAC-SpltPkg-240to759kBtuh-11p5eer_SZDEER2017AnyNrs2007CZ04cDXGF | 98055 |  | 145 | 0.0798 | 0 | 56.5 | 0.0737 | 0 | 145 | 0.0798 | 0 | 56.5 | 0.0737 | 0 | 503 | 115000 | 508 | 120000
NE-HVAC-airAC-SpltPkg-240to759kBtuh-11p5eer | DEER2017 | D17 v2 |  | Any | Nrs | 2007 | CZ05 | cWtd | Cap-Tons | 410.4 | 116000 | None | 82.8 | 0.046 | 0 | 82.8 | 0.046 | 0 | 82.8 | 0.046 | 0 | 82.8 | 0.046 | 0 | DEER:HVAC_Split-Package_AC | Annual | 1719 | 82.78 | 0.04596 | 0 | 82.78 | 0.04596 | 0 | NE-HVAC-airAC-SpltPkg-240to759kBtuh-11p5eer_MZDEER2017AnyNrs2007CZ05cPVVG | 98058 | NE-HVAC-airAC-SpltPkg-240to759kBtuh-11p5eer_SZDEER2017AnyNrs2007CZ05cDXGF | 98057 |  | 100 | 0.0479 | 0 | 13.9 | 0.0382 | 0 | 100 | 0.0479 | 0 | 13.9 | 0.0382 | 0 | 408 | 115000 | 420 | 120000
NE-HVAC-airAC-SpltPkg-240to759kBtuh-11p5eer | DEER2017 | D17 v2 |  | Any | Nrs | 2007 | CZ06 | cWtd | Cap-Tons | 515 | 116000 | None | 160 | 0.061 | 0 | 160 | 0.061 | 0 | 160 | 0.061 | 0 | 160 | 0.061 | 0 | DEER:HVAC_Split-Package_AC | Annual | 1719 | 159.58 | 0.061 | 0 | 159.58 | 0.061 | 0 | NE-HVAC-airAC-SpltPkg-240to759kBtuh-11p5eer_MZDEER2017AnyNrs2007CZ06cPVVG | 98060 | NE-HVAC-airAC-SpltPkg-240to759kBtuh-11p5eer_SZDEER2017AnyNrs2007CZ06cDXGF | 98059 |  | 188 | 0.062 | 0 | 45.9 | 0.057 | 0 | 188 | 0.062 | 0 | 45.9 | 0.057 | 0 | 511 | 115000 | 531 | 120000
NE-HVAC-airAC-SpltPkg-240to759kBtuh-11p5eer | DEER2017 | D17 v2 |  | Any | Nrs | 2007 | CZ07 | cWtd | Cap-Tons | 469 | 116000 | None | 171 | 0.0579 | 0 | 171 | 0.0579 | 0 | 171 | 0.0579 | 0 | 171 | 0.0579 | 0 | DEER:HVAC_Split-Package_AC | Annual | 1719 | 170.78 | 0.0579 | 0 | 170.78 | 0.0579 | 0 | NE-HVAC-airAC-SpltPkg-240to759kBtuh-11p5eer_MZDEER2017AnyNrs2007CZ07cPVVG | 98062 | NE-HVAC-airAC-SpltPkg-240to759kBtuh-11p5eer_SZDEER2017AnyNrs2007CZ07cDXGF | 98061 |  | 206 | 0.0588 | 0 | 29.9 | 0.0543 | 0 | 206 | 0.0588 | 0 | 29.9 | 0.0543 | 0 | 470 | 115000 | 465 | 120000
NE-HVAC-airAC-SpltPkg-240to759kBtuh-11p5eer | DEER2017 | D17 v2 |  | Any | Nrs | 2007 | CZ08 | cWtd | Cap-Tons | 509 | 116000 | None | 184 | 0.0766 | 0 | 184 | 0.0766 | 0 | 184 | 0.0766 | 0 | 184 | 0.0766 | 0 | DEER:HVAC_Split-Package_AC | Annual | 1719 | 184.06 | 0.07662 | 0 | 184.06 | 0.07662 | 0 | NE-HVAC-airAC-SpltPkg-240to759kBtuh-11p5eer_MZDEER2017AnyNrs2007CZ08cPVVG | 98064 | NE-HVAC-airAC-SpltPkg-240to759kBtuh-11p5eer_SZDEER2017AnyNrs2007CZ08cDXGF | 98063 |  | 212 | 0.0774 | 0 | 72.3 | 0.0735 | 0 | 212 | 0.0774 | 0 | 72.3 | 0.0735 | 0 | 509 | 115000 | 509 | 120000
NE-HVAC-airAC-SpltPkg-240to759kBtuh-11p5eer | DEER2017 | D17 v2 |  | Any | Nrs | 2007 | CZ09 | cWtd | Cap-Tons | 617.2 | 116000 | None | 176 | 0.0935 | 0 | 176 | 0.0935 | 0 | 176 | 0.0935 | 0 | 176 | 0.0935 | 0 | DEER:HVAC_Split-Package_AC | Annual | 1719 | 176.3 | 0.0935 | 0 | 176.3 | 0.0935 | 0 | NE-HVAC-airAC-SpltPkg-240to759kBtuh-11p5eer_MZDEER2017AnyNrs2007CZ09cPVVG | 98066 | NE-HVAC-airAC-SpltPkg-240to759kBtuh-11p5eer_SZDEER2017AnyNrs2007CZ09cDXGF | 98065 |  | 201 | 0.0949 | 0 | 77.5 | 0.0879 | 0 | 201 | 0.0949 | 0 | 77.5 | 0.0879 | 0 | 612 | 115000 | 638 | 120000
NE-HVAC-airAC-SpltPkg-240to759kBtuh-11p5eer | DEER2017 | D17 v2 |  | Any | Nrs | 2007 | CZ10 | cWtd | Cap-Tons | 593.4 | 116000 | None | 179 | 0.0982 | 0 | 179 | 0.0982 | 0 | 179 | 0.0982 | 0 | 179 | 0.0982 | 0 | DEER:HVAC_Split-Package_AC | Annual | 1719 | 179.08 | 0.09822 | 0 | 179.08 | 0.09822 | 0 | NE-HVAC-airAC-SpltPkg-240to759kBtuh-11p5eer_MZDEER2017AnyNrs2007CZ10cPVVG | 98068 | NE-HVAC-airAC-SpltPkg-240to759kBtuh-11p5eer_SZDEER2017AnyNrs2007CZ10cDXGF | 98067 |  | 201 | 0.0992 | 0 | 91.4 | 0.0943 | 0 | 201 | 0.0992 | 0 | 91.4 | 0.0943 | 0 | 588 | 115000 | 615 | 120000
NE-HVAC-airAC-SpltPkg-240to759kBtuh-11p5eer | DEER2017 | D17 v2 |  | Any | Nrs | 2007 | CZ11 | cWtd | Cap-Tons | 589.2 | 116000 | None | 173 | 0.085 | 0 | 173 | 0.085 | 0 | 173 | 0.085 | 0 | 173 | 0.085 | 0 | DEER:HVAC_Split-Package_AC | Annual | 1719 | 173.4 | 0.08504 | 0 | 173.4 | 0.08504 | 0 | NE-HVAC-airAC-SpltPkg-240to759kBtuh-11p5eer_MZDEER2017AnyNrs2007CZ11cPVVG | 98070 | NE-HVAC-airAC-SpltPkg-240to759kBtuh-11p5eer_SZDEER2017AnyNrs2007CZ11cDXGF | 98069 |  | 191 | 0.086 | 0 | 103 | 0.0812 | 0 | 191 | 0.086 | 0 | 103 | 0.0812 | 0 | 581 | 115000 | 622 | 120000
NE-HVAC-airAC-SpltPkg-240to759kBtuh-11p5eer | DEER2017 | D17 v2 |  | Any | Nrs | 2007 | CZ12 | cWtd | Cap-Tons | 606.4 | 116000 | None | 139 | 0.0809 | 0 | 139 | 0.0809 | 0 | 139 | 0.0809 | 0 | 139 | 0.0809 | 0 | DEER:HVAC_Split-Package_AC | Annual | 1719 | 139 | 0.08094 | 0 | 139 | 0.08094 | 0 | NE-HVAC-airAC-SpltPkg-240to759kBtuh-11p5eer_MZDEER2017AnyNrs2007CZ12cPVVG | 98072 | NE-HVAC-airAC-SpltPkg-240to759kBtuh-11p5eer_SZDEER2017AnyNrs2007CZ12cDXGF | 98071 |  | 155 | 0.0815 | 0 | 75 | 0.0787 | 0 | 155 | 0.0815 | 0 | 75 | 0.0787 | 0 | 601 | 115000 | 628 | 120000
NE-HVAC-airAC-SpltPkg-240to759kBtuh-11p5eer | DEER2017 | D17 v2 |  | Any | Nrs | 2007 | CZ13 | cWtd | Cap-Tons | 613.6 | 116000 | None | 177 | 0.0823 | 0 | 177 | 0.0823 | 0 | 177 | 0.0823 | 0 | 177 | 0.0823 | 0 | DEER:HVAC_Split-Package_AC | Annual | 1719 | 177.2 | 0.08234 | 0 | 177.2 | 0.08234 | 0 | NE-HVAC-airAC-SpltPkg-240to759kBtuh-11p5eer_MZDEER2017AnyNrs2007CZ13cPVVG | 98074 | NE-HVAC-airAC-SpltPkg-240to759kBtuh-11p5eer_SZDEER2017AnyNrs2007CZ13cDXGF | 98073 |  | 195 | 0.083 | 0 | 106 | 0.0797 | 0 | 195 | 0.083 | 0 | 106 | 0.0797 | 0 | 608 | 115000 | 636 | 120000
NE-HVAC-airAC-SpltPkg-240to759kBtuh-11p5eer | DEER2017 | D17 v2 |  | Any | Nrs | 2007 | CZ14 | cWtd | Cap-Tons | 531.6 | 116000 | None | 182 | 0.0931 | 0 | 182 | 0.0931 | 0 | 182 | 0.0931 | 0 | 182 | 0.0931 | 0 | DEER:HVAC_Split-Package_AC | Annual | 1719 | 181.8 | 0.09314 | 0 | 181.8 | 0.09314 | 0 | NE-HVAC-airAC-SpltPkg-240to759kBtuh-11p5eer_MZDEER2017AnyNrs2007CZ14cPVVG | 98076 | NE-HVAC-airAC-SpltPkg-240to759kBtuh-11p5eer_SZDEER2017AnyNrs2007CZ14cDXGF | 98075 |  | 198 | 0.0939 | 0 | 117 | 0.0901 | 0 | 198 | 0.0939 | 0 | 117 | 0.0901 | 0 | 529 | 115000 | 542 | 120000
NE-HVAC-airAC-SpltPkg-240to759kBtuh-11p5eer | DEER2017 | D17 v2 |  | Any | Nrs | 2007 | CZ15 | cWtd | Cap-Tons | 625 | 116000 | None | 308 | 0.0971 | 0 | 308 | 0.0971 | 0 | 308 | 0.0971 | 0 | 308 | 0.0971 | 0 | DEER:HVAC_Split-Package_AC | Annual | 1719 | 308.2 | 0.09712 | 0 | 308.2 | 0.09712 | 0 | NE-HVAC-airAC-SpltPkg-240to759kBtuh-11p5eer_MZDEER2017AnyNrs2007CZ15cPVVG | 98078 | NE-HVAC-airAC-SpltPkg-240to759kBtuh-11p5eer_SZDEER2017AnyNrs2007CZ15cDXGF | 98077 |  | 330 | 0.0975 | 0 | 221 | 0.0956 | 0 | 330 | 0.0975 | 0 | 221 | 0.0956 | 0 | 619 | 115000 | 649 | 120000
NE-HVAC-airAC-SpltPkg-240to759kBtuh-11p5eer | DEER2017 | D17 v2 |  | Any | Nrs | 2007 | CZ16 | cWtd | Cap-Tons | 450.8 | 116000 | None | 95.5 | 0.0556 | 0 | 95.5 | 0.0556 | 0 | 95.5 | 0.0556 | 0 | 95.5 | 0.0556 | 0 | DEER:HVAC_Split-Package_AC | Annual | 1719 | 95.5 | 0.0556 | 0 | 95.5 | 0.0556 | 0 | NE-HVAC-airAC-SpltPkg-240to759kBtuh-11p5eer_MZDEER2017AnyNrs2007CZ16cPVVG | 98080 | NE-HVAC-airAC-SpltPkg-240to759kBtuh-11p5eer_SZDEER2017AnyNrs2007CZ16cDXGF | 98079 |  | 111 | 0.0561 | 0 | 33.5 | 0.0536 | 0 | 111 | 0.0561 | 0 | 33.5 | 0.0536 | 0 | 452 | 115000 | 446 | 120000
NE-HVAC-airAC-SpltPkg-240to759kBtuh-11p5eer | DEER2017 | D17 v2 |  | Any | Nrs | 2011 | CZ01 | cWtd | Cap-Tons | 392 | 116000 | None | 216 | 0.0582 | -6.5 | 27.6 | 0.0328 | 0 | 216 | 0.0582 | -6.5 | 27.6 | 0.0328 | 0 | DEER:HVAC_Split-Package_AC | Annual | 1719 | 215.64 | 0.05824 | -6.5 | 27.5784 | 0.03284 | 0 | NE-HVAC-airAC-SpltPkg-240to759kBtuh-11p5eer_MZDEER2017AnyNrs2011CZ01cPVVG | 119410 | NE-HVAC-airAC-SpltPkg-240to759kBtuh-11p5eer_SZDEER2017AnyNrs2011CZ01cDXGF | 119409 |  | 34.3 | 0.0378 | 0 | 941 | 0.14 | -32.5 | 34.3 | 0.0378 | 0 | 0.692 | 0.013 | 0 | 394 | 115000 | 384 | 120000
NE-HVAC-airAC-SpltPkg-240to759kBtuh-11p5eer | DEER2017 | D17 v2 |  | Any | Nrs | 2011 | CZ02 | cWtd | Cap-Tons | 545.8 | 116000 | None | 293 | 0.107 | -4.96 | 97.3 | 0.0796 | 0 | 293 | 0.107 | -4.96 | 97.3 | 0.0796 | 0 | DEER:HVAC_Split-Package_AC | Annual | 1719 | 292.8 | 0.10732 | -4.96 | 97.32 | 0.07964 | 0 | NE-HVAC-airAC-SpltPkg-240to759kBtuh-11p5eer_MZDEER2017AnyNrs2011CZ02cPVVG | 119412 | NE-HVAC-airAC-SpltPkg-240to759kBtuh-11p5eer_SZDEER2017AnyNrs2011CZ02cDXGF | 119411 |  | 111 | 0.0804 | 0 | 1020 | 0.215 | -24.8 | 111 | 0.0804 | 0 | 42.6 | 0.0766 | 0 | 542 | 115000 | 561 | 120000
NE-HVAC-airAC-SpltPkg-240to759kBtuh-11p5eer | DEER2017 | D17 v2 |  | Any | Nrs | 2011 | CZ03 | cWtd | Cap-Tons | 458.2 | 116000 | None | 277 | 0.0844 | -5.18 | 80.2 | 0.0549 | 0 | 277 | 0.0844 | -5.18 | 80.2 | 0.0549 | 0 | DEER:HVAC_Split-Package_AC | Annual | 1719 | 277.08 | 0.08444 | -5.18 | 80.24 | 0.05492 | 0 | NE-HVAC-airAC-SpltPkg-240to759kBtuh-11p5eer_MZDEER2017AnyNrs2011CZ03cPVVG | 119414 | NE-HVAC-airAC-SpltPkg-240to759kBtuh-11p5eer_SZDEER2017AnyNrs2011CZ03cDXGF | 119413 |  | 97.1 | 0.0558 | 0 | 997 | 0.199 | -25.9 | 97.1 | 0.0558 | 0 | 12.8 | 0.0514 | 0 | 458 | 115000 | 459 | 120000
NE-HVAC-airAC-SpltPkg-240to759kBtuh-11p5eer | DEER2017 | D17 v2 |  | Any | Nrs | 2011 | CZ04 | cWtd | Cap-Tons | 499.8 | 116000 | None | 333 | 0.105 | -4.26 | 126 | 0.0774 | 0 | 333 | 0.105 | -4.26 | 126 | 0.0774 | 0 | DEER:HVAC_Split-Package_AC | Annual | 1719 | 333.2 | 0.10508 | -4.26 | 126.24 | 0.0774 | 0 | NE-HVAC-airAC-SpltPkg-240to759kBtuh-11p5eer_MZDEER2017AnyNrs2011CZ04cPVVG | 119416 | NE-HVAC-airAC-SpltPkg-240to759kBtuh-11p5eer_SZDEER2017AnyNrs2011CZ04cDXGF | 119415 |  | 144 | 0.0786 | 0 | 1090 | 0.211 | -21.3 | 144 | 0.0786 | 0 | 55.2 | 0.0726 | 0 | 498 | 115000 | 507 | 120000
NE-HVAC-airAC-SpltPkg-240to759kBtuh-11p5eer | DEER2017 | D17 v2 |  | Any | Nrs | 2011 | CZ05 | cWtd | Cap-Tons | 408.6 | 116000 | None | 275 | 0.0729 | -5.52 | 82 | 0.0456 | 0 | 275 | 0.0729 | -5.52 | 82 | 0.0456 | 0 | DEER:HVAC_Split-Package_AC | Annual | 1719 | 275.28 | 0.07288 | -5.52 | 81.98 | 0.04562 | 0 | NE-HVAC-airAC-SpltPkg-240to759kBtuh-11p5eer_MZDEER2017AnyNrs2011CZ05cPVVG | 119418 | NE-HVAC-airAC-SpltPkg-240to759kBtuh-11p5eer_SZDEER2017AnyNrs2011CZ05cDXGF | 119417 |  | 99.1 | 0.0476 | 0 | 980 | 0.174 | -27.6 | 99.1 | 0.0476 | 0 | 13.5 | 0.0377 | 0 | 406 | 115000 | 419 | 120000
NE-HVAC-airAC-SpltPkg-240to759kBtuh-11p5eer | DEER2017 | D17 v2 |  | Any | Nrs | 2011 | CZ06 | cWtd | Cap-Tons | 512.4 | 116000 | None | 366 | 0.088 | -3.56 | 159 | 0.0605 | 0 | 366 | 0.088 | -3.56 | 159 | 0.0605 | 0 | DEER:HVAC_Split-Package_AC | Annual | 1719 | 365.6 | 0.088 | -3.56 | 158.6 | 0.0605 | 0 | NE-HVAC-airAC-SpltPkg-240to759kBtuh-11p5eer_MZDEER2017AnyNrs2011CZ06cPVVG | 119420 | NE-HVAC-airAC-SpltPkg-240to759kBtuh-11p5eer_SZDEER2017AnyNrs2011CZ06cDXGF | 119419 |  | 187 | 0.0615 | 0 | 1080 | 0.194 | -17.8 | 187 | 0.0615 | 0 | 45 | 0.0565 | 0 | 508 | 115000 | 530 | 120000
NE-HVAC-airAC-SpltPkg-240to759kBtuh-11p5eer | DEER2017 | D17 v2 |  | Any | Nrs | 2011 | CZ07 | cWtd | Cap-Tons | 465.6 | 116000 | None | 374 | 0.0839 | -3.18 | 170 | 0.0572 | 0 | 374 | 0.0839 | -3.18 | 170 | 0.0572 | 0 | DEER:HVAC_Split-Package_AC | Annual | 1719 | 374 | 0.08388 | -3.18 | 169.74 | 0.05716 | 0 | NE-HVAC-airAC-SpltPkg-240to759kBtuh-11p5eer_MZDEER2017AnyNrs2011CZ07cPVVG | 119422 | NE-HVAC-airAC-SpltPkg-240to759kBtuh-11p5eer_SZDEER2017AnyNrs2011CZ07cDXGF | 119421 |  | 205 | 0.0581 | 0 | 1050 | 0.187 | -15.9 | 205 | 0.0581 | 0 | 28.7 | 0.0534 | 0 | 466 | 115000 | 464 | 120000
NE-HVAC-airAC-SpltPkg-240to759kBtuh-11p5eer | DEER2017 | D17 v2 |  | Any | Nrs | 2011 | CZ08 | cWtd | Cap-Tons | 504.6 | 116000 | None | 394 | 0.102 | -3.26 | 184 | 0.0759 | 0 | 394 | 0.102 | -3.26 | 184 | 0.0759 | 0 | DEER:HVAC_Split-Package_AC | Annual | 1719 | 393.6 | 0.10176 | -3.26 | 183.76 | 0.07588 | 0 | NE-HVAC-airAC-SpltPkg-240to759kBtuh-11p5eer_MZDEER2017AnyNrs2011CZ08cPVVG | 119424 | NE-HVAC-airAC-SpltPkg-240to759kBtuh-11p5eer_SZDEER2017AnyNrs2011CZ08cDXGF | 119423 |  | 212 | 0.0767 | 0 | 1120 | 0.202 | -16.3 | 212 | 0.0767 | 0 | 70.8 | 0.0726 | 0 | 504 | 115000 | 507 | 120000
NE-HVAC-airAC-SpltPkg-240to759kBtuh-11p5eer | DEER2017 | D17 v2 |  | Any | Nrs | 2011 | CZ09 | cWtd | Cap-Tons | 611.2 | 116000 | None | 392 | 0.117 | -3.16 | 175 | 0.0915 | 0 | 392 | 0.117 | -3.16 | 175 | 0.0915 | 0 | DEER:HVAC_Split-Package_AC | Annual | 1719 | 392 | 0.11652 | -3.16 | 175.1 | 0.09152 | 0 | NE-HVAC-airAC-SpltPkg-240to759kBtuh-11p5eer_MZDEER2017AnyNrs2011CZ09cPVVG | 119426 | NE-HVAC-airAC-SpltPkg-240to759kBtuh-11p5eer_SZDEER2017AnyNrs2011CZ09cDXGF | 119425 |  | 200 | 0.0929 | 0 | 1160 | 0.211 | -15.8 | 200 | 0.0929 | 0 | 75.5 | 0.086 | 0 | 605 | 115000 | 636 | 120000
NE-HVAC-airAC-SpltPkg-240to759kBtuh-11p5eer | DEER2017 | D17 v2 |  | Any | Nrs | 2011 | CZ10 | cWtd | Cap-Tons | 588.4 | 116000 | None | 394 | 0.122 | -3.24 | 178 | 0.0965 | 0 | 394 | 0.122 | -3.24 | 178 | 0.0965 | 0 | DEER:HVAC_Split-Package_AC | Annual | 1719 | 394 | 0.12152 | -3.24 | 177.94 | 0.09648 | 0 | NE-HVAC-airAC-SpltPkg-240to759kBtuh-11p5eer_MZDEER2017AnyNrs2011CZ10cPVVG | 119428 | NE-HVAC-airAC-SpltPkg-240to759kBtuh-11p5eer_SZDEER2017AnyNrs2011CZ10cDXGF | 119427 |  | 200 | 0.0974 | 0 | 1170 | 0.218 | -16.2 | 200 | 0.0974 | 0 | 89.7 | 0.0928 | 0 | 582 | 115000 | 614 | 120000
NE-HVAC-airAC-SpltPkg-240to759kBtuh-11p5eer | DEER2017 | D17 v2 |  | Any | Nrs | 2011 | CZ11 | cWtd | Cap-Tons | 584 | 116000 | None | 376 | 0.111 | -3.76 | 172 | 0.0836 | 0 | 376 | 0.111 | -3.76 | 172 | 0.0836 | 0 | DEER:HVAC_Split-Package_AC | Annual | 1719 | 376 | 0.1112 | -3.76 | 172.2 | 0.08358 | 0 | NE-HVAC-airAC-SpltPkg-240to759kBtuh-11p5eer_MZDEER2017AnyNrs2011CZ11cPVVG | 119430 | NE-HVAC-airAC-SpltPkg-240to759kBtuh-11p5eer_SZDEER2017AnyNrs2011CZ11cDXGF | 119429 |  | 190 | 0.0845 | 0 | 1120 | 0.218 | -18.8 | 190 | 0.0845 | 0 | 101 | 0.0799 | 0 | 575 | 115000 | 620 | 120000
NE-HVAC-airAC-SpltPkg-240to759kBtuh-11p5eer | DEER2017 | D17 v2 |  | Any | Nrs | 2011 | CZ12 | cWtd | Cap-Tons | 601.2 | 116000 | None | 352 | 0.107 | -4.02 | 139 | 0.0796 | 0 | 352 | 0.107 | -4.02 | 139 | 0.0796 | 0 | DEER:HVAC_Split-Package_AC | Annual | 1719 | 352 | 0.10708 | -4.02 | 138.72 | 0.07958 | 0 | NE-HVAC-airAC-SpltPkg-240to759kBtuh-11p5eer_MZDEER2017AnyNrs2011CZ12cPVVG | 119432 | NE-HVAC-airAC-SpltPkg-240to759kBtuh-11p5eer_SZDEER2017AnyNrs2011CZ12cDXGF | 119431 |  | 155 | 0.0801 | 0 | 1140 | 0.215 | -20.1 | 155 | 0.0801 | 0 | 73.6 | 0.0775 | 0 | 595 | 115000 | 626 | 120000
NE-HVAC-airAC-SpltPkg-240to759kBtuh-11p5eer | DEER2017 | D17 v2 |  | Any | Nrs | 2011 | CZ13 | cWtd | Cap-Tons | 608.6 | 116000 | None | 378 | 0.108 | -3.5 | 175 | 0.0809 | 0 | 378 | 0.108 | -3.5 | 175 | 0.0809 | 0 | DEER:HVAC_Split-Package_AC | Annual | 1719 | 378.4 | 0.1076 | -3.5 | 175.2 | 0.08088 | 0 | NE-HVAC-airAC-SpltPkg-240to759kBtuh-11p5eer_MZDEER2017AnyNrs2011CZ13cPVVG | 119434 | NE-HVAC-airAC-SpltPkg-240to759kBtuh-11p5eer_SZDEER2017AnyNrs2011CZ13cDXGF | 119433 |  | 193 | 0.0815 | 0 | 1120 | 0.212 | -17.5 | 193 | 0.0815 | 0 | 104 | 0.0784 | 0 | 602 | 115000 | 635 | 120000
NE-HVAC-airAC-SpltPkg-240to759kBtuh-11p5eer | DEER2017 | D17 v2 |  | Any | Nrs | 2011 | CZ14 | cWtd | Cap-Tons | 527.4 | 116000 | None | 380 | 0.116 | -3.8 | 181 | 0.0915 | 0 | 380 | 0.116 | -3.8 | 181 | 0.0915 | 0 | DEER:HVAC_Split-Package_AC | Annual | 1719 | 379.6 | 0.11616 | -3.8 | 180.6 | 0.09148 | 0 | NE-HVAC-airAC-SpltPkg-240to759kBtuh-11p5eer_MZDEER2017AnyNrs2011CZ14cPVVG | 119436 | NE-HVAC-airAC-SpltPkg-240to759kBtuh-11p5eer_SZDEER2017AnyNrs2011CZ14cDXGF | 119435 |  | 197 | 0.0922 | 0 | 1110 | 0.212 | -19 | 197 | 0.0922 | 0 | 115 | 0.0886 | 0 | 524 | 115000 | 541 | 120000
NE-HVAC-airAC-SpltPkg-240to759kBtuh-11p5eer | DEER2017 | D17 v2 |  | Any | Nrs | 2011 | CZ15 | cWtd | Cap-Tons | 619 | 116000 | None | 515 | 0.12 | -1.65 | 304 | 0.0948 | 0 | 515 | 0.12 | -1.65 | 304 | 0.0948 | 0 | DEER:HVAC_Split-Package_AC | Annual | 1719 | 514.8 | 0.11988 | -1.648 | 304.2 | 0.09484 | 0 | NE-HVAC-airAC-SpltPkg-240to759kBtuh-11p5eer_MZDEER2017AnyNrs2011CZ15cPVVG | 119438 | NE-HVAC-airAC-SpltPkg-240to759kBtuh-11p5eer_SZDEER2017AnyNrs2011CZ15cDXGF | 119437 |  | 326 | 0.0951 | 0 | 1270 | 0.219 | -8.24 | 326 | 0.0951 | 0 | 217 | 0.0938 | 0 | 612 | 115000 | 647 | 120000
NE-HVAC-airAC-SpltPkg-240to759kBtuh-11p5eer | DEER2017 | D17 v2 |  | Any | Nrs | 2011 | CZ16 | cWtd | Cap-Tons | 446.6 | 116000 | None | 273 | 0.084 | -5.24 | 95.3 | 0.0545 | 0 | 273 | 0.084 | -5.24 | 95.3 | 0.0545 | 0 | DEER:HVAC_Split-Package_AC | Annual | 1719 | 273.2 | 0.084 | -5.24 | 95.3 | 0.05448 | 0 | NE-HVAC-airAC-SpltPkg-240to759kBtuh-11p5eer_MZDEER2017AnyNrs2011CZ16cPVVG | 119440 | NE-HVAC-airAC-SpltPkg-240to759kBtuh-11p5eer_SZDEER2017AnyNrs2011CZ16cDXGF | 119439 |  | 111 | 0.055 | 0 | 922 | 0.2 | -26.2 | 111 | 0.055 | 0 | 32.5 | 0.0524 | 0 | 447 | 115000 | 445 | 120000
NE-HVAC-airAC-SpltPkg-240to759kBtuh-11p5eer | DEER2017 | D17 v2 |  | Any | Nrs | 2014 | CZ01 | cWtd | Cap-Tons | 392.6 | 116000 | None | 24 | 0.0308 | 0 | 24 | 0.0308 | 0 | 24 | 0.0308 | 0 | 24 | 0.0308 | 0 | DEER:HVAC_Split-Package_AC | Annual | 1719 | 24.0358 | 0.03082 | 0 | 24.0358 | 0.03082 | 0 | NE-HVAC-airAC-SpltPkg-240to759kBtuh-11p5eer_MZDEER2017AnyNrs2014CZ01cPVVG | 140770 | NE-HVAC-airAC-SpltPkg-240to759kBtuh-11p5eer_SZDEER2017AnyNrs2014CZ01cDXGF | 140769 |  | 29.9 | 0.0357 | 0 | 0.579 | 0.0113 | 0 | 29.9 | 0.0357 | 0 | 0.579 | 0.0113 | 0 | 393 | 115000 | 391 | 120000
NE-HVAC-airAC-SpltPkg-240to759kBtuh-11p5eer | DEER2017 | D17 v2 |  | Any | Nrs | 2014 | CZ02 | cWtd | Cap-Tons | 534.2 | 116000 | None | 96.3 | 0.0769 | 0 | 96.3 | 0.0769 | 0 | 96.3 | 0.0769 | 0 | 96.3 | 0.0769 | 0 | DEER:HVAC_Split-Package_AC | Annual | 1719 | 96.28 | 0.0769 | 0 | 96.28 | 0.0769 | 0 | NE-HVAC-airAC-SpltPkg-240to759kBtuh-11p5eer_MZDEER2017AnyNrs2014CZ02cPVVG | 140772 | NE-HVAC-airAC-SpltPkg-240to759kBtuh-11p5eer_SZDEER2017AnyNrs2014CZ02cDXGF | 140771 |  | 110 | 0.0773 | 0 | 41.4 | 0.0753 | 0 | 110 | 0.0773 | 0 | 41.4 | 0.0753 | 0 | 531 | 115000 | 547 | 120000
NE-HVAC-airAC-SpltPkg-240to759kBtuh-11p5eer | DEER2017 | D17 v2 |  | Any | Nrs | 2014 | CZ03 | cWtd | Cap-Tons | 458.2 | 116000 | None | 78.7 | 0.0499 | 0 | 78.7 | 0.0499 | 0 | 78.7 | 0.0499 | 0 | 78.7 | 0.0499 | 0 | DEER:HVAC_Split-Package_AC | Annual | 1719 | 78.68 | 0.04992 | 0 | 78.68 | 0.04992 | 0 | NE-HVAC-airAC-SpltPkg-240to759kBtuh-11p5eer_MZDEER2017AnyNrs2014CZ03cPVVG | 140774 | NE-HVAC-airAC-SpltPkg-240to759kBtuh-11p5eer_SZDEER2017AnyNrs2014CZ03cDXGF | 140773 |  | 95.5 | 0.0505 | 0 | 11.4 | 0.0476 | 0 | 95.5 | 0.0505 | 0 | 11.4 | 0.0476 | 0 | 458 | 115000 | 459 | 120000
NE-HVAC-airAC-SpltPkg-240to759kBtuh-11p5eer | DEER2017 | D17 v2 |  | Any | Nrs | 2014 | CZ04 | cWtd | Cap-Tons | 499.8 | 116000 | None | 121 | 0.0705 | 0 | 121 | 0.0705 | 0 | 121 | 0.0705 | 0 | 121 | 0.0705 | 0 | DEER:HVAC_Split-Package_AC | Annual | 1719 | 121.12 | 0.07052 | 0 | 121.12 | 0.07052 | 0 | NE-HVAC-airAC-SpltPkg-240to759kBtuh-11p5eer_MZDEER2017AnyNrs2014CZ04cPVVG | 140776 | NE-HVAC-airAC-SpltPkg-240to759kBtuh-11p5eer_SZDEER2017AnyNrs2014CZ04cDXGF | 140775 |  | 140 | 0.071 | 0 | 45.6 | 0.0686 | 0 | 140 | 0.071 | 0 | 45.6 | 0.0686 | 0 | 498 | 115000 | 507 | 120000
NE-HVAC-airAC-SpltPkg-240to759kBtuh-11p5eer | DEER2017 | D17 v2 |  | Any | Nrs | 2014 | CZ05 | cWtd | Cap-Tons | 408.6 | 116000 | None | 77.7 | 0.0419 | 0 | 77.7 | 0.0419 | 0 | 77.7 | 0.0419 | 0 | 77.7 | 0.0419 | 0 | DEER:HVAC_Split-Package_AC | Annual | 1719 | 77.66 | 0.04186 | 0 | 77.66 | 0.04186 | 0 | NE-HVAC-airAC-SpltPkg-240to759kBtuh-11p5eer_MZDEER2017AnyNrs2014CZ05cPVVG | 140778 | NE-HVAC-airAC-SpltPkg-240to759kBtuh-11p5eer_SZDEER2017AnyNrs2014CZ05cDXGF | 140777 |  | 94.1 | 0.0437 | 0 | 11.9 | 0.0345 | 0 | 94.1 | 0.0437 | 0 | 11.9 | 0.0345 | 0 | 406 | 115000 | 419 | 120000
NE-HVAC-airAC-SpltPkg-240to759kBtuh-11p5eer | DEER2017 | D17 v2 |  | Any | Nrs | 2014 | CZ06 | cWtd | Cap-Tons | 512.4 | 116000 | None | 155 | 0.0556 | 0 | 155 | 0.0556 | 0 | 155 | 0.0556 | 0 | 155 | 0.0556 | 0 | DEER:HVAC_Split-Package_AC | Annual | 1719 | 154.9 | 0.05564 | 0 | 154.9 | 0.05564 | 0 | NE-HVAC-airAC-SpltPkg-240to759kBtuh-11p5eer_MZDEER2017AnyNrs2014CZ06cPVVG | 140780 | NE-HVAC-airAC-SpltPkg-240to759kBtuh-11p5eer_SZDEER2017AnyNrs2014CZ06cDXGF | 140779 |  | 184 | 0.0562 | 0 | 38.5 | 0.0534 | 0 | 184 | 0.0562 | 0 | 38.5 | 0.0534 | 0 | 508 | 115000 | 530 | 120000
NE-HVAC-airAC-SpltPkg-240to759kBtuh-11p5eer | DEER2017 | D17 v2 |  | Any | Nrs | 2014 | CZ07 | cWtd | Cap-Tons | 465.6 | 116000 | None | 168 | 0.0523 | 0 | 168 | 0.0523 | 0 | 168 | 0.0523 | 0 | 168 | 0.0523 | 0 | DEER:HVAC_Split-Package_AC | Annual | 1719 | 167.5 | 0.05234 | 0 | 167.5 | 0.05234 | 0 | NE-HVAC-airAC-SpltPkg-240to759kBtuh-11p5eer_MZDEER2017AnyNrs2014CZ07cPVVG | 140782 | NE-HVAC-airAC-SpltPkg-240to759kBtuh-11p5eer_SZDEER2017AnyNrs2014CZ07cDXGF | 140781 |  | 202 | 0.0529 | 0 | 29.5 | 0.0501 | 0 | 202 | 0.0529 | 0 | 29.5 | 0.0501 | 0 | 466 | 115000 | 464 | 120000
NE-HVAC-airAC-SpltPkg-240to759kBtuh-11p5eer | DEER2017 | D17 v2 |  | Any | Nrs | 2014 | CZ08 | cWtd | Cap-Tons | 504.6 | 116000 | None | 178 | 0.0701 | 0 | 178 | 0.0701 | 0 | 178 | 0.0701 | 0 | 178 | 0.0701 | 0 | DEER:HVAC_Split-Package_AC | Annual | 1719 | 178.28 | 0.07008 | 0 | 178.28 | 0.07008 | 0 | NE-HVAC-airAC-SpltPkg-240to759kBtuh-11p5eer_MZDEER2017AnyNrs2014CZ08cPVVG | 140784 | NE-HVAC-airAC-SpltPkg-240to759kBtuh-11p5eer_SZDEER2017AnyNrs2014CZ08cDXGF | 140783 |  | 207 | 0.0703 | 0 | 63.4 | 0.0692 | 0 | 207 | 0.0703 | 0 | 63.4 | 0.0692 | 0 | 504 | 115000 | 507 | 120000
NE-HVAC-airAC-SpltPkg-240to759kBtuh-11p5eer | DEER2017 | D17 v2 |  | Any | Nrs | 2014 | CZ09 | cWtd | Cap-Tons | 610.4 | 116000 | None | 171 | 0.0847 | 0 | 171 | 0.0847 | 0 | 171 | 0.0847 | 0 | 171 | 0.0847 | 0 | DEER:HVAC_Split-Package_AC | Annual | 1719 | 170.5 | 0.08472 | 0 | 170.5 | 0.08472 | 0 | NE-HVAC-airAC-SpltPkg-240to759kBtuh-11p5eer_MZDEER2017AnyNrs2014CZ09cPVVG | 140786 | NE-HVAC-airAC-SpltPkg-240to759kBtuh-11p5eer_SZDEER2017AnyNrs2014CZ09cDXGF | 140785 |  | 196 | 0.0853 | 0 | 68.5 | 0.0824 | 0 | 196 | 0.0853 | 0 | 68.5 | 0.0824 | 0 | 604 | 115000 | 636 | 120000
NE-HVAC-airAC-SpltPkg-240to759kBtuh-11p5eer | DEER2017 | D17 v2 |  | Any | Nrs | 2014 | CZ10 | cWtd | Cap-Tons | 588.4 | 116000 | None | 174 | 0.0917 | 0 | 174 | 0.0917 | 0 | 174 | 0.0917 | 0 | 174 | 0.0917 | 0 | DEER:HVAC_Split-Package_AC | Annual | 1719 | 173.5 | 0.09168 | 0 | 173.5 | 0.09168 | 0 | NE-HVAC-airAC-SpltPkg-240to759kBtuh-11p5eer_MZDEER2017AnyNrs2014CZ10cPVVG | 140788 | NE-HVAC-airAC-SpltPkg-240to759kBtuh-11p5eer_SZDEER2017AnyNrs2014CZ10cDXGF | 140787 |  | 197 | 0.092 | 0 | 79.5 | 0.0904 | 0 | 197 | 0.092 | 0 | 79.5 | 0.0904 | 0 | 582 | 115000 | 614 | 120000
NE-HVAC-airAC-SpltPkg-240to759kBtuh-11p5eer | DEER2017 | D17 v2 |  | Any | Nrs | 2014 | CZ11 | cWtd | Cap-Tons | 584 | 116000 | None | 168 | 0.0795 | 0 | 168 | 0.0795 | 0 | 168 | 0.0795 | 0 | 168 | 0.0795 | 0 | DEER:HVAC_Split-Package_AC | Annual | 1719 | 168.18 | 0.07954 | 0 | 168.18 | 0.07954 | 0 | NE-HVAC-airAC-SpltPkg-240to759kBtuh-11p5eer_MZDEER2017AnyNrs2014CZ11cPVVG | 140790 | NE-HVAC-airAC-SpltPkg-240to759kBtuh-11p5eer_SZDEER2017AnyNrs2014CZ11cDXGF | 140789 |  | 186 | 0.08 | 0 | 96.9 | 0.0777 | 0 | 186 | 0.08 | 0 | 96.9 | 0.0777 | 0 | 575 | 115000 | 620 | 120000
NE-HVAC-airAC-SpltPkg-240to759kBtuh-11p5eer | DEER2017 | D17 v2 |  | Any | Nrs | 2014 | CZ12 | cWtd | Cap-Tons | 601.2 | 116000 | None | 135 | 0.0758 | 0 | 135 | 0.0758 | 0 | 135 | 0.0758 | 0 | 135 | 0.0758 | 0 | DEER:HVAC_Split-Package_AC | Annual | 1719 | 134.54 | 0.07578 | 0 | 134.54 | 0.07578 | 0 | NE-HVAC-airAC-SpltPkg-240to759kBtuh-11p5eer_MZDEER2017AnyNrs2014CZ12cPVVG | 140792 | NE-HVAC-airAC-SpltPkg-240to759kBtuh-11p5eer_SZDEER2017AnyNrs2014CZ12cDXGF | 140791 |  | 152 | 0.0759 | 0 | 64.7 | 0.0753 | 0 | 152 | 0.0759 | 0 | 64.7 | 0.0753 | 0 | 595 | 115000 | 626 | 120000
NE-HVAC-airAC-SpltPkg-240to759kBtuh-11p5eer | DEER2017 | D17 v2 |  | Any | Nrs | 2014 | CZ13 | cWtd | Cap-Tons | 608.6 | 116000 | None | 172 | 0.0771 | 0 | 172 | 0.0771 | 0 | 172 | 0.0771 | 0 | 172 | 0.0771 | 0 | DEER:HVAC_Split-Package_AC | Annual | 1719 | 171.96 | 0.07708 | 0 | 171.96 | 0.07708 | 0 | NE-HVAC-airAC-SpltPkg-240to759kBtuh-11p5eer_MZDEER2017AnyNrs2014CZ13cPVVG | 140794 | NE-HVAC-airAC-SpltPkg-240to759kBtuh-11p5eer_SZDEER2017AnyNrs2014CZ13cDXGF | 140793 |  | 190 | 0.0773 | 0 | 99.8 | 0.0762 | 0 | 190 | 0.0773 | 0 | 99.8 | 0.0762 | 0 | 602 | 115000 | 635 | 120000
NE-HVAC-airAC-SpltPkg-240to759kBtuh-11p5eer | DEER2017 | D17 v2 |  | Any | Nrs | 2014 | CZ14 | cWtd | Cap-Tons | 527.4 | 116000 | None | 176 | 0.0869 | 0 | 176 | 0.0869 | 0 | 176 | 0.0869 | 0 | 176 | 0.0869 | 0 | DEER:HVAC_Split-Package_AC | Annual | 1719 | 175.6 | 0.0869 | 0 | 175.6 | 0.0869 | 0 | NE-HVAC-airAC-SpltPkg-240to759kBtuh-11p5eer_MZDEER2017AnyNrs2014CZ14cPVVG | 140796 | NE-HVAC-airAC-SpltPkg-240to759kBtuh-11p5eer_SZDEER2017AnyNrs2014CZ14cDXGF | 140795 |  | 192 | 0.0871 | 0 | 110 | 0.0861 | 0 | 192 | 0.0871 | 0 | 110 | 0.0861 | 0 | 524 | 115000 | 541 | 120000
NE-HVAC-airAC-SpltPkg-240to759kBtuh-11p5eer | DEER2017 | D17 v2 |  | Any | Nrs | 2014 | CZ15 | cWtd | Cap-Tons | 716.6 | 116000 | None | 279 | 0.0797 | 0 | 279 | 0.0797 | 0 | 279 | 0.0797 | 0 | 279 | 0.0797 | 0 | DEER:HVAC_Split-Package_AC | Annual | 1719 | 278.6 | 0.07972 | 0 | 278.6 | 0.07972 | 0 | NE-HVAC-airAC-SpltPkg-240to759kBtuh-11p5eer_MZDEER2017AnyNrs2014CZ15cPVVG | 140798 | NE-HVAC-airAC-SpltPkg-240to759kBtuh-11p5eer_SZDEER2017AnyNrs2014CZ15cDXGF | 140797 |  | 302 | 0.0791 | 0 | 185 | 0.0822 | 0 | 302 | 0.0791 | 0 | 185 | 0.0822 | 0 | 705 | 115000 | 763 | 120000
NE-HVAC-airAC-SpltPkg-240to759kBtuh-11p5eer | DEER2017 | D17 v2 |  | Any | Nrs | 2014 | CZ16 | cWtd | Cap-Tons | 446.6 | 116000 | None | 91.2 | 0.0498 | 0 | 91.2 | 0.0498 | 0 | 91.2 | 0.0498 | 0 | 91.2 | 0.0498 | 0 | DEER:HVAC_Split-Package_AC | Annual | 1719 | 91.22 | 0.04984 | 0 | 91.22 | 0.04984 | 0 | NE-HVAC-airAC-SpltPkg-240to759kBtuh-11p5eer_MZDEER2017AnyNrs2014CZ16cPVVG | 140800 | NE-HVAC-airAC-SpltPkg-240to759kBtuh-11p5eer_SZDEER2017AnyNrs2014CZ16cDXGF | 140799 |  | 107 | 0.0501 | 0 | 28.1 | 0.0488 | 0 | 107 | 0.0501 | 0 | 28.1 | 0.0488 | 0 | 447 | 115000 | 445 | 120000
NE-HVAC-airAC-SpltPkg-240to759kBtuh-11p5eer | DEER2017 | D17 v2 |  | Any | Nrs | New | CZ01 | cWtd | Cap-Tons | 392.6 | 116000 | None | 24 | 0.0308 | 0 | 24 | 0.0308 | 0 | 24 | 0.0308 | 0 | 24 | 0.0308 | 0 | DEER:HVAC_Split-Package_AC | Annual | 1719 | 24.0358 | 0.03082 | 0 | 24.0358 | 0.03082 | 0 | NE-HVAC-airAC-SpltPkg-240to759kBtuh-11p5eer_MZDEER2017AnyNrsNewCZ01cPVVG | 165370 | NE-HVAC-airAC-SpltPkg-240to759kBtuh-11p5eer_SZDEER2017AnyNrsNewCZ01cDXGF | 165369 |  | 29.9 | 0.0357 | 0 | 0.579 | 0.0113 | 0 | 29.9 | 0.0357 | 0 | 0.579 | 0.0113 | 0 | 393 | 115000 | 391 | 120000
NE-HVAC-airAC-SpltPkg-240to759kBtuh-11p5eer | DEER2017 | D17 v2 |  | Any | Nrs | New | CZ02 | cWtd | Cap-Tons | 534.2 | 116000 | None | 96.3 | 0.0769 | 0 | 96.3 | 0.0769 | 0 | 96.3 | 0.0769 | 0 | 96.3 | 0.0769 | 0 | DEER:HVAC_Split-Package_AC | Annual | 1719 | 96.28 | 0.0769 | 0 | 96.28 | 0.0769 | 0 | NE-HVAC-airAC-SpltPkg-240to759kBtuh-11p5eer_MZDEER2017AnyNrsNewCZ02cPVVG | 165372 | NE-HVAC-airAC-SpltPkg-240to759kBtuh-11p5eer_SZDEER2017AnyNrsNewCZ02cDXGF | 165371 |  | 110 | 0.0773 | 0 | 41.4 | 0.0753 | 0 | 110 | 0.0773 | 0 | 41.4 | 0.0753 | 0 | 531 | 115000 | 547 | 120000
NE-HVAC-airAC-SpltPkg-240to759kBtuh-11p5eer | DEER2017 | D17 v2 |  | Any | Nrs | New | CZ03 | cWtd | Cap-Tons | 458.2 | 116000 | None | 78.7 | 0.0499 | 0 | 78.7 | 0.0499 | 0 | 78.7 | 0.0499 | 0 | 78.7 | 0.0499 | 0 | DEER:HVAC_Split-Package_AC | Annual | 1719 | 78.68 | 0.04992 | 0 | 78.68 | 0.04992 | 0 | NE-HVAC-airAC-SpltPkg-240to759kBtuh-11p5eer_MZDEER2017AnyNrsNewCZ03cPVVG | 165374 | NE-HVAC-airAC-SpltPkg-240to759kBtuh-11p5eer_SZDEER2017AnyNrsNewCZ03cDXGF | 165373 |  | 95.5 | 0.0505 | 0 | 11.4 | 0.0476 | 0 | 95.5 | 0.0505 | 0 | 11.4 | 0.0476 | 0 | 458 | 115000 | 459 | 120000
NE-HVAC-airAC-SpltPkg-240to759kBtuh-11p5eer | DEER2017 | D17 v2 |  | Any | Nrs | New | CZ04 | cWtd | Cap-Tons | 499.8 | 116000 | None | 121 | 0.0705 | 0 | 121 | 0.0705 | 0 | 121 | 0.0705 | 0 | 121 | 0.0705 | 0 | DEER:HVAC_Split-Package_AC | Annual | 1719 | 121.12 | 0.07052 | 0 | 121.12 | 0.07052 | 0 | NE-HVAC-airAC-SpltPkg-240to759kBtuh-11p5eer_MZDEER2017AnyNrsNewCZ04cPVVG | 165376 | NE-HVAC-airAC-SpltPkg-240to759kBtuh-11p5eer_SZDEER2017AnyNrsNewCZ04cDXGF | 165375 |  | 140 | 0.071 | 0 | 45.6 | 0.0686 | 0 | 140 | 0.071 | 0 | 45.6 | 0.0686 | 0 | 498 | 115000 | 507 | 120000
NE-HVAC-airAC-SpltPkg-240to759kBtuh-11p5eer | DEER2017 | D17 v2 |  | Any | Nrs | New | CZ05 | cWtd | Cap-Tons | 408.6 | 116000 | None | 77.7 | 0.0419 | 0 | 77.7 | 0.0419 | 0 | 77.7 | 0.0419 | 0 | 77.7 | 0.0419 | 0 | DEER:HVAC_Split-Package_AC | Annual | 1719 | 77.66 | 0.04186 | 0 | 77.66 | 0.04186 | 0 | NE-HVAC-airAC-SpltPkg-240to759kBtuh-11p5eer_MZDEER2017AnyNrsNewCZ05cPVVG | 165378 | NE-HVAC-airAC-SpltPkg-240to759kBtuh-11p5eer_SZDEER2017AnyNrsNewCZ05cDXGF | 165377 |  | 94.1 | 0.0437 | 0 | 11.9 | 0.0345 | 0 | 94.1 | 0.0437 | 0 | 11.9 | 0.0345 | 0 | 406 | 115000 | 419 | 120000
NE-HVAC-airAC-SpltPkg-240to759kBtuh-11p5eer | DEER2017 | D17 v2 |  | Any | Nrs | New | CZ06 | cWtd | Cap-Tons | 512.4 | 116000 | None | 155 | 0.0556 | 0 | 155 | 0.0556 | 0 | 155 | 0.0556 | 0 | 155 | 0.0556 | 0 | DEER:HVAC_Split-Package_AC | Annual | 1719 | 154.9 | 0.05564 | 0 | 154.9 | 0.05564 | 0 | NE-HVAC-airAC-SpltPkg-240to759kBtuh-11p5eer_MZDEER2017AnyNrsNewCZ06cPVVG | 165380 | NE-HVAC-airAC-SpltPkg-240to759kBtuh-11p5eer_SZDEER2017AnyNrsNewCZ06cDXGF | 165379 |  | 184 | 0.0562 | 0 | 38.5 | 0.0534 | 0 | 184 | 0.0562 | 0 | 38.5 | 0.0534 | 0 | 508 | 115000 | 530 | 120000
NE-HVAC-airAC-SpltPkg-240to759kBtuh-11p5eer | DEER2017 | D17 v2 |  | Any | Nrs | New | CZ07 | cWtd | Cap-Tons | 465.6 | 116000 | None | 168 | 0.0523 | 0 | 168 | 0.0523 | 0 | 168 | 0.0523 | 0 | 168 | 0.0523 | 0 | DEER:HVAC_Split-Package_AC | Annual | 1719 | 167.5 | 0.05234 | 0 | 167.5 | 0.05234 | 0 | NE-HVAC-airAC-SpltPkg-240to759kBtuh-11p5eer_MZDEER2017AnyNrsNewCZ07cPVVG | 165382 | NE-HVAC-airAC-SpltPkg-240to759kBtuh-11p5eer_SZDEER2017AnyNrsNewCZ07cDXGF | 165381 |  | 202 | 0.0529 | 0 | 29.5 | 0.0501 | 0 | 202 | 0.0529 | 0 | 29.5 | 0.0501 | 0 | 466 | 115000 | 464 | 120000
NE-HVAC-airAC-SpltPkg-240to759kBtuh-11p5eer | DEER2017 | D17 v2 |  | Any | Nrs | New | CZ08 | cWtd | Cap-Tons | 504.6 | 116000 | None | 178 | 0.0701 | 0 | 178 | 0.0701 | 0 | 178 | 0.0701 | 0 | 178 | 0.0701 | 0 | DEER:HVAC_Split-Package_AC | Annual | 1719 | 178.28 | 0.07008 | 0 | 178.28 | 0.07008 | 0 | NE-HVAC-airAC-SpltPkg-240to759kBtuh-11p5eer_MZDEER2017AnyNrsNewCZ08cPVVG | 165384 | NE-HVAC-airAC-SpltPkg-240to759kBtuh-11p5eer_SZDEER2017AnyNrsNewCZ08cDXGF | 165383 |  | 207 | 0.0703 | 0 | 63.4 | 0.0692 | 0 | 207 | 0.0703 | 0 | 63.4 | 0.0692 | 0 | 504 | 115000 | 507 | 120000
NE-HVAC-airAC-SpltPkg-240to759kBtuh-11p5eer | DEER2017 | D17 v2 |  | Any | Nrs | New | CZ09 | cWtd | Cap-Tons | 610.4 | 116000 | None | 171 | 0.0847 | 0 | 171 | 0.0847 | 0 | 171 | 0.0847 | 0 | 171 | 0.0847 | 0 | DEER:HVAC_Split-Package_AC | Annual | 1719 | 170.5 | 0.08472 | 0 | 170.5 | 0.08472 | 0 | NE-HVAC-airAC-SpltPkg-240to759kBtuh-11p5eer_MZDEER2017AnyNrsNewCZ09cPVVG | 165386 | NE-HVAC-airAC-SpltPkg-240to759kBtuh-11p5eer_SZDEER2017AnyNrsNewCZ09cDXGF | 165385 |  | 196 | 0.0853 | 0 | 68.5 | 0.0824 | 0 | 196 | 0.0853 | 0 | 68.5 | 0.0824 | 0 | 604 | 115000 | 636 | 120000
NE-HVAC-airAC-SpltPkg-240to759kBtuh-11p5eer | DEER2017 | D17 v2 |  | Any | Nrs | New | CZ10 | cWtd | Cap-Tons | 588.4 | 116000 | None | 174 | 0.0917 | 0 | 174 | 0.0917 | 0 | 174 | 0.0917 | 0 | 174 | 0.0917 | 0 | DEER:HVAC_Split-Package_AC | Annual | 1719 | 173.5 | 0.09168 | 0 | 173.5 | 0.09168 | 0 | NE-HVAC-airAC-SpltPkg-240to759kBtuh-11p5eer_MZDEER2017AnyNrsNewCZ10cPVVG | 165388 | NE-HVAC-airAC-SpltPkg-240to759kBtuh-11p5eer_SZDEER2017AnyNrsNewCZ10cDXGF | 165387 |  | 197 | 0.092 | 0 | 79.5 | 0.0904 | 0 | 197 | 0.092 | 0 | 79.5 | 0.0904 | 0 | 582 | 115000 | 614 | 120000
NE-HVAC-airAC-SpltPkg-240to759kBtuh-11p5eer | DEER2017 | D17 v2 |  | Any | Nrs | New | CZ11 | cWtd | Cap-Tons | 584 | 116000 | None | 168 | 0.0795 | 0 | 168 | 0.0795 | 0 | 168 | 0.0795 | 0 | 168 | 0.0795 | 0 | DEER:HVAC_Split-Package_AC | Annual | 1719 | 168.18 | 0.07954 | 0 | 168.18 | 0.07954 | 0 | NE-HVAC-airAC-SpltPkg-240to759kBtuh-11p5eer_MZDEER2017AnyNrsNewCZ11cPVVG | 165390 | NE-HVAC-airAC-SpltPkg-240to759kBtuh-11p5eer_SZDEER2017AnyNrsNewCZ11cDXGF | 165389 |  | 186 | 0.08 | 0 | 96.9 | 0.0777 | 0 | 186 | 0.08 | 0 | 96.9 | 0.0777 | 0 | 575 | 115000 | 620 | 120000
NE-HVAC-airAC-SpltPkg-240to759kBtuh-11p5eer | DEER2017 | D17 v2 |  | Any | Nrs | New | CZ12 | cWtd | Cap-Tons | 601.2 | 116000 | None | 135 | 0.0758 | 0 | 135 | 0.0758 | 0 | 135 | 0.0758 | 0 | 135 | 0.0758 | 0 | DEER:HVAC_Split-Package_AC | Annual | 1719 | 134.54 | 0.07578 | 0 | 134.54 | 0.07578 | 0 | NE-HVAC-airAC-SpltPkg-240to759kBtuh-11p5eer_MZDEER2017AnyNrsNewCZ12cPVVG | 165392 | NE-HVAC-airAC-SpltPkg-240to759kBtuh-11p5eer_SZDEER2017AnyNrsNewCZ12cDXGF | 165391 |  | 152 | 0.0759 | 0 | 64.7 | 0.0753 | 0 | 152 | 0.0759 | 0 | 64.7 | 0.0753 | 0 | 595 | 115000 | 626 | 120000
NE-HVAC-airAC-SpltPkg-240to759kBtuh-11p5eer | DEER2017 | D17 v2 |  | Any | Nrs | New | CZ13 | cWtd | Cap-Tons | 608.6 | 116000 | None | 172 | 0.0771 | 0 | 172 | 0.0771 | 0 | 172 | 0.0771 | 0 | 172 | 0.0771 | 0 | DEER:HVAC_Split-Package_AC | Annual | 1719 | 171.96 | 0.07708 | 0 | 171.96 | 0.07708 | 0 | NE-HVAC-airAC-SpltPkg-240to759kBtuh-11p5eer_MZDEER2017AnyNrsNewCZ13cPVVG | 165394 | NE-HVAC-airAC-SpltPkg-240to759kBtuh-11p5eer_SZDEER2017AnyNrsNewCZ13cDXGF | 165393 |  | 190 | 0.0773 | 0 | 99.8 | 0.0762 | 0 | 190 | 0.0773 | 0 | 99.8 | 0.0762 | 0 | 602 | 115000 | 635 | 120000
NE-HVAC-airAC-SpltPkg-240to759kBtuh-11p5eer | DEER2017 | D17 v2 |  | Any | Nrs | New | CZ14 | cWtd | Cap-Tons | 527.4 | 116000 | None | 176 | 0.0869 | 0 | 176 | 0.0869 | 0 | 176 | 0.0869 | 0 | 176 | 0.0869 | 0 | DEER:HVAC_Split-Package_AC | Annual | 1719 | 175.6 | 0.0869 | 0 | 175.6 | 0.0869 | 0 | NE-HVAC-airAC-SpltPkg-240to759kBtuh-11p5eer_MZDEER2017AnyNrsNewCZ14cPVVG | 165396 | NE-HVAC-airAC-SpltPkg-240to759kBtuh-11p5eer_SZDEER2017AnyNrsNewCZ14cDXGF | 165395 |  | 192 | 0.0871 | 0 | 110 | 0.0861 | 0 | 192 | 0.0871 | 0 | 110 | 0.0861 | 0 | 524 | 115000 | 541 | 120000
NE-HVAC-airAC-SpltPkg-240to759kBtuh-11p5eer | DEER2017 | D17 v2 |  | Any | Nrs | New | CZ15 | cWtd | Cap-Tons | 716.6 | 116000 | None | 279 | 0.0797 | 0 | 279 | 0.0797 | 0 | 279 | 0.0797 | 0 | 279 | 0.0797 | 0 | DEER:HVAC_Split-Package_AC | Annual | 1719 | 278.6 | 0.07972 | 0 | 278.6 | 0.07972 | 0 | NE-HVAC-airAC-SpltPkg-240to759kBtuh-11p5eer_MZDEER2017AnyNrsNewCZ15cPVVG | 165398 | NE-HVAC-airAC-SpltPkg-240to759kBtuh-11p5eer_SZDEER2017AnyNrsNewCZ15cDXGF | 165397 |  | 302 | 0.0791 | 0 | 185 | 0.0822 | 0 | 302 | 0.0791 | 0 | 185 | 0.0822 | 0 | 705 | 115000 | 763 | 120000
NE-HVAC-airAC-SpltPkg-240to759kBtuh-11p5eer | DEER2017 | D17 v2 |  | Any | Nrs | New | CZ16 | cWtd | Cap-Tons | 446.6 | 116000 | None | 91.2 | 0.0498 | 0 | 91.2 | 0.0498 | 0 | 91.2 | 0.0498 | 0 | 91.2 | 0.0498 | 0 | DEER:HVAC_Split-Package_AC | Annual | 1719 | 91.22 | 0.04984 | 0 | 91.22 | 0.04984 | 0 | NE-HVAC-airAC-SpltPkg-240to759kBtuh-11p5eer_MZDEER2017AnyNrsNewCZ16cPVVG | 165400 | NE-HVAC-airAC-SpltPkg-240to759kBtuh-11p5eer_SZDEER2017AnyNrsNewCZ16cDXGF | 165399 |  | 107 | 0.0501 | 0 | 28.1 | 0.0488 | 0 | 107 | 0.0501 | 0 | 28.1 | 0.0488 | 0 | 447 | 115000 | 445 | 120000
NE-HVAC-airAC-SpltPkg-240to759kBtuh-11p5eer | DEER2017 | D17 v2 |  | Any | OfL | 1975 | CZ01 | cWtd | Cap-Tons | 710.4 | 175000 | None | 35.3 | 0.0444 | 0 | 35.3 | 0.0444 | 0 | 35.3 | 0.0444 | 0 | 35.3 | 0.0444 | 0 | DEER:HVAC_Split-Package_AC | Annual | 1719 | 35.26 | 0.04444 | 0 | 35.26 | 0.04444 | 0 | NE-HVAC-airAC-SpltPkg-240to759kBtuh-11p5eer_MZDEER2017AnyOfL1975CZ01cPVVG | 12642 | NE-HVAC-airAC-SpltPkg-240to759kBtuh-11p5eer_SZDEER2017AnyOfL1975CZ01cDXGF | 12641 |  | 40.6 | 0.0429 | 0 | 13.9 | 0.0506 | 0 | 40.6 | 0.0429 | 0 | 13.9 | 0.0506 | 0 | 757 | 175000 | 524 | 175000
NE-HVAC-airAC-SpltPkg-240to759kBtuh-11p5eer | DEER2017 | D17 v2 |  | Any | OfL | 1975 | CZ02 | cWtd | Cap-Tons | 832.8 | 175000 | None | 99.3 | 0.0992 | 0 | 99.3 | 0.0992 | 0 | 99.3 | 0.0992 | 0 | 99.3 | 0.0992 | 0 | DEER:HVAC_Split-Package_AC | Annual | 1719 | 99.26 | 0.09924 | 0 | 99.26 | 0.09924 | 0 | NE-HVAC-airAC-SpltPkg-240to759kBtuh-11p5eer_MZDEER2017AnyOfL1975CZ02cPVVG | 12644 | NE-HVAC-airAC-SpltPkg-240to759kBtuh-11p5eer_SZDEER2017AnyOfL1975CZ02cDXGF | 12643 |  | 105 | 0.0928 | 0 | 76.3 | 0.125 | 0 | 105 | 0.0928 | 0 | 76.3 | 0.125 | 0 | 879 | 175000 | 648 | 175000
NE-HVAC-airAC-SpltPkg-240to759kBtuh-11p5eer | DEER2017 | D17 v2 |  | Any | OfL | 1975 | CZ03 | cWtd | Cap-Tons | 751 | 175000 | None | 83.1 | 0.072 | 0 | 83.1 | 0.072 | 0 | 83.1 | 0.072 | 0 | 83.1 | 0.072 | 0 | DEER:HVAC_Split-Package_AC | Annual | 1719 | 83.1 | 0.07204 | 0 | 83.1 | 0.07204 | 0 | NE-HVAC-airAC-SpltPkg-240to759kBtuh-11p5eer_MZDEER2017AnyOfL1975CZ03cPVVG | 12646 | NE-HVAC-airAC-SpltPkg-240to759kBtuh-11p5eer_SZDEER2017AnyOfL1975CZ03cDXGF | 12645 |  | 90.2 | 0.0658 | 0 | 54.7 | 0.097 | 0 | 90.2 | 0.0658 | 0 | 54.7 | 0.097 | 0 | 798 | 175000 | 563 | 175000
NE-HVAC-airAC-SpltPkg-240to759kBtuh-11p5eer | DEER2017 | D17 v2 |  | Any | OfL | 1975 | CZ04 | cWtd | Cap-Tons | 830.8 | 175000 | None | 112 | 0.0948 | 0 | 112 | 0.0948 | 0 | 112 | 0.0948 | 0 | 112 | 0.0948 | 0 | DEER:HVAC_Split-Package_AC | Annual | 1719 | 112.16 | 0.09484 | 0 | 112.16 | 0.09484 | 0 | NE-HVAC-airAC-SpltPkg-240to759kBtuh-11p5eer_MZDEER2017AnyOfL1975CZ04cPVVG | 12648 | NE-HVAC-airAC-SpltPkg-240to759kBtuh-11p5eer_SZDEER2017AnyOfL1975CZ04cDXGF | 12647 |  | 118 | 0.0873 | 0 | 88.8 | 0.125 | 0 | 118 | 0.0873 | 0 | 88.8 | 0.125 | 0 | 880 | 175000 | 634 | 175000
NE-HVAC-airAC-SpltPkg-240to759kBtuh-11p5eer | DEER2017 | D17 v2 |  | Any | OfL | 1975 | CZ05 | cWtd | Cap-Tons | 725 | 175000 | None | 88.8 | 0.0631 | 0 | 88.8 | 0.0631 | 0 | 88.8 | 0.0631 | 0 | 88.8 | 0.0631 | 0 | DEER:HVAC_Split-Package_AC | Annual | 1719 | 88.84 | 0.06312 | 0 | 88.84 | 0.06312 | 0 | NE-HVAC-airAC-SpltPkg-240to759kBtuh-11p5eer_MZDEER2017AnyOfL1975CZ05cPVVG | 12650 | NE-HVAC-airAC-SpltPkg-240to759kBtuh-11p5eer_SZDEER2017AnyOfL1975CZ05cDXGF | 12649 |  | 95.1 | 0.0577 | 0 | 63.8 | 0.0848 | 0 | 95.1 | 0.0577 | 0 | 63.8 | 0.0848 | 0 | 769 | 175000 | 549 | 175000
NE-HVAC-airAC-SpltPkg-240to759kBtuh-11p5eer | DEER2017 | D17 v2 |  | Any | OfL | 1975 | CZ06 | cWtd | Cap-Tons | 791.4 | 175000 | None | 131 | 0.0792 | 0 | 131 | 0.0792 | 0 | 131 | 0.0792 | 0 | 131 | 0.0792 | 0 | DEER:HVAC_Split-Package_AC | Annual | 1719 | 130.6 | 0.07916 | 0 | 130.6 | 0.07916 | 0 | NE-HVAC-airAC-SpltPkg-240to759kBtuh-11p5eer_MZDEER2017AnyOfL1975CZ06cPVVG | 12652 | NE-HVAC-airAC-SpltPkg-240to759kBtuh-11p5eer_SZDEER2017AnyOfL1975CZ06cDXGF | 12651 |  | 136 | 0.0732 | 0 | 109 | 0.103 | 0 | 136 | 0.0732 | 0 | 109 | 0.103 | 0 | 836 | 175000 | 613 | 175000
NE-HVAC-airAC-SpltPkg-240to759kBtuh-11p5eer | DEER2017 | D17 v2 |  | Any | OfL | 1975 | CZ07 | cWtd | Cap-Tons | 738 | 175000 | None | 131 | 0.0754 | 0 | 131 | 0.0754 | 0 | 131 | 0.0754 | 0 | 131 | 0.0754 | 0 | DEER:HVAC_Split-Package_AC | Annual | 1719 | 130.8 | 0.07544 | 0 | 130.8 | 0.07544 | 0 | NE-HVAC-airAC-SpltPkg-240to759kBtuh-11p5eer_MZDEER2017AnyOfL1975CZ07cPVVG | 12654 | NE-HVAC-airAC-SpltPkg-240to759kBtuh-11p5eer_SZDEER2017AnyOfL1975CZ07cDXGF | 12653 |  | 137 | 0.0697 | 0 | 106 | 0.0984 | 0 | 137 | 0.0697 | 0 | 106 | 0.0984 | 0 | 782 | 175000 | 562 | 175000
NE-HVAC-airAC-SpltPkg-240to759kBtuh-11p5eer | DEER2017 | D17 v2 |  | Any | OfL | 1975 | CZ08 | cWtd | Cap-Tons | 827.4 | 175000 | None | 138 | 0.0895 | 0 | 138 | 0.0895 | 0 | 138 | 0.0895 | 0 | 138 | 0.0895 | 0 | DEER:HVAC_Split-Package_AC | Annual | 1719 | 138 | 0.08952 | 0 | 138 | 0.08952 | 0 | NE-HVAC-airAC-SpltPkg-240to759kBtuh-11p5eer_MZDEER2017AnyOfL1975CZ08cPVVG | 12656 | NE-HVAC-airAC-SpltPkg-240to759kBtuh-11p5eer_SZDEER2017AnyOfL1975CZ08cDXGF | 12655 |  | 143 | 0.0834 | 0 | 118 | 0.114 | 0 | 143 | 0.0834 | 0 | 118 | 0.114 | 0 | 873 | 175000 | 645 | 175000
NE-HVAC-airAC-SpltPkg-240to759kBtuh-11p5eer | DEER2017 | D17 v2 |  | Any | OfL | 1975 | CZ09 | cWtd | Cap-Tons | 978.6 | 175000 | None | 128 | 0.103 | 0 | 128 | 0.103 | 0 | 128 | 0.103 | 0 | 128 | 0.103 | 0 | DEER:HVAC_Split-Package_AC | Annual | 1719 | 127.7 | 0.1034 | 0 | 127.7 | 0.1034 | 0 | NE-HVAC-airAC-SpltPkg-240to759kBtuh-11p5eer_MZDEER2017AnyOfL1975CZ09cPVVG | 12658 | NE-HVAC-airAC-SpltPkg-240to759kBtuh-11p5eer_SZDEER2017AnyOfL1975CZ09cDXGF | 12657 |  | 135 | 0.0965 | 0 | 98.5 | 0.131 | 0 | 135 | 0.0965 | 0 | 98.5 | 0.131 | 0 | 1030 | 175000 | 773 | 175000
NE-HVAC-airAC-SpltPkg-240to759kBtuh-11p5eer | DEER2017 | D17 v2 |  | Any | OfL | 1975 | CZ10 | cWtd | Cap-Tons | 946.6 | 175000 | None | 137 | 0.113 | 0 | 137 | 0.113 | 0 | 137 | 0.113 | 0 | 137 | 0.113 | 0 | DEER:HVAC_Split-Package_AC | Annual | 1719 | 137.4 | 0.1132 | 0 | 137.4 | 0.1132 | 0 | NE-HVAC-airAC-SpltPkg-240to759kBtuh-11p5eer_MZDEER2017AnyOfL1975CZ10cPVVG | 12660 | NE-HVAC-airAC-SpltPkg-240to759kBtuh-11p5eer_SZDEER2017AnyOfL1975CZ10cDXGF | 12659 |  | 143 | 0.105 | 0 | 115 | 0.146 | 0 | 143 | 0.105 | 0 | 115 | 0.146 | 0 | 997 | 175000 | 745 | 175000
NE-HVAC-airAC-SpltPkg-240to759kBtuh-11p5eer | DEER2017 | D17 v2 |  | Any | OfL | 1975 | CZ11 | cWtd | Cap-Tons | 914 | 175000 | None | 135 | 0.105 | 0 | 135 | 0.105 | 0 | 135 | 0.105 | 0 | 135 | 0.105 | 0 | DEER:HVAC_Split-Package_AC | Annual | 1719 | 134.8 | 0.10476 | 0 | 134.8 | 0.10476 | 0 | NE-HVAC-airAC-SpltPkg-240to759kBtuh-11p5eer_MZDEER2017AnyOfL1975CZ11cPVVG | 12662 | NE-HVAC-airAC-SpltPkg-240to759kBtuh-11p5eer_SZDEER2017AnyOfL1975CZ11cDXGF | 12661 |  | 139 | 0.0987 | 0 | 118 | 0.129 | 0 | 139 | 0.0987 | 0 | 118 | 0.129 | 0 | 963 | 175000 | 718 | 175000
NE-HVAC-airAC-SpltPkg-240to759kBtuh-11p5eer | DEER2017 | D17 v2 |  | Any | OfL | 1975 | CZ12 | cWtd | Cap-Tons | 845.6 | 175000 | None | 121 | 0.104 | 0 | 121 | 0.104 | 0 | 121 | 0.104 | 0 | 121 | 0.104 | 0 | DEER:HVAC_Split-Package_AC | Annual | 1719 | 120.6 | 0.10448 | 0 | 120.6 | 0.10448 | 0 | NE-HVAC-airAC-SpltPkg-240to759kBtuh-11p5eer_MZDEER2017AnyOfL1975CZ12cPVVG | 12664 | NE-HVAC-airAC-SpltPkg-240to759kBtuh-11p5eer_SZDEER2017AnyOfL1975CZ12cDXGF | 12663 |  | 124 | 0.0981 | 0 | 107 | 0.13 | 0 | 124 | 0.0981 | 0 | 107 | 0.13 | 0 | 895 | 175000 | 648 | 175000
NE-HVAC-airAC-SpltPkg-240to759kBtuh-11p5eer | DEER2017 | D17 v2 |  | Any | OfL | 1975 | CZ13 | cWtd | Cap-Tons | 903 | 175000 | None | 135 | 0.0997 | 0 | 135 | 0.0997 | 0 | 135 | 0.0997 | 0 | 135 | 0.0997 | 0 | DEER:HVAC_Split-Package_AC | Annual | 1719 | 135 | 0.09968 | 0 | 135 | 0.09968 | 0 | NE-HVAC-airAC-SpltPkg-240to759kBtuh-11p5eer_MZDEER2017AnyOfL1975CZ13cPVVG | 12666 | NE-HVAC-airAC-SpltPkg-240to759kBtuh-11p5eer_SZDEER2017AnyOfL1975CZ13cDXGF | 12665 |  | 137 | 0.0926 | 0 | 127 | 0.128 | 0 | 137 | 0.0926 | 0 | 127 | 0.128 | 0 | 954 | 175000 | 699 | 175000
NE-HVAC-airAC-SpltPkg-240to759kBtuh-11p5eer | DEER2017 | D17 v2 |  | Any | OfL | 1975 | CZ14 | cWtd | Cap-Tons | 1015 | 175000 | None | 131 | 0.0963 | 0 | 131 | 0.0963 | 0 | 131 | 0.0963 | 0 | 131 | 0.0963 | 0 | DEER:HVAC_Split-Package_AC | Annual | 1719 | 131 | 0.09632 | 0 | 131 | 0.09632 | 0 | NE-HVAC-airAC-SpltPkg-240to759kBtuh-11p5eer_MZDEER2017AnyOfL1975CZ14cPVVG | 12668 | NE-HVAC-airAC-SpltPkg-240to759kBtuh-11p5eer_SZDEER2017AnyOfL1975CZ14cDXGF | 12667 |  | 136 | 0.0889 | 0 | 111 | 0.126 | 0 | 136 | 0.0889 | 0 | 111 | 0.126 | 0 | 1070 | 175000 | 795 | 175000
NE-HVAC-airAC-SpltPkg-240to759kBtuh-11p5eer | DEER2017 | D17 v2 |  | Any | OfL | 1975 | CZ15 | cWtd | Cap-Tons | 1046.2 | 175000 | None | 207 | 0.109 | 0 | 207 | 0.109 | 0 | 207 | 0.109 | 0 | 207 | 0.109 | 0 | DEER:HVAC_Split-Package_AC | Annual | 1719 | 206.6 | 0.1086 | 0 | 206.6 | 0.1086 | 0 | NE-HVAC-airAC-SpltPkg-240to759kBtuh-11p5eer_MZDEER2017AnyOfL1975CZ15cPVVG | 12670 | NE-HVAC-airAC-SpltPkg-240to759kBtuh-11p5eer_SZDEER2017AnyOfL1975CZ15cDXGF | 12669 |  | 209 | 0.101 | 0 | 197 | 0.139 | 0 | 209 | 0.101 | 0 | 197 | 0.139 | 0 | 1100 | 175000 | 831 | 175000
NE-HVAC-airAC-SpltPkg-240to759kBtuh-11p5eer | DEER2017 | D17 v2 |  | Any | OfL | 1975 | CZ16 | cWtd | Cap-Tons | 719.8 | 175000 | None | 76.2 | 0.0741 | 0 | 76.2 | 0.0741 | 0 | 76.2 | 0.0741 | 0 | 76.2 | 0.0741 | 0 | DEER:HVAC_Split-Package_AC | Annual | 1719 | 76.24 | 0.07414 | 0 | 76.24 | 0.07414 | 0 | NE-HVAC-airAC-SpltPkg-240to759kBtuh-11p5eer_MZDEER2017AnyOfL1975CZ16cPVVG | 12672 | NE-HVAC-airAC-SpltPkg-240to759kBtuh-11p5eer_SZDEER2017AnyOfL1975CZ16cDXGF | 12671 |  | 78.8 | 0.0685 | 0 | 66 | 0.0967 | 0 | 78.8 | 0.0685 | 0 | 66 | 0.0967 | 0 | 764 | 175000 | 543 | 175000
NE-HVAC-airAC-SpltPkg-240to759kBtuh-11p5eer | DEER2017 | D17 v2 |  | Any | OfL | 1985 | CZ01 | cWtd | Cap-Tons | 625.4 | 175000 | None | 22.7 | 0.0482 | 0 | 22.7 | 0.0482 | 0 | 22.7 | 0.0482 | 0 | 22.7 | 0.0482 | 0 | DEER:HVAC_Split-Package_AC | Annual | 1719 | 22.72 | 0.04822 | 0 | 22.72 | 0.04822 | 0 | NE-HVAC-airAC-SpltPkg-240to759kBtuh-11p5eer_MZDEER2017AnyOfL1985CZ01cPVVG | 34002 | NE-HVAC-airAC-SpltPkg-240to759kBtuh-11p5eer_SZDEER2017AnyOfL1985CZ01cDXGF | 34001 |  | 23.9 | 0.0465 | 0 | 18 | 0.0551 | 0 | 23.9 | 0.0465 | 0 | 18 | 0.0551 | 0 | 660 | 175000 | 487 | 175000
NE-HVAC-airAC-SpltPkg-240to759kBtuh-11p5eer | DEER2017 | D17 v2 |  | Any | OfL | 1985 | CZ02 | cWtd | Cap-Tons | 741.2 | 175000 | None | 97.5 | 0.113 | 0 | 97.5 | 0.113 | 0 | 97.5 | 0.113 | 0 | 97.5 | 0.113 | 0 | DEER:HVAC_Split-Package_AC | Annual | 1719 | 97.54 | 0.1134 | 0 | 97.54 | 0.1134 | 0 | NE-HVAC-airAC-SpltPkg-240to759kBtuh-11p5eer_MZDEER2017AnyOfL1985CZ02cPVVG | 34004 | NE-HVAC-airAC-SpltPkg-240to759kBtuh-11p5eer_SZDEER2017AnyOfL1985CZ02cDXGF | 34003 |  | 102 | 0.11 | 0 | 79.7 | 0.127 | 0 | 102 | 0.11 | 0 | 79.7 | 0.127 | 0 | 774 | 175000 | 610 | 175000
NE-HVAC-airAC-SpltPkg-240to759kBtuh-11p5eer | DEER2017 | D17 v2 |  | Any | OfL | 1985 | CZ03 | cWtd | Cap-Tons | 669 | 175000 | None | 73.7 | 0.0828 | 0 | 73.7 | 0.0828 | 0 | 73.7 | 0.0828 | 0 | 73.7 | 0.0828 | 0 | DEER:HVAC_Split-Package_AC | Annual | 1719 | 73.66 | 0.08284 | 0 | 73.66 | 0.08284 | 0 | NE-HVAC-airAC-SpltPkg-240to759kBtuh-11p5eer_MZDEER2017AnyOfL1985CZ03cPVVG | 34006 | NE-HVAC-airAC-SpltPkg-240to759kBtuh-11p5eer_SZDEER2017AnyOfL1985CZ03cDXGF | 34005 |  | 77.5 | 0.0786 | 0 | 58.3 | 0.0998 | 0 | 77.5 | 0.0786 | 0 | 58.3 | 0.0998 | 0 | 704 | 175000 | 529 | 175000
NE-HVAC-airAC-SpltPkg-240to759kBtuh-11p5eer | DEER2017 | D17 v2 |  | Any | OfL | 1985 | CZ04 | cWtd | Cap-Tons | 741 | 175000 | None | 111 | 0.108 | 0 | 111 | 0.108 | 0 | 111 | 0.108 | 0 | 111 | 0.108 | 0 | DEER:HVAC_Split-Package_AC | Annual | 1719 | 110.52 | 0.108 | 0 | 110.52 | 0.108 | 0 | NE-HVAC-airAC-SpltPkg-240to759kBtuh-11p5eer_MZDEER2017AnyOfL1985CZ04cPVVG | 34008 | NE-HVAC-airAC-SpltPkg-240to759kBtuh-11p5eer_SZDEER2017AnyOfL1985CZ04cDXGF | 34007 |  | 115 | 0.103 | 0 | 92.6 | 0.128 | 0 | 115 | 0.103 | 0 | 92.6 | 0.128 | 0 | 777 | 175000 | 597 | 175000
NE-HVAC-airAC-SpltPkg-240to759kBtuh-11p5eer | DEER2017 | D17 v2 |  | Any | OfL | 1985 | CZ05 | cWtd | Cap-Tons | 641.4 | 175000 | None | 84.1 | 0.0729 | 0 | 84.1 | 0.0729 | 0 | 84.1 | 0.0729 | 0 | 84.1 | 0.0729 | 0 | DEER:HVAC_Split-Package_AC | Annual | 1719 | 84.06 | 0.07294 | 0 | 84.06 | 0.07294 | 0 | NE-HVAC-airAC-SpltPkg-240to759kBtuh-11p5eer_MZDEER2017AnyOfL1985CZ05cPVVG | 34010 | NE-HVAC-airAC-SpltPkg-240to759kBtuh-11p5eer_SZDEER2017AnyOfL1985CZ05cDXGF | 34009 |  | 88.1 | 0.0694 | 0 | 67.9 | 0.0871 | 0 | 88.1 | 0.0694 | 0 | 67.9 | 0.0871 | 0 | 673 | 175000 | 515 | 175000
NE-HVAC-airAC-SpltPkg-240to759kBtuh-11p5eer | DEER2017 | D17 v2 |  | Any | OfL | 1985 | CZ06 | cWtd | Cap-Tons | 703.2 | 175000 | None | 131 | 0.091 | 0 | 131 | 0.091 | 0 | 131 | 0.091 | 0 | 131 | 0.091 | 0 | DEER:HVAC_Split-Package_AC | Annual | 1719 | 131 | 0.09096 | 0 | 131 | 0.09096 | 0 | NE-HVAC-airAC-SpltPkg-240to759kBtuh-11p5eer_MZDEER2017AnyOfL1985CZ06cPVVG | 34012 | NE-HVAC-airAC-SpltPkg-240to759kBtuh-11p5eer_SZDEER2017AnyOfL1985CZ06cDXGF | 34011 |  | 135 | 0.0872 | 0 | 115 | 0.106 | 0 | 135 | 0.0872 | 0 | 115 | 0.106 | 0 | 735 | 175000 | 576 | 175000
NE-HVAC-airAC-SpltPkg-240to759kBtuh-11p5eer | DEER2017 | D17 v2 |  | Any | OfL | 1985 | CZ07 | cWtd | Cap-Tons | 653.4 | 175000 | None | 127 | 0.0867 | 0 | 127 | 0.0867 | 0 | 127 | 0.0867 | 0 | 127 | 0.0867 | 0 | DEER:HVAC_Split-Package_AC | Annual | 1719 | 127 | 0.08672 | 0 | 127 | 0.08672 | 0 | NE-HVAC-airAC-SpltPkg-240to759kBtuh-11p5eer_MZDEER2017AnyOfL1985CZ07cPVVG | 34014 | NE-HVAC-airAC-SpltPkg-240to759kBtuh-11p5eer_SZDEER2017AnyOfL1985CZ07cDXGF | 34013 |  | 131 | 0.0834 | 0 | 111 | 0.1 | 0 | 131 | 0.0834 | 0 | 111 | 0.1 | 0 | 685 | 175000 | 527 | 175000
NE-HVAC-airAC-SpltPkg-240to759kBtuh-11p5eer | DEER2017 | D17 v2 |  | Any | OfL | 1985 | CZ08 | cWtd | Cap-Tons | 735.8 | 175000 | None | 140 | 0.104 | 0 | 140 | 0.104 | 0 | 140 | 0.104 | 0 | 140 | 0.104 | 0 | DEER:HVAC_Split-Package_AC | Annual | 1719 | 139.8 | 0.104 | 0 | 139.8 | 0.104 | 0 | NE-HVAC-airAC-SpltPkg-240to759kBtuh-11p5eer_MZDEER2017AnyOfL1985CZ08cPVVG | 34016 | NE-HVAC-airAC-SpltPkg-240to759kBtuh-11p5eer_SZDEER2017AnyOfL1985CZ08cDXGF | 34015 |  | 144 | 0.101 | 0 | 123 | 0.116 | 0 | 144 | 0.101 | 0 | 123 | 0.116 | 0 | 768 | 175000 | 607 | 175000
NE-HVAC-airAC-SpltPkg-240to759kBtuh-11p5eer | DEER2017 | D17 v2 |  | Any | OfL | 1985 | CZ09 | cWtd | Cap-Tons | 875.6 | 175000 | None | 127 | 0.117 | 0 | 127 | 0.117 | 0 | 127 | 0.117 | 0 | 127 | 0.117 | 0 | DEER:HVAC_Split-Package_AC | Annual | 1719 | 126.8 | 0.117 | 0 | 126.8 | 0.117 | 0 | NE-HVAC-airAC-SpltPkg-240to759kBtuh-11p5eer_MZDEER2017AnyOfL1985CZ09cPVVG | 34018 | NE-HVAC-airAC-SpltPkg-240to759kBtuh-11p5eer_SZDEER2017AnyOfL1985CZ09cDXGF | 34017 |  | 133 | 0.113 | 0 | 102 | 0.133 | 0 | 133 | 0.113 | 0 | 102 | 0.133 | 0 | 912 | 175000 | 730 | 175000
NE-HVAC-airAC-SpltPkg-240to759kBtuh-11p5eer | DEER2017 | D17 v2 |  | Any | OfL | 1985 | CZ10 | cWtd | Cap-Tons | 847.6 | 175000 | None | 141 | 0.13 | 0 | 141 | 0.13 | 0 | 141 | 0.13 | 0 | 141 | 0.13 | 0 | DEER:HVAC_Split-Package_AC | Annual | 1719 | 140.8 | 0.1298 | 0 | 140.8 | 0.1298 | 0 | NE-HVAC-airAC-SpltPkg-240to759kBtuh-11p5eer_MZDEER2017AnyOfL1985CZ10cPVVG | 34020 | NE-HVAC-airAC-SpltPkg-240to759kBtuh-11p5eer_SZDEER2017AnyOfL1985CZ10cDXGF | 34019 |  | 146 | 0.125 | 0 | 120 | 0.149 | 0 | 146 | 0.125 | 0 | 120 | 0.149 | 0 | 884 | 175000 | 702 | 175000
NE-HVAC-airAC-SpltPkg-240to759kBtuh-11p5eer | DEER2017 | D17 v2 |  | Any | OfL | 1985 | CZ11 | cWtd | Cap-Tons | 814.4 | 175000 | None | 137 | 0.114 | 0 | 137 | 0.114 | 0 | 137 | 0.114 | 0 | 137 | 0.114 | 0 | DEER:HVAC_Split-Package_AC | Annual | 1719 | 137.2 | 0.1142 | 0 | 137.2 | 0.1142 | 0 | NE-HVAC-airAC-SpltPkg-240to759kBtuh-11p5eer_MZDEER2017AnyOfL1985CZ11cPVVG | 34022 | NE-HVAC-airAC-SpltPkg-240to759kBtuh-11p5eer_SZDEER2017AnyOfL1985CZ11cDXGF | 34021 |  | 141 | 0.11 | 0 | 122 | 0.131 | 0 | 141 | 0.11 | 0 | 122 | 0.131 | 0 | 849 | 175000 | 676 | 175000
NE-HVAC-airAC-SpltPkg-240to759kBtuh-11p5eer | DEER2017 | D17 v2 |  | Any | OfL | 1985 | CZ12 | cWtd | Cap-Tons | 753 | 175000 | None | 122 | 0.119 | 0 | 122 | 0.119 | 0 | 122 | 0.119 | 0 | 122 | 0.119 | 0 | DEER:HVAC_Split-Package_AC | Annual | 1719 | 122.4 | 0.1186 | 0 | 122.4 | 0.1186 | 0 | NE-HVAC-airAC-SpltPkg-240to759kBtuh-11p5eer_MZDEER2017AnyOfL1985CZ12cPVVG | 34024 | NE-HVAC-airAC-SpltPkg-240to759kBtuh-11p5eer_SZDEER2017AnyOfL1985CZ12cDXGF | 34023 |  | 125 | 0.115 | 0 | 112 | 0.133 | 0 | 125 | 0.115 | 0 | 112 | 0.133 | 0 | 789 | 175000 | 609 | 175000
NE-HVAC-airAC-SpltPkg-240to759kBtuh-11p5eer | DEER2017 | D17 v2 |  | Any | OfL | 1985 | CZ13 | cWtd | Cap-Tons | 807 | 175000 | None | 140 | 0.114 | 0 | 140 | 0.114 | 0 | 140 | 0.114 | 0 | 140 | 0.114 | 0 | DEER:HVAC_Split-Package_AC | Annual | 1719 | 139.8 | 0.1142 | 0 | 139.8 | 0.1142 | 0 | NE-HVAC-airAC-SpltPkg-240to759kBtuh-11p5eer_MZDEER2017AnyOfL1985CZ13cPVVG | 34026 | NE-HVAC-airAC-SpltPkg-240to759kBtuh-11p5eer_SZDEER2017AnyOfL1985CZ13cDXGF | 34025 |  | 142 | 0.11 | 0 | 131 | 0.131 | 0 | 142 | 0.11 | 0 | 131 | 0.131 | 0 | 844 | 175000 | 659 | 175000
NE-HVAC-airAC-SpltPkg-240to759kBtuh-11p5eer | DEER2017 | D17 v2 |  | Any | OfL | 1985 | CZ14 | cWtd | Cap-Tons | 749 | 175000 | None | 148 | 0.124 | 0 | 148 | 0.124 | 0 | 148 | 0.124 | 0 | 148 | 0.124 | 0 | DEER:HVAC_Split-Package_AC | Annual | 1719 | 148 | 0.1236 | 0 | 148 | 0.1236 | 0 | NE-HVAC-airAC-SpltPkg-240to759kBtuh-11p5eer_MZDEER2017AnyOfL1985CZ14cPVVG | 34028 | NE-HVAC-airAC-SpltPkg-240to759kBtuh-11p5eer_SZDEER2017AnyOfL1985CZ14cDXGF | 34027 |  | 150 | 0.12 | 0 | 140 | 0.138 | 0 | 150 | 0.12 | 0 | 140 | 0.138 | 0 | 781 | 175000 | 621 | 175000
NE-HVAC-airAC-SpltPkg-240to759kBtuh-11p5eer | DEER2017 | D17 v2 |  | Any | OfL | 1985 | CZ15 | cWtd | Cap-Tons | 904.4 | 175000 | None | 216 | 0.123 | 0 | 216 | 0.123 | 0 | 216 | 0.123 | 0 | 216 | 0.123 | 0 | DEER:HVAC_Split-Package_AC | Annual | 1719 | 216.2 | 0.123 | 0 | 216.2 | 0.123 | 0 | NE-HVAC-airAC-SpltPkg-240to759kBtuh-11p5eer_MZDEER2017AnyOfL1985CZ15cPVVG | 34030 | NE-HVAC-airAC-SpltPkg-240to759kBtuh-11p5eer_SZDEER2017AnyOfL1985CZ15cDXGF | 34029 |  | 219 | 0.118 | 0 | 205 | 0.143 | 0 | 219 | 0.118 | 0 | 205 | 0.143 | 0 | 942 | 175000 | 754 | 175000
NE-HVAC-airAC-SpltPkg-240to759kBtuh-11p5eer | DEER2017 | D17 v2 |  | Any | OfL | 1985 | CZ16 | cWtd | Cap-Tons | 620.8 | 175000 | None | 77.4 | 0.0844 | 0 | 77.4 | 0.0844 | 0 | 77.4 | 0.0844 | 0 | 77.4 | 0.0844 | 0 | DEER:HVAC_Split-Package_AC | Annual | 1719 | 77.36 | 0.0844 | 0 | 77.36 | 0.0844 | 0 | NE-HVAC-airAC-SpltPkg-240to759kBtuh-11p5eer_MZDEER2017AnyOfL1985CZ16cPVVG | 34032 | NE-HVAC-airAC-SpltPkg-240to759kBtuh-11p5eer_SZDEER2017AnyOfL1985CZ16cDXGF | 34031 |  | 78.8 | 0.0805 | 0 | 71.6 | 0.1 | 0 | 78.8 | 0.0805 | 0 | 71.6 | 0.1 | 0 | 652 | 175000 | 496 | 175000
NE-HVAC-airAC-SpltPkg-240to759kBtuh-11p5eer | DEER2017 | D17 v2 |  | Any | OfL | 1996 | CZ01 | cWtd | Cap-Tons | 467.8 | 175000 | None | 26.7 | 0.0519 | 0 | 26.7 | 0.0519 | 0 | 26.7 | 0.0519 | 0 | 26.7 | 0.0519 | 0 | DEER:HVAC_Split-Package_AC | Annual | 1719 | 26.66 | 0.05192 | 0 | 26.66 | 0.05192 | 0 | NE-HVAC-airAC-SpltPkg-240to759kBtuh-11p5eer_MZDEER2017AnyOfL1996CZ01cPVVG | 55362 | NE-HVAC-airAC-SpltPkg-240to759kBtuh-11p5eer_SZDEER2017AnyOfL1996CZ01cDXGF | 55361 |  | 28.4 | 0.0496 | 0 | 19.7 | 0.0612 | 0 | 28.4 | 0.0496 | 0 | 19.7 | 0.0612 | 0 | 491 | 175000 | 375 | 175000
NE-HVAC-airAC-SpltPkg-240to759kBtuh-11p5eer | DEER2017 | D17 v2 |  | Any | OfL | 1996 | CZ02 | cWtd | Cap-Tons | 599.2 | 175000 | None | 103 | 0.125 | 0 | 103 | 0.125 | 0 | 103 | 0.125 | 0 | 103 | 0.125 | 0 | DEER:HVAC_Split-Package_AC | Annual | 1719 | 102.68 | 0.1248 | 0 | 102.68 | 0.1248 | 0 | NE-HVAC-airAC-SpltPkg-240to759kBtuh-11p5eer_MZDEER2017AnyOfL1996CZ02cPVVG | 55364 | NE-HVAC-airAC-SpltPkg-240to759kBtuh-11p5eer_SZDEER2017AnyOfL1996CZ02cDXGF | 55363 |  | 108 | 0.122 | 0 | 81.4 | 0.136 | 0 | 108 | 0.122 | 0 | 81.4 | 0.136 | 0 | 621 | 175000 | 512 | 175000
NE-HVAC-airAC-SpltPkg-240to759kBtuh-11p5eer | DEER2017 | D17 v2 |  | Any | OfL | 1996 | CZ03 | cWtd | Cap-Tons | 557.8 | 175000 | None | 76.2 | 0.0878 | 0 | 76.2 | 0.0878 | 0 | 76.2 | 0.0878 | 0 | 76.2 | 0.0878 | 0 | DEER:HVAC_Split-Package_AC | Annual | 1719 | 76.24 | 0.0878 | 0 | 76.24 | 0.0878 | 0 | NE-HVAC-airAC-SpltPkg-240to759kBtuh-11p5eer_MZDEER2017AnyOfL1996CZ03cPVVG | 55366 | NE-HVAC-airAC-SpltPkg-240to759kBtuh-11p5eer_SZDEER2017AnyOfL1996CZ03cDXGF | 55365 |  | 81.7 | 0.084 | 0 | 54.4 | 0.103 | 0 | 81.7 | 0.084 | 0 | 54.4 | 0.103 | 0 | 582 | 175000 | 461 | 175000
NE-HVAC-airAC-SpltPkg-240to759kBtuh-11p5eer | DEER2017 | D17 v2 |  | Any | OfL | 1996 | CZ04 | cWtd | Cap-Tons | 618.8 | 175000 | None | 114 | 0.115 | 0 | 114 | 0.115 | 0 | 114 | 0.115 | 0 | 114 | 0.115 | 0 | DEER:HVAC_Split-Package_AC | Annual | 1719 | 113.88 | 0.1146 | 0 | 113.88 | 0.1146 | 0 | NE-HVAC-airAC-SpltPkg-240to759kBtuh-11p5eer_MZDEER2017AnyOfL1996CZ04cPVVG | 55368 | NE-HVAC-airAC-SpltPkg-240to759kBtuh-11p5eer_SZDEER2017AnyOfL1996CZ04cDXGF | 55367 |  | 120 | 0.11 | 0 | 89.4 | 0.133 | 0 | 120 | 0.11 | 0 | 89.4 | 0.133 | 0 | 643 | 175000 | 522 | 175000
NE-HVAC-airAC-SpltPkg-240to759kBtuh-11p5eer | DEER2017 | D17 v2 |  | Any | OfL | 1996 | CZ05 | cWtd | Cap-Tons | 506.2 | 175000 | None | 89 | 0.0795 | 0 | 89 | 0.0795 | 0 | 89 | 0.0795 | 0 | 89 | 0.0795 | 0 | DEER:HVAC_Split-Package_AC | Annual | 1719 | 89.04 | 0.0795 | 0 | 89.04 | 0.0795 | 0 | NE-HVAC-airAC-SpltPkg-240to759kBtuh-11p5eer_MZDEER2017AnyOfL1996CZ05cPVVG | 55370 | NE-HVAC-airAC-SpltPkg-240to759kBtuh-11p5eer_SZDEER2017AnyOfL1996CZ05cDXGF | 55369 |  | 93.7 | 0.0765 | 0 | 70.4 | 0.0915 | 0 | 93.7 | 0.0765 | 0 | 70.4 | 0.0915 | 0 | 527 | 175000 | 423 | 175000
NE-HVAC-airAC-SpltPkg-240to759kBtuh-11p5eer | DEER2017 | D17 v2 |  | Any | OfL | 1996 | CZ06 | cWtd | Cap-Tons | 564.8 | 175000 | None | 137 | 0.0999 | 0 | 137 | 0.0999 | 0 | 137 | 0.0999 | 0 | 137 | 0.0999 | 0 | DEER:HVAC_Split-Package_AC | Annual | 1719 | 137.2 | 0.09988 | 0 | 137.2 | 0.09988 | 0 | NE-HVAC-airAC-SpltPkg-240to759kBtuh-11p5eer_MZDEER2017AnyOfL1996CZ06cPVVG | 55372 | NE-HVAC-airAC-SpltPkg-240to759kBtuh-11p5eer_SZDEER2017AnyOfL1996CZ06cDXGF | 55371 |  | 142 | 0.0966 | 0 | 118 | 0.113 | 0 | 142 | 0.0966 | 0 | 118 | 0.113 | 0 | 586 | 175000 | 480 | 175000
NE-HVAC-airAC-SpltPkg-240to759kBtuh-11p5eer | DEER2017 | D17 v2 |  | Any | OfL | 1996 | CZ07 | cWtd | Cap-Tons | 517.8 | 175000 | None | 135 | 0.0963 | 0 | 135 | 0.0963 | 0 | 135 | 0.0963 | 0 | 135 | 0.0963 | 0 | DEER:HVAC_Split-Package_AC | Annual | 1719 | 135.4 | 0.09628 | 0 | 135.4 | 0.09628 | 0 | NE-HVAC-airAC-SpltPkg-240to759kBtuh-11p5eer_MZDEER2017AnyOfL1996CZ07cPVVG | 55374 | NE-HVAC-airAC-SpltPkg-240to759kBtuh-11p5eer_SZDEER2017AnyOfL1996CZ07cDXGF | 55373 |  | 140 | 0.0936 | 0 | 117 | 0.107 | 0 | 140 | 0.0936 | 0 | 117 | 0.107 | 0 | 539 | 175000 | 433 | 175000
NE-HVAC-airAC-SpltPkg-240to759kBtuh-11p5eer | DEER2017 | D17 v2 |  | Any | OfL | 1996 | CZ08 | cWtd | Cap-Tons | 593.4 | 175000 | None | 145 | 0.114 | 0 | 145 | 0.114 | 0 | 145 | 0.114 | 0 | 145 | 0.114 | 0 | DEER:HVAC_Split-Package_AC | Annual | 1719 | 145.4 | 0.114 | 0 | 145.4 | 0.114 | 0 | NE-HVAC-airAC-SpltPkg-240to759kBtuh-11p5eer_MZDEER2017AnyOfL1996CZ08cPVVG | 55376 | NE-HVAC-airAC-SpltPkg-240to759kBtuh-11p5eer_SZDEER2017AnyOfL1996CZ08cDXGF | 55375 |  | 150 | 0.111 | 0 | 127 | 0.126 | 0 | 150 | 0.111 | 0 | 127 | 0.126 | 0 | 615 | 175000 | 507 | 175000
NE-HVAC-airAC-SpltPkg-240to759kBtuh-11p5eer | DEER2017 | D17 v2 |  | Any | OfL | 1996 | CZ09 | cWtd | Cap-Tons | 736.6 | 175000 | None | 129 | 0.126 | 0 | 129 | 0.126 | 0 | 129 | 0.126 | 0 | 129 | 0.126 | 0 | DEER:HVAC_Split-Package_AC | Annual | 1719 | 129 | 0.1256 | 0 | 129 | 0.1256 | 0 | NE-HVAC-airAC-SpltPkg-240to759kBtuh-11p5eer_MZDEER2017AnyOfL1996CZ09cPVVG | 55378 | NE-HVAC-airAC-SpltPkg-240to759kBtuh-11p5eer_SZDEER2017AnyOfL1996CZ09cDXGF | 55377 |  | 136 | 0.121 | 0 | 101 | 0.144 | 0 | 136 | 0.121 | 0 | 101 | 0.144 | 0 | 762 | 175000 | 635 | 175000
NE-HVAC-airAC-SpltPkg-240to759kBtuh-11p5eer | DEER2017 | D17 v2 |  | Any | OfL | 1996 | CZ10 | cWtd | Cap-Tons | 695.6 | 175000 | None | 145 | 0.142 | 0 | 145 | 0.142 | 0 | 145 | 0.142 | 0 | 145 | 0.142 | 0 | DEER:HVAC_Split-Package_AC | Annual | 1719 | 145.4 | 0.1422 | 0 | 145.4 | 0.1422 | 0 | NE-HVAC-airAC-SpltPkg-240to759kBtuh-11p5eer_MZDEER2017AnyOfL1996CZ10cPVVG | 55380 | NE-HVAC-airAC-SpltPkg-240to759kBtuh-11p5eer_SZDEER2017AnyOfL1996CZ10cDXGF | 55379 |  | 151 | 0.137 | 0 | 123 | 0.163 | 0 | 151 | 0.137 | 0 | 123 | 0.163 | 0 | 720 | 175000 | 598 | 175000
NE-HVAC-airAC-SpltPkg-240to759kBtuh-11p5eer | DEER2017 | D17 v2 |  | Any | OfL | 1996 | CZ11 | cWtd | Cap-Tons | 631.6 | 175000 | None | 140 | 0.13 | 0 | 140 | 0.13 | 0 | 140 | 0.13 | 0 | 140 | 0.13 | 0 | DEER:HVAC_Split-Package_AC | Annual | 1719 | 140 | 0.1298 | 0 | 140 | 0.1298 | 0 | NE-HVAC-airAC-SpltPkg-240to759kBtuh-11p5eer_MZDEER2017AnyOfL1996CZ11cPVVG | 55382 | NE-HVAC-airAC-SpltPkg-240to759kBtuh-11p5eer_SZDEER2017AnyOfL1996CZ11cDXGF | 55381 |  | 144 | 0.125 | 0 | 124 | 0.149 | 0 | 144 | 0.125 | 0 | 124 | 0.149 | 0 | 654 | 175000 | 542 | 175000
NE-HVAC-airAC-SpltPkg-240to759kBtuh-11p5eer | DEER2017 | D17 v2 |  | Any | OfL | 1996 | CZ12 | cWtd | Cap-Tons | 623.4 | 175000 | None | 118 | 0.126 | 0 | 118 | 0.126 | 0 | 118 | 0.126 | 0 | 118 | 0.126 | 0 | DEER:HVAC_Split-Package_AC | Annual | 1719 | 117.8 | 0.1258 | 0 | 117.8 | 0.1258 | 0 | NE-HVAC-airAC-SpltPkg-240to759kBtuh-11p5eer_MZDEER2017AnyOfL1996CZ12cPVVG | 55384 | NE-HVAC-airAC-SpltPkg-240to759kBtuh-11p5eer_SZDEER2017AnyOfL1996CZ12cDXGF | 55383 |  | 122 | 0.121 | 0 | 101 | 0.145 | 0 | 122 | 0.121 | 0 | 101 | 0.145 | 0 | 647 | 175000 | 529 | 175000
NE-HVAC-airAC-SpltPkg-240to759kBtuh-11p5eer | DEER2017 | D17 v2 |  | Any | OfL | 1996 | CZ13 | cWtd | Cap-Tons | 641.4 | 175000 | None | 141 | 0.126 | 0 | 141 | 0.126 | 0 | 141 | 0.126 | 0 | 141 | 0.126 | 0 | DEER:HVAC_Split-Package_AC | Annual | 1719 | 141.2 | 0.1256 | 0 | 141.2 | 0.1256 | 0 | NE-HVAC-airAC-SpltPkg-240to759kBtuh-11p5eer_MZDEER2017AnyOfL1996CZ13cPVVG | 55386 | NE-HVAC-airAC-SpltPkg-240to759kBtuh-11p5eer_SZDEER2017AnyOfL1996CZ13cDXGF | 55385 |  | 144 | 0.121 | 0 | 130 | 0.144 | 0 | 144 | 0.121 | 0 | 130 | 0.144 | 0 | 665 | 175000 | 547 | 175000
NE-HVAC-airAC-SpltPkg-240to759kBtuh-11p5eer | DEER2017 | D17 v2 |  | Any | OfL | 1996 | CZ14 | cWtd | Cap-Tons | 690.2 | 175000 | None | 135 | 0.119 | 0 | 135 | 0.119 | 0 | 135 | 0.119 | 0 | 135 | 0.119 | 0 | DEER:HVAC_Split-Package_AC | Annual | 1719 | 135 | 0.1194 | 0 | 135 | 0.1194 | 0 | NE-HVAC-airAC-SpltPkg-240to759kBtuh-11p5eer_MZDEER2017AnyOfL1996CZ14cPVVG | 55388 | NE-HVAC-airAC-SpltPkg-240to759kBtuh-11p5eer_SZDEER2017AnyOfL1996CZ14cDXGF | 55387 |  | 139 | 0.114 | 0 | 119 | 0.141 | 0 | 139 | 0.114 | 0 | 119 | 0.141 | 0 | 716 | 175000 | 587 | 175000
NE-HVAC-airAC-SpltPkg-240to759kBtuh-11p5eer | DEER2017 | D17 v2 |  | Any | OfL | 1996 | CZ15 | cWtd | Cap-Tons | 697.8 | 175000 | None | 226 | 0.139 | 0 | 226 | 0.139 | 0 | 226 | 0.139 | 0 | 226 | 0.139 | 0 | DEER:HVAC_Split-Package_AC | Annual | 1719 | 226 | 0.1388 | 0 | 226 | 0.1388 | 0 | NE-HVAC-airAC-SpltPkg-240to759kBtuh-11p5eer_MZDEER2017AnyOfL1996CZ15cPVVG | 55390 | NE-HVAC-airAC-SpltPkg-240to759kBtuh-11p5eer_SZDEER2017AnyOfL1996CZ15cDXGF | 55389 |  | 228 | 0.133 | 0 | 218 | 0.162 | 0 | 228 | 0.133 | 0 | 218 | 0.162 | 0 | 722 | 175000 | 601 | 175000
NE-HVAC-airAC-SpltPkg-240to759kBtuh-11p5eer | DEER2017 | D17 v2 |  | Any | OfL | 1996 | CZ16 | cWtd | Cap-Tons | 458.2 | 175000 | None | 80.4 | 0.098 | 0 | 80.4 | 0.098 | 0 | 80.4 | 0.098 | 0 | 80.4 | 0.098 | 0 | DEER:HVAC_Split-Package_AC | Annual | 1719 | 80.44 | 0.09796 | 0 | 80.44 | 0.09796 | 0 | NE-HVAC-airAC-SpltPkg-240to759kBtuh-11p5eer_MZDEER2017AnyOfL1996CZ16cPVVG | 55392 | NE-HVAC-airAC-SpltPkg-240to759kBtuh-11p5eer_SZDEER2017AnyOfL1996CZ16cDXGF | 55391 |  | 81.3 | 0.0947 | 0 | 77 | 0.111 | 0 | 81.3 | 0.0947 | 0 | 77 | 0.111 | 0 | 478 | 175000 | 379 | 175000
NE-HVAC-airAC-SpltPkg-240to759kBtuh-11p5eer | DEER2017 | D17 v2 |  | Any | OfL | 2003 | CZ01 | cWtd | Cap-Tons | 451.6 | 175000 | None | 40.7 | 0.054 | 0 | 40.7 | 0.054 | 0 | 40.7 | 0.054 | 0 | 40.7 | 0.054 | 0 | DEER:HVAC_Split-Package_AC | Annual | 1719 | 40.7 | 0.05398 | 0 | 40.7 | 0.05398 | 0 | NE-HVAC-airAC-SpltPkg-240to759kBtuh-11p5eer_MZDEER2017AnyOfL2003CZ01cPVVG | 76722 | NE-HVAC-airAC-SpltPkg-240to759kBtuh-11p5eer_SZDEER2017AnyOfL2003CZ01cDXGF | 76721 |  | 45.6 | 0.0522 | 0 | 21.1 | 0.0611 | 0 | 45.6 | 0.0522 | 0 | 21.1 | 0.0611 | 0 | 470 | 175000 | 378 | 175000
NE-HVAC-airAC-SpltPkg-240to759kBtuh-11p5eer | DEER2017 | D17 v2 |  | Any | OfL | 2003 | CZ02 | cWtd | Cap-Tons | 501 | 175000 | None | 110 | 0.129 | 0 | 110 | 0.129 | 0 | 110 | 0.129 | 0 | 110 | 0.129 | 0 | DEER:HVAC_Split-Package_AC | Annual | 1719 | 109.54 | 0.1288 | 0 | 109.54 | 0.1288 | 0 | NE-HVAC-airAC-SpltPkg-240to759kBtuh-11p5eer_MZDEER2017AnyOfL2003CZ02cPVVG | 76724 | NE-HVAC-airAC-SpltPkg-240to759kBtuh-11p5eer_SZDEER2017AnyOfL2003CZ02cDXGF | 76723 |  | 114 | 0.125 | 0 | 91.7 | 0.144 | 0 | 114 | 0.125 | 0 | 91.7 | 0.144 | 0 | 516 | 175000 | 441 | 175000
NE-HVAC-airAC-SpltPkg-240to759kBtuh-11p5eer | DEER2017 | D17 v2 |  | Any | OfL | 2003 | CZ03 | cWtd | Cap-Tons | 506.4 | 175000 | None | 89.3 | 0.0886 | 0 | 89.3 | 0.0886 | 0 | 89.3 | 0.0886 | 0 | 89.3 | 0.0886 | 0 | DEER:HVAC_Split-Package_AC | Annual | 1719 | 89.34 | 0.08856 | 0 | 89.34 | 0.08856 | 0 | NE-HVAC-airAC-SpltPkg-240to759kBtuh-11p5eer_MZDEER2017AnyOfL2003CZ03cPVVG | 76726 | NE-HVAC-airAC-SpltPkg-240to759kBtuh-11p5eer_SZDEER2017AnyOfL2003CZ03cDXGF | 76725 |  | 95.9 | 0.0842 | 0 | 63.1 | 0.106 | 0 | 95.9 | 0.0842 | 0 | 63.1 | 0.106 | 0 | 525 | 175000 | 432 | 175000
NE-HVAC-airAC-SpltPkg-240to759kBtuh-11p5eer | DEER2017 | D17 v2 |  | Any | OfL | 2003 | CZ04 | cWtd | Cap-Tons | 563.4 | 175000 | None | 121 | 0.115 | 0 | 121 | 0.115 | 0 | 121 | 0.115 | 0 | 121 | 0.115 | 0 | DEER:HVAC_Split-Package_AC | Annual | 1719 | 121.06 | 0.1152 | 0 | 121.06 | 0.1152 | 0 | NE-HVAC-airAC-SpltPkg-240to759kBtuh-11p5eer_MZDEER2017AnyOfL2003CZ04cPVVG | 76728 | NE-HVAC-airAC-SpltPkg-240to759kBtuh-11p5eer_SZDEER2017AnyOfL2003CZ04cDXGF | 76727 |  | 127 | 0.11 | 0 | 97.3 | 0.136 | 0 | 127 | 0.11 | 0 | 97.3 | 0.136 | 0 | 582 | 175000 | 489 | 175000
NE-HVAC-airAC-SpltPkg-240to759kBtuh-11p5eer | DEER2017 | D17 v2 |  | Any | OfL | 2003 | CZ05 | cWtd | Cap-Tons | 477.6 | 175000 | None | 98 | 0.0789 | 0 | 98 | 0.0789 | 0 | 98 | 0.0789 | 0 | 98 | 0.0789 | 0 | DEER:HVAC_Split-Package_AC | Annual | 1719 | 97.96 | 0.07886 | 0 | 97.96 | 0.07886 | 0 | NE-HVAC-airAC-SpltPkg-240to759kBtuh-11p5eer_MZDEER2017AnyOfL2003CZ05cPVVG | 76730 | NE-HVAC-airAC-SpltPkg-240to759kBtuh-11p5eer_SZDEER2017AnyOfL2003CZ05cDXGF | 76729 |  | 104 | 0.0754 | 0 | 73.8 | 0.0927 | 0 | 104 | 0.0754 | 0 | 73.8 | 0.0927 | 0 | 493 | 175000 | 416 | 175000
NE-HVAC-airAC-SpltPkg-240to759kBtuh-11p5eer | DEER2017 | D17 v2 |  | Any | OfL | 2003 | CZ06 | cWtd | Cap-Tons | 531.4 | 175000 | None | 142 | 0.0987 | 0 | 142 | 0.0987 | 0 | 142 | 0.0987 | 0 | 142 | 0.0987 | 0 | DEER:HVAC_Split-Package_AC | Annual | 1719 | 142.2 | 0.09868 | 0 | 142.2 | 0.09868 | 0 | NE-HVAC-airAC-SpltPkg-240to759kBtuh-11p5eer_MZDEER2017AnyOfL2003CZ06cPVVG | 76732 | NE-HVAC-airAC-SpltPkg-240to759kBtuh-11p5eer_SZDEER2017AnyOfL2003CZ06cDXGF | 76731 |  | 147 | 0.0951 | 0 | 123 | 0.113 | 0 | 147 | 0.0951 | 0 | 123 | 0.113 | 0 | 547 | 175000 | 469 | 175000
NE-HVAC-airAC-SpltPkg-240to759kBtuh-11p5eer | DEER2017 | D17 v2 |  | Any | OfL | 2003 | CZ07 | cWtd | Cap-Tons | 489.4 | 175000 | None | 144 | 0.0958 | 0 | 144 | 0.0958 | 0 | 144 | 0.0958 | 0 | 144 | 0.0958 | 0 | DEER:HVAC_Split-Package_AC | Annual | 1719 | 143.6 | 0.09576 | 0 | 143.6 | 0.09576 | 0 | NE-HVAC-airAC-SpltPkg-240to759kBtuh-11p5eer_MZDEER2017AnyOfL2003CZ07cPVVG | 76734 | NE-HVAC-airAC-SpltPkg-240to759kBtuh-11p5eer_SZDEER2017AnyOfL2003CZ07cDXGF | 76733 |  | 149 | 0.0927 | 0 | 122 | 0.108 | 0 | 149 | 0.0927 | 0 | 122 | 0.108 | 0 | 505 | 175000 | 427 | 175000
NE-HVAC-airAC-SpltPkg-240to759kBtuh-11p5eer | DEER2017 | D17 v2 |  | Any | OfL | 2003 | CZ08 | cWtd | Cap-Tons | 559.2 | 175000 | None | 149 | 0.112 | 0 | 149 | 0.112 | 0 | 149 | 0.112 | 0 | 149 | 0.112 | 0 | DEER:HVAC_Split-Package_AC | Annual | 1719 | 148.6 | 0.1116 | 0 | 148.6 | 0.1116 | 0 | NE-HVAC-airAC-SpltPkg-240to759kBtuh-11p5eer_MZDEER2017AnyOfL2003CZ08cPVVG | 76736 | NE-HVAC-airAC-SpltPkg-240to759kBtuh-11p5eer_SZDEER2017AnyOfL2003CZ08cDXGF | 76735 |  | 153 | 0.108 | 0 | 131 | 0.126 | 0 | 153 | 0.108 | 0 | 131 | 0.126 | 0 | 575 | 175000 | 496 | 175000
NE-HVAC-airAC-SpltPkg-240to759kBtuh-11p5eer | DEER2017 | D17 v2 |  | Any | OfL | 2003 | CZ09 | cWtd | Cap-Tons | 681 | 175000 | None | 132 | 0.125 | 0 | 132 | 0.125 | 0 | 132 | 0.125 | 0 | 132 | 0.125 | 0 | DEER:HVAC_Split-Package_AC | Annual | 1719 | 131.6 | 0.1246 | 0 | 131.6 | 0.1246 | 0 | NE-HVAC-airAC-SpltPkg-240to759kBtuh-11p5eer_MZDEER2017AnyOfL2003CZ09cPVVG | 76738 | NE-HVAC-airAC-SpltPkg-240to759kBtuh-11p5eer_SZDEER2017AnyOfL2003CZ09cDXGF | 76737 |  | 138 | 0.12 | 0 | 106 | 0.143 | 0 | 138 | 0.12 | 0 | 106 | 0.143 | 0 | 699 | 175000 | 609 | 175000
NE-HVAC-airAC-SpltPkg-240to759kBtuh-11p5eer | DEER2017 | D17 v2 |  | Any | OfL | 2003 | CZ10 | cWtd | Cap-Tons | 595.8 | 175000 | None | 148 | 0.141 | 0 | 148 | 0.141 | 0 | 148 | 0.141 | 0 | 148 | 0.141 | 0 | DEER:HVAC_Split-Package_AC | Annual | 1719 | 147.8 | 0.1412 | 0 | 147.8 | 0.1412 | 0 | NE-HVAC-airAC-SpltPkg-240to759kBtuh-11p5eer_MZDEER2017AnyOfL2003CZ10cPVVG | 76740 | NE-HVAC-airAC-SpltPkg-240to759kBtuh-11p5eer_SZDEER2017AnyOfL2003CZ10cDXGF | 76739 |  | 152 | 0.135 | 0 | 131 | 0.166 | 0 | 152 | 0.135 | 0 | 131 | 0.166 | 0 | 613 | 175000 | 527 | 175000
NE-HVAC-airAC-SpltPkg-240to759kBtuh-11p5eer | DEER2017 | D17 v2 |  | Any | OfL | 2003 | CZ11 | cWtd | Cap-Tons | 561.4 | 175000 | None | 148 | 0.13 | 0 | 148 | 0.13 | 0 | 148 | 0.13 | 0 | 148 | 0.13 | 0 | DEER:HVAC_Split-Package_AC | Annual | 1719 | 148.4 | 0.1296 | 0 | 148.4 | 0.1296 | 0 | NE-HVAC-airAC-SpltPkg-240to759kBtuh-11p5eer_MZDEER2017AnyOfL2003CZ11cPVVG | 76742 | NE-HVAC-airAC-SpltPkg-240to759kBtuh-11p5eer_SZDEER2017AnyOfL2003CZ11cDXGF | 76741 |  | 152 | 0.125 | 0 | 134 | 0.148 | 0 | 152 | 0.125 | 0 | 134 | 0.148 | 0 | 577 | 175000 | 499 | 175000
NE-HVAC-airAC-SpltPkg-240to759kBtuh-11p5eer | DEER2017 | D17 v2 |  | Any | OfL | 2003 | CZ12 | cWtd | Cap-Tons | 522.4 | 175000 | None | 134 | 0.133 | 0 | 134 | 0.133 | 0 | 134 | 0.133 | 0 | 134 | 0.133 | 0 | DEER:HVAC_Split-Package_AC | Annual | 1719 | 133.6 | 0.1326 | 0 | 133.6 | 0.1326 | 0 | NE-HVAC-airAC-SpltPkg-240to759kBtuh-11p5eer_MZDEER2017AnyOfL2003CZ12cPVVG | 76744 | NE-HVAC-airAC-SpltPkg-240to759kBtuh-11p5eer_SZDEER2017AnyOfL2003CZ12cDXGF | 76743 |  | 136 | 0.128 | 0 | 124 | 0.151 | 0 | 136 | 0.128 | 0 | 124 | 0.151 | 0 | 540 | 175000 | 452 | 175000
NE-HVAC-airAC-SpltPkg-240to759kBtuh-11p5eer | DEER2017 | D17 v2 |  | Any | OfL | 2003 | CZ13 | cWtd | Cap-Tons | 566 | 175000 | None | 149 | 0.127 | 0 | 149 | 0.127 | 0 | 149 | 0.127 | 0 | 149 | 0.127 | 0 | DEER:HVAC_Split-Package_AC | Annual | 1719 | 148.6 | 0.1272 | 0 | 148.6 | 0.1272 | 0 | NE-HVAC-airAC-SpltPkg-240to759kBtuh-11p5eer_MZDEER2017AnyOfL2003CZ13cPVVG | 76746 | NE-HVAC-airAC-SpltPkg-240to759kBtuh-11p5eer_SZDEER2017AnyOfL2003CZ13cDXGF | 76745 |  | 150 | 0.122 | 0 | 143 | 0.148 | 0 | 150 | 0.122 | 0 | 143 | 0.148 | 0 | 584 | 175000 | 494 | 175000
NE-HVAC-airAC-SpltPkg-240to759kBtuh-11p5eer | DEER2017 | D17 v2 |  | Any | OfL | 2003 | CZ14 | cWtd | Cap-Tons | 652.2 | 175000 | None | 135 | 0.116 | 0 | 135 | 0.116 | 0 | 135 | 0.116 | 0 | 135 | 0.116 | 0 | DEER:HVAC_Split-Package_AC | Annual | 1719 | 134.6 | 0.1164 | 0 | 134.6 | 0.1164 | 0 | NE-HVAC-airAC-SpltPkg-240to759kBtuh-11p5eer_MZDEER2017AnyOfL2003CZ14cPVVG | 76748 | NE-HVAC-airAC-SpltPkg-240to759kBtuh-11p5eer_SZDEER2017AnyOfL2003CZ14cDXGF | 76747 |  | 138 | 0.111 | 0 | 121 | 0.138 | 0 | 138 | 0.111 | 0 | 121 | 0.138 | 0 | 672 | 175000 | 573 | 175000
NE-HVAC-airAC-SpltPkg-240to759kBtuh-11p5eer | DEER2017 | D17 v2 |  | Any | OfL | 2003 | CZ15 | cWtd | Cap-Tons | 651.2 | 175000 | None | 227 | 0.136 | 0 | 227 | 0.136 | 0 | 227 | 0.136 | 0 | 227 | 0.136 | 0 | DEER:HVAC_Split-Package_AC | Annual | 1719 | 226.6 | 0.1356 | 0 | 226.6 | 0.1356 | 0 | NE-HVAC-airAC-SpltPkg-240to759kBtuh-11p5eer_MZDEER2017AnyOfL2003CZ15cPVVG | 76750 | NE-HVAC-airAC-SpltPkg-240to759kBtuh-11p5eer_SZDEER2017AnyOfL2003CZ15cDXGF | 76749 |  | 228 | 0.129 | 0 | 221 | 0.162 | 0 | 228 | 0.129 | 0 | 221 | 0.162 | 0 | 669 | 175000 | 580 | 175000
NE-HVAC-airAC-SpltPkg-240to759kBtuh-11p5eer | DEER2017 | D17 v2 |  | Any | OfL | 2003 | CZ16 | cWtd | Cap-Tons | 437 | 175000 | None | 85.8 | 0.0972 | 0 | 85.8 | 0.0972 | 0 | 85.8 | 0.0972 | 0 | 85.8 | 0.0972 | 0 | DEER:HVAC_Split-Package_AC | Annual | 1719 | 85.76 | 0.09716 | 0 | 85.76 | 0.09716 | 0 | NE-HVAC-airAC-SpltPkg-240to759kBtuh-11p5eer_MZDEER2017AnyOfL2003CZ16cPVVG | 76752 | NE-HVAC-airAC-SpltPkg-240to759kBtuh-11p5eer_SZDEER2017AnyOfL2003CZ16cDXGF | 76751 |  | 87.4 | 0.0937 | 0 | 79.2 | 0.111 | 0 | 87.4 | 0.0937 | 0 | 79.2 | 0.111 | 0 | 452 | 175000 | 377 | 175000
NE-HVAC-airAC-SpltPkg-240to759kBtuh-11p5eer | DEER2017 | D17 v2 |  | Any | OfL | 2007 | CZ01 | cWtd | Cap-Tons | 442.6 | 175000 | None | 39.1 | 0.0526 | 0 | 39.1 | 0.0526 | 0 | 39.1 | 0.0526 | 0 | 39.1 | 0.0526 | 0 | DEER:HVAC_Split-Package_AC | Annual | 1719 | 39.1 | 0.05262 | 0 | 39.1 | 0.05262 | 0 | NE-HVAC-airAC-SpltPkg-240to759kBtuh-11p5eer_MZDEER2017AnyOfL2007CZ01cPVVG | 98082 | NE-HVAC-airAC-SpltPkg-240to759kBtuh-11p5eer_SZDEER2017AnyOfL2007CZ01cDXGF | 98081 |  | 44.4 | 0.0512 | 0 | 17.9 | 0.0583 | 0 | 44.4 | 0.0512 | 0 | 17.9 | 0.0583 | 0 | 460 | 175000 | 373 | 175000
NE-HVAC-airAC-SpltPkg-240to759kBtuh-11p5eer | DEER2017 | D17 v2 |  | Any | OfL | 2007 | CZ02 | cWtd | Cap-Tons | 500.2 | 175000 | None | 105 | 0.126 | 0 | 105 | 0.126 | 0 | 105 | 0.126 | 0 | 105 | 0.126 | 0 | DEER:HVAC_Split-Package_AC | Annual | 1719 | 105.02 | 0.1258 | 0 | 105.02 | 0.1258 | 0 | NE-HVAC-airAC-SpltPkg-240to759kBtuh-11p5eer_MZDEER2017AnyOfL2007CZ02cPVVG | 98084 | NE-HVAC-airAC-SpltPkg-240to759kBtuh-11p5eer_SZDEER2017AnyOfL2007CZ02cDXGF | 98083 |  | 110 | 0.122 | 0 | 85.1 | 0.141 | 0 | 110 | 0.122 | 0 | 85.1 | 0.141 | 0 | 514 | 175000 | 445 | 175000
NE-HVAC-airAC-SpltPkg-240to759kBtuh-11p5eer | DEER2017 | D17 v2 |  | Any | OfL | 2007 | CZ03 | cWtd | Cap-Tons | 497.4 | 175000 | None | 86.7 | 0.0875 | 0 | 86.7 | 0.0875 | 0 | 86.7 | 0.0875 | 0 | 86.7 | 0.0875 | 0 | DEER:HVAC_Split-Package_AC | Annual | 1719 | 86.66 | 0.08748 | 0 | 86.66 | 0.08748 | 0 | NE-HVAC-airAC-SpltPkg-240to759kBtuh-11p5eer_MZDEER2017AnyOfL2007CZ03cPVVG | 98086 | NE-HVAC-airAC-SpltPkg-240to759kBtuh-11p5eer_SZDEER2017AnyOfL2007CZ03cDXGF | 98085 |  | 93.6 | 0.0831 | 0 | 58.9 | 0.105 | 0 | 93.6 | 0.0831 | 0 | 58.9 | 0.105 | 0 | 515 | 175000 | 427 | 175000
NE-HVAC-airAC-SpltPkg-240to759kBtuh-11p5eer | DEER2017 | D17 v2 |  | Any | OfL | 2007 | CZ04 | cWtd | Cap-Tons | 553.6 | 175000 | None | 118 | 0.115 | 0 | 118 | 0.115 | 0 | 118 | 0.115 | 0 | 118 | 0.115 | 0 | DEER:HVAC_Split-Package_AC | Annual | 1719 | 117.82 | 0.115 | 0 | 117.82 | 0.115 | 0 | NE-HVAC-airAC-SpltPkg-240to759kBtuh-11p5eer_MZDEER2017AnyOfL2007CZ04cPVVG | 98088 | NE-HVAC-airAC-SpltPkg-240to759kBtuh-11p5eer_SZDEER2017AnyOfL2007CZ04cDXGF | 98087 |  | 124 | 0.11 | 0 | 93.1 | 0.135 | 0 | 124 | 0.11 | 0 | 93.1 | 0.135 | 0 | 571 | 175000 | 484 | 175000
NE-HVAC-airAC-SpltPkg-240to759kBtuh-11p5eer | DEER2017 | D17 v2 |  | Any | OfL | 2007 | CZ05 | cWtd | Cap-Tons | 468.6 | 175000 | None | 95.5 | 0.0771 | 0 | 95.5 | 0.0771 | 0 | 95.5 | 0.0771 | 0 | 95.5 | 0.0771 | 0 | DEER:HVAC_Split-Package_AC | Annual | 1719 | 95.46 | 0.07712 | 0 | 95.46 | 0.07712 | 0 | NE-HVAC-airAC-SpltPkg-240to759kBtuh-11p5eer_MZDEER2017AnyOfL2007CZ05cPVVG | 98090 | NE-HVAC-airAC-SpltPkg-240to759kBtuh-11p5eer_SZDEER2017AnyOfL2007CZ05cDXGF | 98089 |  | 102 | 0.0741 | 0 | 69.3 | 0.0892 | 0 | 102 | 0.0741 | 0 | 69.3 | 0.0892 | 0 | 483 | 175000 | 411 | 175000
NE-HVAC-airAC-SpltPkg-240to759kBtuh-11p5eer | DEER2017 | D17 v2 |  | Any | OfL | 2007 | CZ06 | cWtd | Cap-Tons | 521.6 | 175000 | None | 139 | 0.0976 | 0 | 139 | 0.0976 | 0 | 139 | 0.0976 | 0 | 139 | 0.0976 | 0 | DEER:HVAC_Split-Package_AC | Annual | 1719 | 138.6 | 0.09756 | 0 | 138.6 | 0.09756 | 0 | NE-HVAC-airAC-SpltPkg-240to759kBtuh-11p5eer_MZDEER2017AnyOfL2007CZ06cPVVG | 98092 | NE-HVAC-airAC-SpltPkg-240to759kBtuh-11p5eer_SZDEER2017AnyOfL2007CZ06cDXGF | 98091 |  | 144 | 0.0942 | 0 | 117 | 0.111 | 0 | 144 | 0.0942 | 0 | 117 | 0.111 | 0 | 536 | 175000 | 464 | 175000
NE-HVAC-airAC-SpltPkg-240to759kBtuh-11p5eer | DEER2017 | D17 v2 |  | Any | OfL | 2007 | CZ07 | cWtd | Cap-Tons | 480.4 | 175000 | None | 140 | 0.0948 | 0 | 140 | 0.0948 | 0 | 140 | 0.0948 | 0 | 140 | 0.0948 | 0 | DEER:HVAC_Split-Package_AC | Annual | 1719 | 140 | 0.09484 | 0 | 140 | 0.09484 | 0 | NE-HVAC-airAC-SpltPkg-240to759kBtuh-11p5eer_MZDEER2017AnyOfL2007CZ07cPVVG | 98094 | NE-HVAC-airAC-SpltPkg-240to759kBtuh-11p5eer_SZDEER2017AnyOfL2007CZ07cDXGF | 98093 |  | 146 | 0.0918 | 0 | 116 | 0.107 | 0 | 146 | 0.0918 | 0 | 116 | 0.107 | 0 | 495 | 175000 | 422 | 175000
NE-HVAC-airAC-SpltPkg-240to759kBtuh-11p5eer | DEER2017 | D17 v2 |  | Any | OfL | 2007 | CZ08 | cWtd | Cap-Tons | 549.4 | 175000 | None | 145 | 0.111 | 0 | 145 | 0.111 | 0 | 145 | 0.111 | 0 | 145 | 0.111 | 0 | DEER:HVAC_Split-Package_AC | Annual | 1719 | 145 | 0.1106 | 0 | 145 | 0.1106 | 0 | NE-HVAC-airAC-SpltPkg-240to759kBtuh-11p5eer_MZDEER2017AnyOfL2007CZ08cPVVG | 98096 | NE-HVAC-airAC-SpltPkg-240to759kBtuh-11p5eer_SZDEER2017AnyOfL2007CZ08cDXGF | 98095 |  | 150 | 0.107 | 0 | 125 | 0.125 | 0 | 150 | 0.107 | 0 | 125 | 0.125 | 0 | 564 | 175000 | 491 | 175000
NE-HVAC-airAC-SpltPkg-240to759kBtuh-11p5eer | DEER2017 | D17 v2 |  | Any | OfL | 2007 | CZ09 | cWtd | Cap-Tons | 670.2 | 175000 | None | 129 | 0.124 | 0 | 129 | 0.124 | 0 | 129 | 0.124 | 0 | 129 | 0.124 | 0 | DEER:HVAC_Split-Package_AC | Annual | 1719 | 129.2 | 0.1236 | 0 | 129.2 | 0.1236 | 0 | NE-HVAC-airAC-SpltPkg-240to759kBtuh-11p5eer_MZDEER2017AnyOfL2007CZ09cPVVG | 98098 | NE-HVAC-airAC-SpltPkg-240to759kBtuh-11p5eer_SZDEER2017AnyOfL2007CZ09cDXGF | 98097 |  | 136 | 0.119 | 0 | 102 | 0.142 | 0 | 136 | 0.119 | 0 | 102 | 0.142 | 0 | 687 | 175000 | 603 | 175000
NE-HVAC-airAC-SpltPkg-240to759kBtuh-11p5eer | DEER2017 | D17 v2 |  | Any | OfL | 2007 | CZ10 | cWtd | Cap-Tons | 585.2 | 175000 | None | 145 | 0.141 | 0 | 145 | 0.141 | 0 | 145 | 0.141 | 0 | 145 | 0.141 | 0 | DEER:HVAC_Split-Package_AC | Annual | 1719 | 145.2 | 0.141 | 0 | 145.2 | 0.141 | 0 | NE-HVAC-airAC-SpltPkg-240to759kBtuh-11p5eer_MZDEER2017AnyOfL2007CZ10cPVVG | 98100 | NE-HVAC-airAC-SpltPkg-240to759kBtuh-11p5eer_SZDEER2017AnyOfL2007CZ10cDXGF | 98099 |  | 150 | 0.135 | 0 | 126 | 0.165 | 0 | 150 | 0.135 | 0 | 126 | 0.165 | 0 | 601 | 175000 | 522 | 175000
NE-HVAC-airAC-SpltPkg-240to759kBtuh-11p5eer | DEER2017 | D17 v2 |  | Any | OfL | 2007 | CZ11 | cWtd | Cap-Tons | 550.8 | 175000 | None | 145 | 0.128 | 0 | 145 | 0.128 | 0 | 145 | 0.128 | 0 | 145 | 0.128 | 0 | DEER:HVAC_Split-Package_AC | Annual | 1719 | 145.4 | 0.1284 | 0 | 145.4 | 0.1284 | 0 | NE-HVAC-airAC-SpltPkg-240to759kBtuh-11p5eer_MZDEER2017AnyOfL2007CZ11cPVVG | 98102 | NE-HVAC-airAC-SpltPkg-240to759kBtuh-11p5eer_SZDEER2017AnyOfL2007CZ11cDXGF | 98101 |  | 149 | 0.124 | 0 | 131 | 0.146 | 0 | 149 | 0.124 | 0 | 131 | 0.146 | 0 | 565 | 175000 | 494 | 175000
NE-HVAC-airAC-SpltPkg-240to759kBtuh-11p5eer | DEER2017 | D17 v2 |  | Any | OfL | 2007 | CZ12 | cWtd | Cap-Tons | 512.6 | 175000 | None | 131 | 0.132 | 0 | 131 | 0.132 | 0 | 131 | 0.132 | 0 | 131 | 0.132 | 0 | DEER:HVAC_Split-Package_AC | Annual | 1719 | 131.2 | 0.1316 | 0 | 131.2 | 0.1316 | 0 | NE-HVAC-airAC-SpltPkg-240to759kBtuh-11p5eer_MZDEER2017AnyOfL2007CZ12cPVVG | 98104 | NE-HVAC-airAC-SpltPkg-240to759kBtuh-11p5eer_SZDEER2017AnyOfL2007CZ12cDXGF | 98103 |  | 134 | 0.127 | 0 | 120 | 0.15 | 0 | 134 | 0.127 | 0 | 120 | 0.15 | 0 | 529 | 175000 | 447 | 175000
NE-HVAC-airAC-SpltPkg-240to759kBtuh-11p5eer | DEER2017 | D17 v2 |  | Any | OfL | 2007 | CZ13 | cWtd | Cap-Tons | 556 | 175000 | None | 145 | 0.126 | 0 | 145 | 0.126 | 0 | 145 | 0.126 | 0 | 145 | 0.126 | 0 | DEER:HVAC_Split-Package_AC | Annual | 1719 | 145.4 | 0.126 | 0 | 145.4 | 0.126 | 0 | NE-HVAC-airAC-SpltPkg-240to759kBtuh-11p5eer_MZDEER2017AnyOfL2007CZ13cPVVG | 98106 | NE-HVAC-airAC-SpltPkg-240to759kBtuh-11p5eer_SZDEER2017AnyOfL2007CZ13cDXGF | 98105 |  | 147 | 0.121 | 0 | 139 | 0.146 | 0 | 147 | 0.121 | 0 | 139 | 0.146 | 0 | 573 | 175000 | 488 | 175000
NE-HVAC-airAC-SpltPkg-240to759kBtuh-11p5eer | DEER2017 | D17 v2 |  | Any | OfL | 2007 | CZ14 | cWtd | Cap-Tons | 642.4 | 175000 | None | 132 | 0.115 | 0 | 132 | 0.115 | 0 | 132 | 0.115 | 0 | 132 | 0.115 | 0 | DEER:HVAC_Split-Package_AC | Annual | 1719 | 132.2 | 0.1152 | 0 | 132.2 | 0.1152 | 0 | NE-HVAC-airAC-SpltPkg-240to759kBtuh-11p5eer_MZDEER2017AnyOfL2007CZ14cPVVG | 98108 | NE-HVAC-airAC-SpltPkg-240to759kBtuh-11p5eer_SZDEER2017AnyOfL2007CZ14cDXGF | 98107 |  | 136 | 0.11 | 0 | 117 | 0.136 | 0 | 136 | 0.11 | 0 | 117 | 0.136 | 0 | 661 | 175000 | 568 | 175000
NE-HVAC-airAC-SpltPkg-240to759kBtuh-11p5eer | DEER2017 | D17 v2 |  | Any | OfL | 2007 | CZ15 | cWtd | Cap-Tons | 640.4 | 175000 | None | 223 | 0.134 | 0 | 223 | 0.134 | 0 | 223 | 0.134 | 0 | 223 | 0.134 | 0 | DEER:HVAC_Split-Package_AC | Annual | 1719 | 223.2 | 0.1344 | 0 | 223.2 | 0.1344 | 0 | NE-HVAC-airAC-SpltPkg-240to759kBtuh-11p5eer_MZDEER2017AnyOfL2007CZ15cPVVG | 98110 | NE-HVAC-airAC-SpltPkg-240to759kBtuh-11p5eer_SZDEER2017AnyOfL2007CZ15cDXGF | 98109 |  | 225 | 0.128 | 0 | 216 | 0.16 | 0 | 225 | 0.128 | 0 | 216 | 0.16 | 0 | 657 | 175000 | 574 | 175000
NE-HVAC-airAC-SpltPkg-240to759kBtuh-11p5eer | DEER2017 | D17 v2 |  | Any | OfL | 2007 | CZ16 | cWtd | Cap-Tons | 428 | 175000 | None | 84.2 | 0.0961 | 0 | 84.2 | 0.0961 | 0 | 84.2 | 0.0961 | 0 | 84.2 | 0.0961 | 0 | DEER:HVAC_Split-Package_AC | Annual | 1719 | 84.22 | 0.09608 | 0 | 84.22 | 0.09608 | 0 | NE-HVAC-airAC-SpltPkg-240to759kBtuh-11p5eer_MZDEER2017AnyOfL2007CZ16cPVVG | 98112 | NE-HVAC-airAC-SpltPkg-240to759kBtuh-11p5eer_SZDEER2017AnyOfL2007CZ16cDXGF | 98111 |  | 86.1 | 0.0926 | 0 | 76.7 | 0.11 | 0 | 86.1 | 0.0926 | 0 | 76.7 | 0.11 | 0 | 442 | 175000 | 372 | 175000
NE-HVAC-airAC-SpltPkg-240to759kBtuh-11p5eer | DEER2017 | D17 v2 |  | Any | OfL | 2011 | CZ01 | cWtd | Cap-Tons | 436.2 | 175000 | None | 101 | 0.0635 | -0.258 | 39.6 | 0.053 | 0 | 101 | 0.0635 | -0.258 | 39.6 | 0.053 | 0 | DEER:HVAC_Split-Package_AC | Annual | 1719 | 100.6 | 0.06348 | -0.258 | 39.62 | 0.05298 | 0 | NE-HVAC-airAC-SpltPkg-240to759kBtuh-11p5eer_MZDEER2017AnyOfL2011CZ01cPVVG | 119442 | NE-HVAC-airAC-SpltPkg-240to759kBtuh-11p5eer_SZDEER2017AnyOfL2011CZ01cDXGF | 119441 |  | 45 | 0.0516 | 0 | 323 | 0.111 | -1.29 | 45 | 0.0516 | 0 | 18.1 | 0.0585 | 0 | 453 | 175000 | 369 | 175000
NE-HVAC-airAC-SpltPkg-240to759kBtuh-11p5eer | DEER2017 | D17 v2 |  | Any | OfL | 2011 | CZ02 | cWtd | Cap-Tons | 487 | 175000 | None | 176 | 0.15 | -0.133 | 107 | 0.126 | 0 | 176 | 0.15 | -0.133 | 107 | 0.126 | 0 | DEER:HVAC_Split-Package_AC | Annual | 1719 | 175.6 | 0.1496 | -0.1326 | 106.9 | 0.1258 | 0 | NE-HVAC-airAC-SpltPkg-240to759kBtuh-11p5eer_MZDEER2017AnyOfL2011CZ02cPVVG | 119444 | NE-HVAC-airAC-SpltPkg-240to759kBtuh-11p5eer_SZDEER2017AnyOfL2011CZ02cDXGF | 119443 |  | 112 | 0.122 | 0 | 430 | 0.26 | -0.663 | 112 | 0.122 | 0 | 86.5 | 0.141 | 0 | 500 | 175000 | 435 | 175000
NE-HVAC-airAC-SpltPkg-240to759kBtuh-11p5eer | DEER2017 | D17 v2 |  | Any | OfL | 2011 | CZ03 | cWtd | Cap-Tons | 487.2 | 175000 | None | 146 | 0.11 | -0.184 | 88.7 | 0.0879 | 0 | 146 | 0.11 | -0.184 | 88.7 | 0.0879 | 0 | DEER:HVAC_Split-Package_AC | Annual | 1719 | 146.24 | 0.11028 | -0.1836 | 88.72 | 0.08788 | 0 | NE-HVAC-airAC-SpltPkg-240to759kBtuh-11p5eer_MZDEER2017AnyOfL2011CZ03cPVVG | 119446 | NE-HVAC-airAC-SpltPkg-240to759kBtuh-11p5eer_SZDEER2017AnyOfL2011CZ03cDXGF | 119445 |  | 95.8 | 0.0836 | 0 | 348 | 0.217 | -0.918 | 95.8 | 0.0836 | 0 | 60.4 | 0.105 | 0 | 504 | 175000 | 420 | 175000
NE-HVAC-airAC-SpltPkg-240to759kBtuh-11p5eer | DEER2017 | D17 v2 |  | Any | OfL | 2011 | CZ04 | cWtd | Cap-Tons | 540.6 | 175000 | None | 190 | 0.138 | -0.164 | 120 | 0.115 | 0 | 190 | 0.138 | -0.164 | 120 | 0.115 | 0 | DEER:HVAC_Split-Package_AC | Annual | 1719 | 189.8 | 0.1382 | -0.1638 | 119.66 | 0.1148 | 0 | NE-HVAC-airAC-SpltPkg-240to759kBtuh-11p5eer_MZDEER2017AnyOfL2011CZ04cPVVG | 119448 | NE-HVAC-airAC-SpltPkg-240to759kBtuh-11p5eer_SZDEER2017AnyOfL2011CZ04cDXGF | 119447 |  | 126 | 0.11 | 0 | 445 | 0.251 | -0.819 | 126 | 0.11 | 0 | 94.3 | 0.134 | 0 | 557 | 175000 | 475 | 175000
NE-HVAC-airAC-SpltPkg-240to759kBtuh-11p5eer | DEER2017 | D17 v2 |  | Any | OfL | 2011 | CZ05 | cWtd | Cap-Tons | 458.2 | 175000 | None | 153 | 0.1 | -0.15 | 97.5 | 0.0783 | 0 | 153 | 0.1 | -0.15 | 97.5 | 0.0783 | 0 | DEER:HVAC_Split-Package_AC | Annual | 1719 | 153 | 0.10028 | -0.1504 | 97.5 | 0.07832 | 0 | NE-HVAC-airAC-SpltPkg-240to759kBtuh-11p5eer_MZDEER2017AnyOfL2011CZ05cPVVG | 119450 | NE-HVAC-airAC-SpltPkg-240to759kBtuh-11p5eer_SZDEER2017AnyOfL2011CZ05cDXGF | 119449 |  | 104 | 0.0751 | 0 | 349 | 0.201 | -0.752 | 104 | 0.0751 | 0 | 71.5 | 0.0912 | 0 | 472 | 175000 | 403 | 175000
NE-HVAC-airAC-SpltPkg-240to759kBtuh-11p5eer | DEER2017 | D17 v2 |  | Any | OfL | 2011 | CZ06 | cWtd | Cap-Tons | 513.2 | 175000 | None | 200 | 0.118 | -0.0926 | 140 | 0.0979 | 0 | 200 | 0.118 | -0.0926 | 140 | 0.0979 | 0 | DEER:HVAC_Split-Package_AC | Annual | 1719 | 200 | 0.11828 | -0.0926 | 139.6 | 0.09788 | 0 | NE-HVAC-airAC-SpltPkg-240to759kBtuh-11p5eer_MZDEER2017AnyOfL2011CZ06cPVVG | 119452 | NE-HVAC-airAC-SpltPkg-240to759kBtuh-11p5eer_SZDEER2017AnyOfL2011CZ06cDXGF | 119451 |  | 145 | 0.0946 | 0 | 420 | 0.213 | -0.463 | 145 | 0.0946 | 0 | 118 | 0.111 | 0 | 527 | 175000 | 458 | 175000
NE-HVAC-airAC-SpltPkg-240to759kBtuh-11p5eer | DEER2017 | D17 v2 |  | Any | OfL | 2011 | CZ07 | cWtd | Cap-Tons | 472 | 175000 | None | 190 | 0.113 | -0.0422 | 141 | 0.0953 | 0 | 190 | 0.113 | -0.0422 | 141 | 0.0953 | 0 | DEER:HVAC_Split-Package_AC | Annual | 1719 | 189.6 | 0.11272 | -0.0422 | 141.2 | 0.09532 | 0 | NE-HVAC-airAC-SpltPkg-240to759kBtuh-11p5eer_MZDEER2017AnyOfL2011CZ07cPVVG | 119454 | NE-HVAC-airAC-SpltPkg-240to759kBtuh-11p5eer_SZDEER2017AnyOfL2011CZ07cDXGF | 119453 |  | 147 | 0.0924 | 0 | 360 | 0.194 | -0.211 | 147 | 0.0924 | 0 | 118 | 0.107 | 0 | 486 | 175000 | 416 | 175000
NE-HVAC-airAC-SpltPkg-240to759kBtuh-11p5eer | DEER2017 | D17 v2 |  | Any | OfL | 2011 | CZ08 | cWtd | Cap-Tons | 535.2 | 175000 | None | 213 | 0.133 | -0.065 | 148 | 0.111 | 0 | 213 | 0.133 | -0.065 | 148 | 0.111 | 0 | DEER:HVAC_Split-Package_AC | Annual | 1719 | 213.4 | 0.1326 | -0.065 | 147.8 | 0.1106 | 0 | NE-HVAC-airAC-SpltPkg-240to759kBtuh-11p5eer_MZDEER2017AnyOfL2011CZ08cPVVG | 119456 | NE-HVAC-airAC-SpltPkg-240to759kBtuh-11p5eer_SZDEER2017AnyOfL2011CZ08cDXGF | 119455 |  | 153 | 0.107 | 0 | 455 | 0.235 | -0.325 | 153 | 0.107 | 0 | 127 | 0.125 | 0 | 549 | 175000 | 480 | 175000
NE-HVAC-airAC-SpltPkg-240to759kBtuh-11p5eer | DEER2017 | D17 v2 |  | Any | OfL | 2011 | CZ09 | cWtd | Cap-Tons | 653.2 | 175000 | None | 205 | 0.15 | -0.0804 | 130 | 0.124 | 0 | 205 | 0.15 | -0.0804 | 130 | 0.124 | 0 | DEER:HVAC_Split-Package_AC | Annual | 1719 | 205 | 0.1498 | -0.0804 | 130 | 0.1236 | 0 | NE-HVAC-airAC-SpltPkg-240to759kBtuh-11p5eer_MZDEER2017AnyOfL2011CZ09cPVVG | 119458 | NE-HVAC-airAC-SpltPkg-240to759kBtuh-11p5eer_SZDEER2017AnyOfL2011CZ09cDXGF | 119457 |  | 137 | 0.119 | 0 | 477 | 0.273 | -0.402 | 137 | 0.119 | 0 | 102 | 0.142 | 0 | 669 | 175000 | 590 | 175000
NE-HVAC-airAC-SpltPkg-240to759kBtuh-11p5eer | DEER2017 | D17 v2 |  | Any | OfL | 2011 | CZ10 | cWtd | Cap-Tons | 570.2 | 175000 | None | 221 | 0.166 | -0.0426 | 146 | 0.14 | 0 | 221 | 0.166 | -0.0426 | 146 | 0.14 | 0 | DEER:HVAC_Split-Package_AC | Annual | 1719 | 221.2 | 0.1658 | -0.0426 | 146.2 | 0.14 | 0 | NE-HVAC-airAC-SpltPkg-240to759kBtuh-11p5eer_MZDEER2017AnyOfL2011CZ10cPVVG | 119460 | NE-HVAC-airAC-SpltPkg-240to759kBtuh-11p5eer_SZDEER2017AnyOfL2011CZ10cDXGF | 119459 |  | 151 | 0.134 | 0 | 502 | 0.293 | -0.213 | 151 | 0.134 | 0 | 127 | 0.164 | 0 | 585 | 175000 | 511 | 175000
NE-HVAC-airAC-SpltPkg-240to759kBtuh-11p5eer | DEER2017 | D17 v2 |  | Any | OfL | 2011 | CZ11 | cWtd | Cap-Tons | 535.6 | 175000 | None | 223 | 0.15 | -0.177 | 146 | 0.128 | 0 | 223 | 0.15 | -0.177 | 146 | 0.128 | 0 | DEER:HVAC_Split-Package_AC | Annual | 1719 | 223.2 | 0.1502 | -0.1774 | 146.2 | 0.1284 | 0 | NE-HVAC-airAC-SpltPkg-240to759kBtuh-11p5eer_MZDEER2017AnyOfL2011CZ11cPVVG | 119462 | NE-HVAC-airAC-SpltPkg-240to759kBtuh-11p5eer_SZDEER2017AnyOfL2011CZ11cDXGF | 119461 |  | 150 | 0.124 | 0 | 516 | 0.255 | -0.887 | 150 | 0.124 | 0 | 131 | 0.146 | 0 | 549 | 175000 | 482 | 175000
NE-HVAC-airAC-SpltPkg-240to759kBtuh-11p5eer | DEER2017 | D17 v2 |  | Any | OfL | 2011 | CZ12 | cWtd | Cap-Tons | 497.6 | 175000 | None | 206 | 0.154 | -0.166 | 132 | 0.132 | 0 | 206 | 0.154 | -0.166 | 132 | 0.132 | 0 | DEER:HVAC_Split-Package_AC | Annual | 1719 | 205.6 | 0.1542 | -0.1662 | 132.2 | 0.1324 | 0 | NE-HVAC-airAC-SpltPkg-240to759kBtuh-11p5eer_MZDEER2017AnyOfL2011CZ12cPVVG | 119464 | NE-HVAC-airAC-SpltPkg-240to759kBtuh-11p5eer_SZDEER2017AnyOfL2011CZ12cDXGF | 119463 |  | 135 | 0.128 | 0 | 488 | 0.259 | -0.831 | 135 | 0.128 | 0 | 121 | 0.15 | 0 | 513 | 175000 | 436 | 175000
NE-HVAC-airAC-SpltPkg-240to759kBtuh-11p5eer | DEER2017 | D17 v2 |  | Any | OfL | 2011 | CZ13 | cWtd | Cap-Tons | 541.2 | 175000 | None | 223 | 0.15 | -0.158 | 146 | 0.126 | 0 | 223 | 0.15 | -0.158 | 146 | 0.126 | 0 | DEER:HVAC_Split-Package_AC | Annual | 1719 | 222.6 | 0.15 | -0.1582 | 146.2 | 0.126 | 0 | NE-HVAC-airAC-SpltPkg-240to759kBtuh-11p5eer_MZDEER2017AnyOfL2011CZ13cPVVG | 119466 | NE-HVAC-airAC-SpltPkg-240to759kBtuh-11p5eer_SZDEER2017AnyOfL2011CZ13cDXGF | 119465 |  | 148 | 0.121 | 0 | 521 | 0.266 | -0.791 | 148 | 0.121 | 0 | 139 | 0.146 | 0 | 557 | 175000 | 478 | 175000
NE-HVAC-airAC-SpltPkg-240to759kBtuh-11p5eer | DEER2017 | D17 v2 |  | Any | OfL | 2011 | CZ14 | cWtd | Cap-Tons | 627.4 | 175000 | None | 213 | 0.144 | -0.15 | 132 | 0.114 | 0 | 213 | 0.144 | -0.15 | 132 | 0.114 | 0 | DEER:HVAC_Split-Package_AC | Annual | 1719 | 212.6 | 0.144 | -0.1496 | 132.2 | 0.1142 | 0 | NE-HVAC-airAC-SpltPkg-240to759kBtuh-11p5eer_MZDEER2017AnyOfL2011CZ14cPVVG | 119468 | NE-HVAC-airAC-SpltPkg-240to759kBtuh-11p5eer_SZDEER2017AnyOfL2011CZ14cDXGF | 119467 |  | 136 | 0.109 | 0 | 519 | 0.284 | -0.748 | 136 | 0.109 | 0 | 117 | 0.135 | 0 | 645 | 175000 | 557 | 175000
NE-HVAC-airAC-SpltPkg-240to759kBtuh-11p5eer | DEER2017 | D17 v2 |  | Any | OfL | 2011 | CZ15 | cWtd | Cap-Tons | 623.6 | 175000 | None | 308 | 0.161 | -0.0173 | 222 | 0.134 | 0 | 308 | 0.161 | -0.0173 | 222 | 0.134 | 0 | DEER:HVAC_Split-Package_AC | Annual | 1719 | 308.4 | 0.1612 | -0.01728 | 222.2 | 0.1342 | 0 | NE-HVAC-airAC-SpltPkg-240to759kBtuh-11p5eer_MZDEER2017AnyOfL2011CZ15cPVVG | 119470 | NE-HVAC-airAC-SpltPkg-240to759kBtuh-11p5eer_SZDEER2017AnyOfL2011CZ15cDXGF | 119469 |  | 224 | 0.128 | 0 | 646 | 0.294 | -0.0864 | 224 | 0.128 | 0 | 215 | 0.159 | 0 | 639 | 175000 | 562 | 175000
NE-HVAC-airAC-SpltPkg-240to759kBtuh-11p5eer | DEER2017 | D17 v2 |  | Any | OfL | 2011 | CZ16 | cWtd | Cap-Tons | 417 | 175000 | None | 146 | 0.112 | -0.264 | 85.2 | 0.0963 | 0 | 146 | 0.112 | -0.264 | 85.2 | 0.0963 | 0 | DEER:HVAC_Split-Package_AC | Annual | 1719 | 146 | 0.11172 | -0.264 | 85.22 | 0.09632 | 0 | NE-HVAC-airAC-SpltPkg-240to759kBtuh-11p5eer_MZDEER2017AnyOfL2011CZ16cPVVG | 119472 | NE-HVAC-airAC-SpltPkg-240to759kBtuh-11p5eer_SZDEER2017AnyOfL2011CZ16cDXGF | 119471 |  | 87 | 0.0929 | 0 | 382 | 0.187 | -1.32 | 87 | 0.0929 | 0 | 78.1 | 0.11 | 0 | 430 | 175000 | 365 | 175000
NE-HVAC-airAC-SpltPkg-240to759kBtuh-11p5eer | DEER2017 | D17 v2 |  | Any | OfL | 2014 | CZ01 | cWtd | Cap-Tons | 324.6 | 175000 | None | 37.4 | 0.0589 | 0 | 37.4 | 0.0589 | 0 | 37.4 | 0.0589 | 0 | 37.4 | 0.0589 | 0 | DEER:HVAC_Split-Package_AC | Annual | 1719 | 37.4 | 0.05888 | 0 | 37.4 | 0.05888 | 0 | NE-HVAC-airAC-SpltPkg-240to759kBtuh-11p5eer_MZDEER2017AnyOfL2014CZ01cPVVG | 140802 | NE-HVAC-airAC-SpltPkg-240to759kBtuh-11p5eer_SZDEER2017AnyOfL2014CZ01cDXGF | 140801 |  | 41 | 0.0559 | 0 | 23 | 0.0708 | 0 | 41 | 0.0559 | 0 | 23 | 0.0708 | 0 | 339 | 175000 | 267 | 175000
NE-HVAC-airAC-SpltPkg-240to759kBtuh-11p5eer | DEER2017 | D17 v2 |  | Any | OfL | 2014 | CZ02 | cWtd | Cap-Tons | 402.2 | 175000 | None | 98 | 0.138 | 0 | 98 | 0.138 | 0 | 98 | 0.138 | 0 | 98 | 0.138 | 0 | DEER:HVAC_Split-Package_AC | Annual | 1719 | 98 | 0.1376 | 0 | 98 | 0.1376 | 0 | NE-HVAC-airAC-SpltPkg-240to759kBtuh-11p5eer_MZDEER2017AnyOfL2014CZ02cPVVG | 140804 | NE-HVAC-airAC-SpltPkg-240to759kBtuh-11p5eer_SZDEER2017AnyOfL2014CZ02cDXGF | 140803 |  | 101 | 0.132 | 0 | 86 | 0.16 | 0 | 101 | 0.132 | 0 | 86 | 0.16 | 0 | 414 | 175000 | 355 | 175000
NE-HVAC-airAC-SpltPkg-240to759kBtuh-11p5eer | DEER2017 | D17 v2 |  | Any | OfL | 2014 | CZ03 | cWtd | Cap-Tons | 379.8 | 175000 | None | 79.6 | 0.0948 | 0 | 79.6 | 0.0948 | 0 | 79.6 | 0.0948 | 0 | 79.6 | 0.0948 | 0 | DEER:HVAC_Split-Package_AC | Annual | 1719 | 79.6 | 0.09484 | 0 | 79.6 | 0.09484 | 0 | NE-HVAC-airAC-SpltPkg-240to759kBtuh-11p5eer_MZDEER2017AnyOfL2014CZ03cPVVG | 140806 | NE-HVAC-airAC-SpltPkg-240to759kBtuh-11p5eer_SZDEER2017AnyOfL2014CZ03cDXGF | 140805 |  | 84.6 | 0.0898 | 0 | 59.6 | 0.115 | 0 | 84.6 | 0.0898 | 0 | 59.6 | 0.115 | 0 | 394 | 175000 | 323 | 175000
NE-HVAC-airAC-SpltPkg-240to759kBtuh-11p5eer | DEER2017 | D17 v2 |  | Any | OfL | 2014 | CZ04 | cWtd | Cap-Tons | 423.2 | 175000 | None | 107 | 0.121 | 0 | 107 | 0.121 | 0 | 107 | 0.121 | 0 | 107 | 0.121 | 0 | DEER:HVAC_Split-Package_AC | Annual | 1719 | 107.28 | 0.1214 | 0 | 107.28 | 0.1214 | 0 | NE-HVAC-airAC-SpltPkg-240to759kBtuh-11p5eer_MZDEER2017AnyOfL2014CZ04cPVVG | 140808 | NE-HVAC-airAC-SpltPkg-240to759kBtuh-11p5eer_SZDEER2017AnyOfL2014CZ04cDXGF | 140807 |  | 111 | 0.115 | 0 | 92.4 | 0.147 | 0 | 111 | 0.115 | 0 | 92.4 | 0.147 | 0 | 437 | 175000 | 368 | 175000
NE-HVAC-airAC-SpltPkg-240to759kBtuh-11p5eer | DEER2017 | D17 v2 |  | Any | OfL | 2014 | CZ05 | cWtd | Cap-Tons | 331.2 | 175000 | None | 94 | 0.087 | 0 | 94 | 0.087 | 0 | 94 | 0.087 | 0 | 94 | 0.087 | 0 | DEER:HVAC_Split-Package_AC | Annual | 1719 | 93.98 | 0.08704 | 0 | 93.98 | 0.08704 | 0 | NE-HVAC-airAC-SpltPkg-240to759kBtuh-11p5eer_MZDEER2017AnyOfL2014CZ05cPVVG | 140810 | NE-HVAC-airAC-SpltPkg-240to759kBtuh-11p5eer_SZDEER2017AnyOfL2014CZ05cDXGF | 140809 |  | 96.9 | 0.0828 | 0 | 82.3 | 0.104 | 0 | 96.9 | 0.0828 | 0 | 82.3 | 0.104 | 0 | 343 | 175000 | 284 | 175000
NE-HVAC-airAC-SpltPkg-240to759kBtuh-11p5eer | DEER2017 | D17 v2 |  | Any | OfL | 2014 | CZ06 | cWtd | Cap-Tons | 383.8 | 175000 | None | 139 | 0.11 | 0 | 139 | 0.11 | 0 | 139 | 0.11 | 0 | 139 | 0.11 | 0 | DEER:HVAC_Split-Package_AC | Annual | 1719 | 139.4 | 0.11 | 0 | 139.4 | 0.11 | 0 | NE-HVAC-airAC-SpltPkg-240to759kBtuh-11p5eer_MZDEER2017AnyOfL2014CZ06cPVVG | 140812 | NE-HVAC-airAC-SpltPkg-240to759kBtuh-11p5eer_SZDEER2017AnyOfL2014CZ06cDXGF | 140811 |  | 141 | 0.105 | 0 | 133 | 0.13 | 0 | 141 | 0.105 | 0 | 133 | 0.13 | 0 | 396 | 175000 | 335 | 175000
NE-HVAC-airAC-SpltPkg-240to759kBtuh-11p5eer | DEER2017 | D17 v2 |  | Any | OfL | 2014 | CZ07 | cWtd | Cap-Tons | 346 | 175000 | None | 143 | 0.109 | 0 | 143 | 0.109 | 0 | 143 | 0.109 | 0 | 143 | 0.109 | 0 | DEER:HVAC_Split-Package_AC | Annual | 1719 | 143.2 | 0.1086 | 0 | 143.2 | 0.1086 | 0 | NE-HVAC-airAC-SpltPkg-240to759kBtuh-11p5eer_MZDEER2017AnyOfL2014CZ07cPVVG | 140814 | NE-HVAC-airAC-SpltPkg-240to759kBtuh-11p5eer_SZDEER2017AnyOfL2014CZ07cDXGF | 140813 |  | 144 | 0.104 | 0 | 140 | 0.127 | 0 | 144 | 0.104 | 0 | 140 | 0.127 | 0 | 358 | 175000 | 298 | 175000
NE-HVAC-airAC-SpltPkg-240to759kBtuh-11p5eer | DEER2017 | D17 v2 |  | Any | OfL | 2014 | CZ08 | cWtd | Cap-Tons | 399.8 | 175000 | None | 148 | 0.123 | 0 | 148 | 0.123 | 0 | 148 | 0.123 | 0 | 148 | 0.123 | 0 | DEER:HVAC_Split-Package_AC | Annual | 1719 | 147.6 | 0.1234 | 0 | 147.6 | 0.1234 | 0 | NE-HVAC-airAC-SpltPkg-240to759kBtuh-11p5eer_MZDEER2017AnyOfL2014CZ08cPVVG | 140816 | NE-HVAC-airAC-SpltPkg-240to759kBtuh-11p5eer_SZDEER2017AnyOfL2014CZ08cDXGF | 140815 |  | 149 | 0.118 | 0 | 142 | 0.145 | 0 | 149 | 0.118 | 0 | 142 | 0.145 | 0 | 412 | 175000 | 351 | 175000
NE-HVAC-airAC-SpltPkg-240to759kBtuh-11p5eer | DEER2017 | D17 v2 |  | Any | OfL | 2014 | CZ09 | cWtd | Cap-Tons | 517.2 | 175000 | None | 121 | 0.133 | 0 | 121 | 0.133 | 0 | 121 | 0.133 | 0 | 121 | 0.133 | 0 | DEER:HVAC_Split-Package_AC | Annual | 1719 | 120.6 | 0.1332 | 0 | 120.6 | 0.1332 | 0 | NE-HVAC-airAC-SpltPkg-240to759kBtuh-11p5eer_MZDEER2017AnyOfL2014CZ09cPVVG | 140818 | NE-HVAC-airAC-SpltPkg-240to759kBtuh-11p5eer_SZDEER2017AnyOfL2014CZ09cDXGF | 140817 |  | 125 | 0.127 | 0 | 103 | 0.158 | 0 | 125 | 0.127 | 0 | 103 | 0.158 | 0 | 531 | 175000 | 462 | 175000
NE-HVAC-airAC-SpltPkg-240to759kBtuh-11p5eer | DEER2017 | D17 v2 |  | Any | OfL | 2014 | CZ10 | cWtd | Cap-Tons | 503 | 175000 | None | 131 | 0.143 | 0 | 131 | 0.143 | 0 | 131 | 0.143 | 0 | 131 | 0.143 | 0 | DEER:HVAC_Split-Package_AC | Annual | 1719 | 131.4 | 0.1434 | 0 | 131.4 | 0.1434 | 0 | NE-HVAC-airAC-SpltPkg-240to759kBtuh-11p5eer_MZDEER2017AnyOfL2014CZ10cPVVG | 140820 | NE-HVAC-airAC-SpltPkg-240to759kBtuh-11p5eer_SZDEER2017AnyOfL2014CZ10cDXGF | 140819 |  | 135 | 0.136 | 0 | 117 | 0.173 | 0 | 135 | 0.136 | 0 | 117 | 0.173 | 0 | 516 | 175000 | 451 | 175000
NE-HVAC-airAC-SpltPkg-240to759kBtuh-11p5eer | DEER2017 | D17 v2 |  | Any | OfL | 2014 | CZ11 | cWtd | Cap-Tons | 443.8 | 175000 | None | 140 | 0.139 | 0 | 140 | 0.139 | 0 | 140 | 0.139 | 0 | 140 | 0.139 | 0 | DEER:HVAC_Split-Package_AC | Annual | 1719 | 139.6 | 0.1394 | 0 | 139.6 | 0.1394 | 0 | NE-HVAC-airAC-SpltPkg-240to759kBtuh-11p5eer_MZDEER2017AnyOfL2014CZ11cPVVG | 140822 | NE-HVAC-airAC-SpltPkg-240to759kBtuh-11p5eer_SZDEER2017AnyOfL2014CZ11cDXGF | 140821 |  | 141 | 0.133 | 0 | 134 | 0.165 | 0 | 141 | 0.133 | 0 | 134 | 0.165 | 0 | 456 | 175000 | 395 | 175000
NE-HVAC-airAC-SpltPkg-240to759kBtuh-11p5eer | DEER2017 | D17 v2 |  | Any | OfL | 2014 | CZ12 | cWtd | Cap-Tons | 460.2 | 175000 | None | 112 | 0.131 | 0 | 112 | 0.131 | 0 | 112 | 0.131 | 0 | 112 | 0.131 | 0 | DEER:HVAC_Split-Package_AC | Annual | 1719 | 112 | 0.1306 | 0 | 112 | 0.1306 | 0 | NE-HVAC-airAC-SpltPkg-240to759kBtuh-11p5eer_MZDEER2017AnyOfL2014CZ12cPVVG | 140824 | NE-HVAC-airAC-SpltPkg-240to759kBtuh-11p5eer_SZDEER2017AnyOfL2014CZ12cDXGF | 140823 |  | 114 | 0.124 | 0 | 104 | 0.157 | 0 | 114 | 0.124 | 0 | 104 | 0.157 | 0 | 474 | 175000 | 405 | 175000
NE-HVAC-airAC-SpltPkg-240to759kBtuh-11p5eer | DEER2017 | D17 v2 |  | Any | OfL | 2014 | CZ13 | cWtd | Cap-Tons | 472.4 | 175000 | None | 135 | 0.132 | 0 | 135 | 0.132 | 0 | 135 | 0.132 | 0 | 135 | 0.132 | 0 | DEER:HVAC_Split-Package_AC | Annual | 1719 | 134.8 | 0.1316 | 0 | 134.8 | 0.1316 | 0 | NE-HVAC-airAC-SpltPkg-240to759kBtuh-11p5eer_MZDEER2017AnyOfL2014CZ13cPVVG | 140826 | NE-HVAC-airAC-SpltPkg-240to759kBtuh-11p5eer_SZDEER2017AnyOfL2014CZ13cDXGF | 140825 |  | 135 | 0.125 | 0 | 134 | 0.158 | 0 | 135 | 0.125 | 0 | 134 | 0.158 | 0 | 486 | 175000 | 418 | 175000
NE-HVAC-airAC-SpltPkg-240to759kBtuh-11p5eer | DEER2017 | D17 v2 |  | Any | OfL | 2014 | CZ14 | cWtd | Cap-Tons | 457.4 | 175000 | None | 144 | 0.139 | 0 | 144 | 0.139 | 0 | 144 | 0.139 | 0 | 144 | 0.139 | 0 | DEER:HVAC_Split-Package_AC | Annual | 1719 | 144 | 0.1388 | 0 | 144 | 0.1388 | 0 | NE-HVAC-airAC-SpltPkg-240to759kBtuh-11p5eer_MZDEER2017AnyOfL2014CZ14cPVVG | 140828 | NE-HVAC-airAC-SpltPkg-240to759kBtuh-11p5eer_SZDEER2017AnyOfL2014CZ14cDXGF | 140827 |  | 145 | 0.132 | 0 | 140 | 0.166 | 0 | 145 | 0.132 | 0 | 140 | 0.166 | 0 | 471 | 175000 | 403 | 175000
NE-HVAC-airAC-SpltPkg-240to759kBtuh-11p5eer | DEER2017 | D17 v2 |  | Any | OfL | 2014 | CZ15 | cWtd | Cap-Tons | 524.2 | 175000 | None | 220 | 0.146 | 0 | 220 | 0.146 | 0 | 220 | 0.146 | 0 | 220 | 0.146 | 0 | DEER:HVAC_Split-Package_AC | Annual | 1719 | 220.2 | 0.1456 | 0 | 220.2 | 0.1456 | 0 | NE-HVAC-airAC-SpltPkg-240to759kBtuh-11p5eer_MZDEER2017AnyOfL2014CZ15cPVVG | 140830 | NE-HVAC-airAC-SpltPkg-240to759kBtuh-11p5eer_SZDEER2017AnyOfL2014CZ15cDXGF | 140829 |  | 219 | 0.137 | 0 | 225 | 0.18 | 0 | 219 | 0.137 | 0 | 225 | 0.18 | 0 | 538 | 175000 | 469 | 175000
NE-HVAC-airAC-SpltPkg-240to759kBtuh-11p5eer | DEER2017 | D17 v2 |  | Any | OfL | 2014 | CZ16 | cWtd | Cap-Tons | 321.4 | 175000 | None | 82.4 | 0.106 | 0 | 82.4 | 0.106 | 0 | 82.4 | 0.106 | 0 | 82.4 | 0.106 | 0 | DEER:HVAC_Split-Package_AC | Annual | 1719 | 82.4 | 0.1064 | 0 | 82.4 | 0.1064 | 0 | NE-HVAC-airAC-SpltPkg-240to759kBtuh-11p5eer_MZDEER2017AnyOfL2014CZ16cPVVG | 140832 | NE-HVAC-airAC-SpltPkg-240to759kBtuh-11p5eer_SZDEER2017AnyOfL2014CZ16cDXGF | 140831 |  | 82.4 | 0.102 | 0 | 82.4 | 0.124 | 0 | 82.4 | 0.102 | 0 | 82.4 | 0.124 | 0 | 333 | 175000 | 275 | 175000
NE-HVAC-airAC-SpltPkg-240to759kBtuh-11p5eer | DEER2017 | D17 v2 |  | Any | OfL | New | CZ01 | cWtd | Cap-Tons | 324.6 | 175000 | None | 37.4 | 0.0589 | 0 | 37.4 | 0.0589 | 0 | 37.4 | 0.0589 | 0 | 37.4 | 0.0589 | 0 | DEER:HVAC_Split-Package_AC | Annual | 1719 | 37.4 | 0.05888 | 0 | 37.4 | 0.05888 | 0 | NE-HVAC-airAC-SpltPkg-240to759kBtuh-11p5eer_MZDEER2017AnyOfLNewCZ01cPVVG | 165402 | NE-HVAC-airAC-SpltPkg-240to759kBtuh-11p5eer_SZDEER2017AnyOfLNewCZ01cDXGF | 165401 |  | 41 | 0.0559 | 0 | 23 | 0.0708 | 0 | 41 | 0.0559 | 0 | 23 | 0.0708 | 0 | 339 | 175000 | 267 | 175000
NE-HVAC-airAC-SpltPkg-240to759kBtuh-11p5eer | DEER2017 | D17 v2 |  | Any | OfL | New | CZ02 | cWtd | Cap-Tons | 402.2 | 175000 | None | 98 | 0.138 | 0 | 98 | 0.138 | 0 | 98 | 0.138 | 0 | 98 | 0.138 | 0 | DEER:HVAC_Split-Package_AC | Annual | 1719 | 98 | 0.1376 | 0 | 98 | 0.1376 | 0 | NE-HVAC-airAC-SpltPkg-240to759kBtuh-11p5eer_MZDEER2017AnyOfLNewCZ02cPVVG | 165404 | NE-HVAC-airAC-SpltPkg-240to759kBtuh-11p5eer_SZDEER2017AnyOfLNewCZ02cDXGF | 165403 |  | 101 | 0.132 | 0 | 86 | 0.16 | 0 | 101 | 0.132 | 0 | 86 | 0.16 | 0 | 414 | 175000 | 355 | 175000
NE-HVAC-airAC-SpltPkg-240to759kBtuh-11p5eer | DEER2017 | D17 v2 |  | Any | OfL | New | CZ03 | cWtd | Cap-Tons | 379.8 | 175000 | None | 79.6 | 0.0948 | 0 | 79.6 | 0.0948 | 0 | 79.6 | 0.0948 | 0 | 79.6 | 0.0948 | 0 | DEER:HVAC_Split-Package_AC | Annual | 1719 | 79.6 | 0.09484 | 0 | 79.6 | 0.09484 | 0 | NE-HVAC-airAC-SpltPkg-240to759kBtuh-11p5eer_MZDEER2017AnyOfLNewCZ03cPVVG | 165406 | NE-HVAC-airAC-SpltPkg-240to759kBtuh-11p5eer_SZDEER2017AnyOfLNewCZ03cDXGF | 165405 |  | 84.6 | 0.0898 | 0 | 59.6 | 0.115 | 0 | 84.6 | 0.0898 | 0 | 59.6 | 0.115 | 0 | 394 | 175000 | 323 | 175000
NE-HVAC-airAC-SpltPkg-240to759kBtuh-11p5eer | DEER2017 | D17 v2 |  | Any | OfL | New | CZ04 | cWtd | Cap-Tons | 423.2 | 175000 | None | 107 | 0.121 | 0 | 107 | 0.121 | 0 | 107 | 0.121 | 0 | 107 | 0.121 | 0 | DEER:HVAC_Split-Package_AC | Annual | 1719 | 107.28 | 0.1214 | 0 | 107.28 | 0.1214 | 0 | NE-HVAC-airAC-SpltPkg-240to759kBtuh-11p5eer_MZDEER2017AnyOfLNewCZ04cPVVG | 165408 | NE-HVAC-airAC-SpltPkg-240to759kBtuh-11p5eer_SZDEER2017AnyOfLNewCZ04cDXGF | 165407 |  | 111 | 0.115 | 0 | 92.4 | 0.147 | 0 | 111 | 0.115 | 0 | 92.4 | 0.147 | 0 | 437 | 175000 | 368 | 175000
NE-HVAC-airAC-SpltPkg-240to759kBtuh-11p5eer | DEER2017 | D17 v2 |  | Any | OfL | New | CZ05 | cWtd | Cap-Tons | 331.2 | 175000 | None | 94 | 0.087 | 0 | 94 | 0.087 | 0 | 94 | 0.087 | 0 | 94 | 0.087 | 0 | DEER:HVAC_Split-Package_AC | Annual | 1719 | 93.98 | 0.08704 | 0 | 93.98 | 0.08704 | 0 | NE-HVAC-airAC-SpltPkg-240to759kBtuh-11p5eer_MZDEER2017AnyOfLNewCZ05cPVVG | 165410 | NE-HVAC-airAC-SpltPkg-240to759kBtuh-11p5eer_SZDEER2017AnyOfLNewCZ05cDXGF | 165409 |  | 96.9 | 0.0828 | 0 | 82.3 | 0.104 | 0 | 96.9 | 0.0828 | 0 | 82.3 | 0.104 | 0 | 343 | 175000 | 284 | 175000
NE-HVAC-airAC-SpltPkg-240to759kBtuh-11p5eer | DEER2017 | D17 v2 |  | Any | OfL | New | CZ06 | cWtd | Cap-Tons | 383.8 | 175000 | None | 139 | 0.11 | 0 | 139 | 0.11 | 0 | 139 | 0.11 | 0 | 139 | 0.11 | 0 | DEER:HVAC_Split-Package_AC | Annual | 1719 | 139.4 | 0.11 | 0 | 139.4 | 0.11 | 0 | NE-HVAC-airAC-SpltPkg-240to759kBtuh-11p5eer_MZDEER2017AnyOfLNewCZ06cPVVG | 165412 | NE-HVAC-airAC-SpltPkg-240to759kBtuh-11p5eer_SZDEER2017AnyOfLNewCZ06cDXGF | 165411 |  | 141 | 0.105 | 0 | 133 | 0.13 | 0 | 141 | 0.105 | 0 | 133 | 0.13 | 0 | 396 | 175000 | 335 | 175000
NE-HVAC-airAC-SpltPkg-240to759kBtuh-11p5eer | DEER2017 | D17 v2 |  | Any | OfL | New | CZ07 | cWtd | Cap-Tons | 346 | 175000 | None | 143 | 0.109 | 0 | 143 | 0.109 | 0 | 143 | 0.109 | 0 | 143 | 0.109 | 0 | DEER:HVAC_Split-Package_AC | Annual | 1719 | 143.2 | 0.1086 | 0 | 143.2 | 0.1086 | 0 | NE-HVAC-airAC-SpltPkg-240to759kBtuh-11p5eer_MZDEER2017AnyOfLNewCZ07cPVVG | 165414 | NE-HVAC-airAC-SpltPkg-240to759kBtuh-11p5eer_SZDEER2017AnyOfLNewCZ07cDXGF | 165413 |  | 144 | 0.104 | 0 | 140 | 0.127 | 0 | 144 | 0.104 | 0 | 140 | 0.127 | 0 | 358 | 175000 | 298 | 175000
NE-HVAC-airAC-SpltPkg-240to759kBtuh-11p5eer | DEER2017 | D17 v2 |  | Any | OfL | New | CZ08 | cWtd | Cap-Tons | 399.8 | 175000 | None | 148 | 0.123 | 0 | 148 | 0.123 | 0 | 148 | 0.123 | 0 | 148 | 0.123 | 0 | DEER:HVAC_Split-Package_AC | Annual | 1719 | 147.6 | 0.1234 | 0 | 147.6 | 0.1234 | 0 | NE-HVAC-airAC-SpltPkg-240to759kBtuh-11p5eer_MZDEER2017AnyOfLNewCZ08cPVVG | 165416 | NE-HVAC-airAC-SpltPkg-240to759kBtuh-11p5eer_SZDEER2017AnyOfLNewCZ08cDXGF | 165415 |  | 149 | 0.118 | 0 | 142 | 0.145 | 0 | 149 | 0.118 | 0 | 142 | 0.145 | 0 | 412 | 175000 | 351 | 175000
NE-HVAC-airAC-SpltPkg-240to759kBtuh-11p5eer | DEER2017 | D17 v2 |  | Any | OfL | New | CZ09 | cWtd | Cap-Tons | 517.2 | 175000 | None | 121 | 0.133 | 0 | 121 | 0.133 | 0 | 121 | 0.133 | 0 | 121 | 0.133 | 0 | DEER:HVAC_Split-Package_AC | Annual | 1719 | 120.6 | 0.1332 | 0 | 120.6 | 0.1332 | 0 | NE-HVAC-airAC-SpltPkg-240to759kBtuh-11p5eer_MZDEER2017AnyOfLNewCZ09cPVVG | 165418 | NE-HVAC-airAC-SpltPkg-240to759kBtuh-11p5eer_SZDEER2017AnyOfLNewCZ09cDXGF | 165417 |  | 125 | 0.127 | 0 | 103 | 0.158 | 0 | 125 | 0.127 | 0 | 103 | 0.158 | 0 | 531 | 175000 | 462 | 175000
NE-HVAC-airAC-SpltPkg-240to759kBtuh-11p5eer | DEER2017 | D17 v2 |  | Any | OfL | New | CZ10 | cWtd | Cap-Tons | 503 | 175000 | None | 131 | 0.143 | 0 | 131 | 0.143 | 0 | 131 | 0.143 | 0 | 131 | 0.143 | 0 | DEER:HVAC_Split-Package_AC | Annual | 1719 | 131.4 | 0.1434 | 0 | 131.4 | 0.1434 | 0 | NE-HVAC-airAC-SpltPkg-240to759kBtuh-11p5eer_MZDEER2017AnyOfLNewCZ10cPVVG | 165420 | NE-HVAC-airAC-SpltPkg-240to759kBtuh-11p5eer_SZDEER2017AnyOfLNewCZ10cDXGF | 165419 |  | 135 | 0.136 | 0 | 117 | 0.173 | 0 | 135 | 0.136 | 0 | 117 | 0.173 | 0 | 516 | 175000 | 451 | 175000
NE-HVAC-airAC-SpltPkg-240to759kBtuh-11p5eer | DEER2017 | D17 v2 |  | Any | OfL | New | CZ11 | cWtd | Cap-Tons | 443.8 | 175000 | None | 140 | 0.139 | 0 | 140 | 0.139 | 0 | 140 | 0.139 | 0 | 140 | 0.139 | 0 | DEER:HVAC_Split-Package_AC | Annual | 1719 | 139.6 | 0.1394 | 0 | 139.6 | 0.1394 | 0 | NE-HVAC-airAC-SpltPkg-240to759kBtuh-11p5eer_MZDEER2017AnyOfLNewCZ11cPVVG | 165422 | NE-HVAC-airAC-SpltPkg-240to759kBtuh-11p5eer_SZDEER2017AnyOfLNewCZ11cDXGF | 165421 |  | 141 | 0.133 | 0 | 134 | 0.165 | 0 | 141 | 0.133 | 0 | 134 | 0.165 | 0 | 456 | 175000 | 395 | 175000
NE-HVAC-airAC-SpltPkg-240to759kBtuh-11p5eer | DEER2017 | D17 v2 |  | Any | OfL | New | CZ12 | cWtd | Cap-Tons | 460.2 | 175000 | None | 112 | 0.131 | 0 | 112 | 0.131 | 0 | 112 | 0.131 | 0 | 112 | 0.131 | 0 | DEER:HVAC_Split-Package_AC | Annual | 1719 | 112 | 0.1306 | 0 | 112 | 0.1306 | 0 | NE-HVAC-airAC-SpltPkg-240to759kBtuh-11p5eer_MZDEER2017AnyOfLNewCZ12cPVVG | 165424 | NE-HVAC-airAC-SpltPkg-240to759kBtuh-11p5eer_SZDEER2017AnyOfLNewCZ12cDXGF | 165423 |  | 114 | 0.124 | 0 | 104 | 0.157 | 0 | 114 | 0.124 | 0 | 104 | 0.157 | 0 | 474 | 175000 | 405 | 175000
NE-HVAC-airAC-SpltPkg-240to759kBtuh-11p5eer | DEER2017 | D17 v2 |  | Any | OfL | New | CZ13 | cWtd | Cap-Tons | 472.4 | 175000 | None | 135 | 0.132 | 0 | 135 | 0.132 | 0 | 135 | 0.132 | 0 | 135 | 0.132 | 0 | DEER:HVAC_Split-Package_AC | Annual | 1719 | 134.8 | 0.1316 | 0 | 134.8 | 0.1316 | 0 | NE-HVAC-airAC-SpltPkg-240to759kBtuh-11p5eer_MZDEER2017AnyOfLNewCZ13cPVVG | 165426 | NE-HVAC-airAC-SpltPkg-240to759kBtuh-11p5eer_SZDEER2017AnyOfLNewCZ13cDXGF | 165425 |  | 135 | 0.125 | 0 | 134 | 0.158 | 0 | 135 | 0.125 | 0 | 134 | 0.158 | 0 | 486 | 175000 | 418 | 175000
NE-HVAC-airAC-SpltPkg-240to759kBtuh-11p5eer | DEER2017 | D17 v2 |  | Any | OfL | New | CZ14 | cWtd | Cap-Tons | 457.4 | 175000 | None | 144 | 0.139 | 0 | 144 | 0.139 | 0 | 144 | 0.139 | 0 | 144 | 0.139 | 0 | DEER:HVAC_Split-Package_AC | Annual | 1719 | 144 | 0.1388 | 0 | 144 | 0.1388 | 0 | NE-HVAC-airAC-SpltPkg-240to759kBtuh-11p5eer_MZDEER2017AnyOfLNewCZ14cPVVG | 165428 | NE-HVAC-airAC-SpltPkg-240to759kBtuh-11p5eer_SZDEER2017AnyOfLNewCZ14cDXGF | 165427 |  | 145 | 0.132 | 0 | 140 | 0.166 | 0 | 145 | 0.132 | 0 | 140 | 0.166 | 0 | 471 | 175000 | 403 | 175000
NE-HVAC-airAC-SpltPkg-240to759kBtuh-11p5eer | DEER2017 | D17 v2 |  | Any | OfL | New | CZ15 | cWtd | Cap-Tons | 524.2 | 175000 | None | 220 | 0.146 | 0 | 220 | 0.146 | 0 | 220 | 0.146 | 0 | 220 | 0.146 | 0 | DEER:HVAC_Split-Package_AC | Annual | 1719 | 220.2 | 0.1456 | 0 | 220.2 | 0.1456 | 0 | NE-HVAC-airAC-SpltPkg-240to759kBtuh-11p5eer_MZDEER2017AnyOfLNewCZ15cPVVG | 165430 | NE-HVAC-airAC-SpltPkg-240to759kBtuh-11p5eer_SZDEER2017AnyOfLNewCZ15cDXGF | 165429 |  | 219 | 0.137 | 0 | 225 | 0.18 | 0 | 219 | 0.137 | 0 | 225 | 0.18 | 0 | 538 | 175000 | 469 | 175000
NE-HVAC-airAC-SpltPkg-240to759kBtuh-11p5eer | DEER2017 | D17 v2 |  | Any | OfL | New | CZ16 | cWtd | Cap-Tons | 321.4 | 175000 | None | 82.4 | 0.106 | 0 | 82.4 | 0.106 | 0 | 82.4 | 0.106 | 0 | 82.4 | 0.106 | 0 | DEER:HVAC_Split-Package_AC | Annual | 1719 | 82.4 | 0.1064 | 0 | 82.4 | 0.1064 | 0 | NE-HVAC-airAC-SpltPkg-240to759kBtuh-11p5eer_MZDEER2017AnyOfLNewCZ16cPVVG | 165432 | NE-HVAC-airAC-SpltPkg-240to759kBtuh-11p5eer_SZDEER2017AnyOfLNewCZ16cDXGF | 165431 |  | 82.4 | 0.102 | 0 | 82.4 | 0.124 | 0 | 82.4 | 0.102 | 0 | 82.4 | 0.124 | 0 | 333 | 175000 | 275 | 175000
NE-HVAC-airAC-SpltPkg-240to759kBtuh-11p5eer | DEER2017 | D17 v2 |  | Any | OfS | 1975 | CZ01 | cWtd | Cap-Tons | 43.66 | 10000 | None | 28.6 | 0.0405 | 0 | 28.6 | 0.0405 | 0 | 28.6 | 0.0405 | 0 | 28.6 | 0.0405 | 0 | DEER:HVAC_Split-Package_AC | Annual | 1719 | 28.552 | 0.04046 | 0 | 28.552 | 0.04046 | 0 | NE-HVAC-airAC-SpltPkg-240to759kBtuh-11p5eer_MZDEER2017AnyOfS1975CZ01cPVVG | 12674 | NE-HVAC-airAC-SpltPkg-240to759kBtuh-11p5eer_SZDEER2017AnyOfS1975CZ01cDXGF | 12673 |  | 33.9 | 0.0412 | 0 | 7.16 | 0.0375 | 0 | 33.9 | 0.0412 | 0 | 7.16 | 0.0375 | 0 | 46.5 | 10000 | 32.3 | 10000
NE-HVAC-airAC-SpltPkg-240to759kBtuh-11p5eer | DEER2017 | D17 v2 |  | Any | OfS | 1975 | CZ02 | cWtd | Cap-Tons | 54.88 | 10000 | None | 84 | 0.103 | 0 | 84 | 0.103 | 0 | 84 | 0.103 | 0 | 84 | 0.103 | 0 | DEER:HVAC_Split-Package_AC | Annual | 1719 | 84 | 0.10284 | 0 | 84 | 0.10284 | 0 | NE-HVAC-airAC-SpltPkg-240to759kBtuh-11p5eer_MZDEER2017AnyOfS1975CZ02cPVVG | 12676 | NE-HVAC-airAC-SpltPkg-240to759kBtuh-11p5eer_SZDEER2017AnyOfS1975CZ02cDXGF | 12675 |  | 88.1 | 0.0968 | 0 | 67.6 | 0.127 | 0 | 88.1 | 0.0968 | 0 | 67.6 | 0.127 | 0 | 58 | 10000 | 42.4 | 10000
NE-HVAC-airAC-SpltPkg-240to759kBtuh-11p5eer | DEER2017 | D17 v2 |  | Any | OfS | 1975 | CZ03 | cWtd | Cap-Tons | 48.1 | 10000 | None | 70.5 | 0.0732 | 0 | 70.5 | 0.0732 | 0 | 70.5 | 0.0732 | 0 | 70.5 | 0.0732 | 0 | DEER:HVAC_Split-Package_AC | Annual | 1719 | 70.46 | 0.07318 | 0 | 70.46 | 0.07318 | 0 | NE-HVAC-airAC-SpltPkg-240to759kBtuh-11p5eer_MZDEER2017AnyOfS1975CZ03cPVVG | 12678 | NE-HVAC-airAC-SpltPkg-240to759kBtuh-11p5eer_SZDEER2017AnyOfS1975CZ03cDXGF | 12677 |  | 77.1 | 0.0681 | 0 | 43.9 | 0.0935 | 0 | 77.1 | 0.0681 | 0 | 43.9 | 0.0935 | 0 | 51.1 | 10000 | 36.1 | 10000
NE-HVAC-airAC-SpltPkg-240to759kBtuh-11p5eer | DEER2017 | D17 v2 |  | Any | OfS | 1975 | CZ04 | cWtd | Cap-Tons | 55.84 | 10000 | None | 95.9 | 0.0954 | 0 | 95.9 | 0.0954 | 0 | 95.9 | 0.0954 | 0 | 95.9 | 0.0954 | 0 | DEER:HVAC_Split-Package_AC | Annual | 1719 | 95.86 | 0.09536 | 0 | 95.86 | 0.09536 | 0 | NE-HVAC-airAC-SpltPkg-240to759kBtuh-11p5eer_MZDEER2017AnyOfS1975CZ04cPVVG | 12680 | NE-HVAC-airAC-SpltPkg-240to759kBtuh-11p5eer_SZDEER2017AnyOfS1975CZ04cDXGF | 12679 |  | 101 | 0.0887 | 0 | 75.3 | 0.122 | 0 | 101 | 0.0887 | 0 | 75.3 | 0.122 | 0 | 59.1 | 10000 | 42.8 | 10000
NE-HVAC-airAC-SpltPkg-240to759kBtuh-11p5eer | DEER2017 | D17 v2 |  | Any | OfS | 1975 | CZ05 | cWtd | Cap-Tons | 46.68 | 10000 | None | 74.3 | 0.064 | 0 | 74.3 | 0.064 | 0 | 74.3 | 0.064 | 0 | 74.3 | 0.064 | 0 | DEER:HVAC_Split-Package_AC | Annual | 1719 | 74.34 | 0.064 | 0 | 74.34 | 0.064 | 0 | NE-HVAC-airAC-SpltPkg-240to759kBtuh-11p5eer_MZDEER2017AnyOfS1975CZ05cPVVG | 12682 | NE-HVAC-airAC-SpltPkg-240to759kBtuh-11p5eer_SZDEER2017AnyOfS1975CZ05cDXGF | 12681 |  | 80.8 | 0.0601 | 0 | 48.5 | 0.0796 | 0 | 80.8 | 0.0601 | 0 | 48.5 | 0.0796 | 0 | 49.5 | 10000 | 35.4 | 10000
NE-HVAC-airAC-SpltPkg-240to759kBtuh-11p5eer | DEER2017 | D17 v2 |  | Any | OfS | 1975 | CZ06 | cWtd | Cap-Tons | 51.76 | 10000 | None | 115 | 0.082 | 0 | 115 | 0.082 | 0 | 115 | 0.082 | 0 | 115 | 0.082 | 0 | DEER:HVAC_Split-Package_AC | Annual | 1719 | 115.18 | 0.08196 | 0 | 115.18 | 0.08196 | 0 | NE-HVAC-airAC-SpltPkg-240to759kBtuh-11p5eer_MZDEER2017AnyOfS1975CZ06cPVVG | 12684 | NE-HVAC-airAC-SpltPkg-240to759kBtuh-11p5eer_SZDEER2017AnyOfS1975CZ06cDXGF | 12683 |  | 121 | 0.0772 | 0 | 91.9 | 0.101 | 0 | 121 | 0.0772 | 0 | 91.9 | 0.101 | 0 | 54.7 | 10000 | 40 | 10000
NE-HVAC-airAC-SpltPkg-240to759kBtuh-11p5eer | DEER2017 | D17 v2 |  | Any | OfS | 1975 | CZ07 | cWtd | Cap-Tons | 48.24 | 10000 | None | 115 | 0.0761 | 0 | 115 | 0.0761 | 0 | 115 | 0.0761 | 0 | 115 | 0.0761 | 0 | DEER:HVAC_Split-Package_AC | Annual | 1719 | 114.8 | 0.07612 | 0 | 114.8 | 0.07612 | 0 | NE-HVAC-airAC-SpltPkg-240to759kBtuh-11p5eer_MZDEER2017AnyOfS1975CZ07cPVVG | 12686 | NE-HVAC-airAC-SpltPkg-240to759kBtuh-11p5eer_SZDEER2017AnyOfS1975CZ07cDXGF | 12685 |  | 121 | 0.0712 | 0 | 90 | 0.0958 | 0 | 121 | 0.0712 | 0 | 90 | 0.0958 | 0 | 51.1 | 10000 | 36.8 | 10000
NE-HVAC-airAC-SpltPkg-240to759kBtuh-11p5eer | DEER2017 | D17 v2 |  | Any | OfS | 1975 | CZ08 | cWtd | Cap-Tons | 54.34 | 10000 | None | 124 | 0.0942 | 0 | 124 | 0.0942 | 0 | 124 | 0.0942 | 0 | 124 | 0.0942 | 0 | DEER:HVAC_Split-Package_AC | Annual | 1719 | 124.4 | 0.09424 | 0 | 124.4 | 0.09424 | 0 | NE-HVAC-airAC-SpltPkg-240to759kBtuh-11p5eer_MZDEER2017AnyOfS1975CZ08cPVVG | 12688 | NE-HVAC-airAC-SpltPkg-240to759kBtuh-11p5eer_SZDEER2017AnyOfS1975CZ08cDXGF | 12687 |  | 129 | 0.0883 | 0 | 106 | 0.118 | 0 | 129 | 0.0883 | 0 | 106 | 0.118 | 0 | 57.4 | 10000 | 42.1 | 10000
NE-HVAC-airAC-SpltPkg-240to759kBtuh-11p5eer | DEER2017 | D17 v2 |  | Any | OfS | 1975 | CZ09 | cWtd | Cap-Tons | 63.74 | 10000 | None | 116 | 0.11 | 0 | 116 | 0.11 | 0 | 116 | 0.11 | 0 | 116 | 0.11 | 0 | DEER:HVAC_Split-Package_AC | Annual | 1719 | 115.9 | 0.11 | 0 | 115.9 | 0.11 | 0 | NE-HVAC-airAC-SpltPkg-240to759kBtuh-11p5eer_MZDEER2017AnyOfS1975CZ09cPVVG | 12690 | NE-HVAC-airAC-SpltPkg-240to759kBtuh-11p5eer_SZDEER2017AnyOfS1975CZ09cDXGF | 12689 |  | 121 | 0.103 | 0 | 95.5 | 0.138 | 0 | 121 | 0.103 | 0 | 95.5 | 0.138 | 0 | 67.2 | 10000 | 49.9 | 10000
NE-HVAC-airAC-SpltPkg-240to759kBtuh-11p5eer | DEER2017 | D17 v2 |  | Any | OfS | 1975 | CZ10 | cWtd | Cap-Tons | 62.46 | 10000 | None | 125 | 0.121 | 0 | 125 | 0.121 | 0 | 125 | 0.121 | 0 | 125 | 0.121 | 0 | DEER:HVAC_Split-Package_AC | Annual | 1719 | 125.2 | 0.1212 | 0 | 125.2 | 0.1212 | 0 | NE-HVAC-airAC-SpltPkg-240to759kBtuh-11p5eer_MZDEER2017AnyOfS1975CZ10cPVVG | 12692 | NE-HVAC-airAC-SpltPkg-240to759kBtuh-11p5eer_SZDEER2017AnyOfS1975CZ10cDXGF | 12691 |  | 129 | 0.112 | 0 | 110 | 0.158 | 0 | 129 | 0.112 | 0 | 110 | 0.158 | 0 | 65.9 | 10000 | 48.7 | 10000
NE-HVAC-airAC-SpltPkg-240to759kBtuh-11p5eer | DEER2017 | D17 v2 |  | Any | OfS | 1975 | CZ11 | cWtd | Cap-Tons | 62.48 | 10000 | None | 121 | 0.11 | 0 | 121 | 0.11 | 0 | 121 | 0.11 | 0 | 121 | 0.11 | 0 | DEER:HVAC_Split-Package_AC | Annual | 1719 | 121.4 | 0.1096 | 0 | 121.4 | 0.1096 | 0 | NE-HVAC-airAC-SpltPkg-240to759kBtuh-11p5eer_MZDEER2017AnyOfS1975CZ11cPVVG | 12694 | NE-HVAC-airAC-SpltPkg-240to759kBtuh-11p5eer_SZDEER2017AnyOfS1975CZ11cDXGF | 12693 |  | 123 | 0.103 | 0 | 115 | 0.136 | 0 | 123 | 0.103 | 0 | 115 | 0.136 | 0 | 65.9 | 10000 | 48.8 | 10000
NE-HVAC-airAC-SpltPkg-240to759kBtuh-11p5eer | DEER2017 | D17 v2 |  | Any | OfS | 1975 | CZ12 | cWtd | Cap-Tons | 60.08 | 10000 | None | 101 | 0.103 | 0 | 101 | 0.103 | 0 | 101 | 0.103 | 0 | 101 | 0.103 | 0 | DEER:HVAC_Split-Package_AC | Annual | 1719 | 101.44 | 0.10348 | 0 | 101.44 | 0.10348 | 0 | NE-HVAC-airAC-SpltPkg-240to759kBtuh-11p5eer_MZDEER2017AnyOfS1975CZ12cPVVG | 12696 | NE-HVAC-airAC-SpltPkg-240to759kBtuh-11p5eer_SZDEER2017AnyOfS1975CZ12cDXGF | 12695 |  | 104 | 0.0971 | 0 | 91.2 | 0.129 | 0 | 104 | 0.0971 | 0 | 91.2 | 0.129 | 0 | 63.5 | 10000 | 46.4 | 10000
NE-HVAC-airAC-SpltPkg-240to759kBtuh-11p5eer | DEER2017 | D17 v2 |  | Any | OfS | 1975 | CZ13 | cWtd | Cap-Tons | 60.48 | 10000 | None | 126 | 0.106 | 0 | 126 | 0.106 | 0 | 126 | 0.106 | 0 | 126 | 0.106 | 0 | DEER:HVAC_Split-Package_AC | Annual | 1719 | 125.6 | 0.10608 | 0 | 125.6 | 0.10608 | 0 | NE-HVAC-airAC-SpltPkg-240to759kBtuh-11p5eer_MZDEER2017AnyOfS1975CZ13cPVVG | 12698 | NE-HVAC-airAC-SpltPkg-240to759kBtuh-11p5eer_SZDEER2017AnyOfS1975CZ13cDXGF | 12697 |  | 125 | 0.0991 | 0 | 128 | 0.134 | 0 | 125 | 0.0991 | 0 | 128 | 0.134 | 0 | 64 | 10000 | 46.4 | 10000
NE-HVAC-airAC-SpltPkg-240to759kBtuh-11p5eer | DEER2017 | D17 v2 |  | Any | OfS | 1975 | CZ14 | cWtd | Cap-Tons | 62.48 | 10000 | None | 127 | 0.111 | 0 | 127 | 0.111 | 0 | 127 | 0.111 | 0 | 127 | 0.111 | 0 | DEER:HVAC_Split-Package_AC | Annual | 1719 | 127.4 | 0.111 | 0 | 127.4 | 0.111 | 0 | NE-HVAC-airAC-SpltPkg-240to759kBtuh-11p5eer_MZDEER2017AnyOfS1975CZ14cPVVG | 12700 | NE-HVAC-airAC-SpltPkg-240to759kBtuh-11p5eer_SZDEER2017AnyOfS1975CZ14cDXGF | 12699 |  | 129 | 0.104 | 0 | 121 | 0.139 | 0 | 129 | 0.104 | 0 | 121 | 0.139 | 0 | 65.9 | 10000 | 48.8 | 10000
NE-HVAC-airAC-SpltPkg-240to759kBtuh-11p5eer | DEER2017 | D17 v2 |  | Any | OfS | 1975 | CZ15 | cWtd | Cap-Tons | 70.3 | 10000 | None | 202 | 0.119 | 0 | 202 | 0.119 | 0 | 202 | 0.119 | 0 | 202 | 0.119 | 0 | DEER:HVAC_Split-Package_AC | Annual | 1719 | 202.2 | 0.1194 | 0 | 202.2 | 0.1194 | 0 | NE-HVAC-airAC-SpltPkg-240to759kBtuh-11p5eer_MZDEER2017AnyOfS1975CZ15cPVVG | 12702 | NE-HVAC-airAC-SpltPkg-240to759kBtuh-11p5eer_SZDEER2017AnyOfS1975CZ15cDXGF | 12701 |  | 201 | 0.111 | 0 | 207 | 0.153 | 0 | 201 | 0.111 | 0 | 207 | 0.153 | 0 | 74.1 | 10000 | 55.1 | 10000
NE-HVAC-airAC-SpltPkg-240to759kBtuh-11p5eer | DEER2017 | D17 v2 |  | Any | OfS | 1975 | CZ16 | cWtd | Cap-Tons | 47.48 | 10000 | None | 66.8 | 0.0786 | 0 | 66.8 | 0.0786 | 0 | 66.8 | 0.0786 | 0 | 66.8 | 0.0786 | 0 | DEER:HVAC_Split-Package_AC | Annual | 1719 | 66.82 | 0.07856 | 0 | 66.82 | 0.07856 | 0 | NE-HVAC-airAC-SpltPkg-240to759kBtuh-11p5eer_MZDEER2017AnyOfS1975CZ16cPVVG | 12704 | NE-HVAC-airAC-SpltPkg-240to759kBtuh-11p5eer_SZDEER2017AnyOfS1975CZ16cDXGF | 12703 |  | 67.5 | 0.0736 | 0 | 64.1 | 0.0984 | 0 | 67.5 | 0.0736 | 0 | 64.1 | 0.0984 | 0 | 50.4 | 10000 | 35.8 | 10000
NE-HVAC-airAC-SpltPkg-240to759kBtuh-11p5eer | DEER2017 | D17 v2 |  | Any | OfS | 1985 | CZ01 | cWtd | Cap-Tons | 38.8 | 10000 | None | 16.8 | 0.0453 | 0 | 16.8 | 0.0453 | 0 | 16.8 | 0.0453 | 0 | 16.8 | 0.0453 | 0 | DEER:HVAC_Split-Package_AC | Annual | 1719 | 16.84 | 0.04528 | 0 | 16.84 | 0.04528 | 0 | NE-HVAC-airAC-SpltPkg-240to759kBtuh-11p5eer_MZDEER2017AnyOfS1985CZ01cPVVG | 34034 | NE-HVAC-airAC-SpltPkg-240to759kBtuh-11p5eer_SZDEER2017AnyOfS1985CZ01cDXGF | 34033 |  | 18.4 | 0.0459 | 0 | 10.6 | 0.0428 | 0 | 18.4 | 0.0459 | 0 | 10.6 | 0.0428 | 0 | 40.9 | 10000 | 30.4 | 10000
NE-HVAC-airAC-SpltPkg-240to759kBtuh-11p5eer | DEER2017 | D17 v2 |  | Any | OfS | 1985 | CZ02 | cWtd | Cap-Tons | 48.98 | 10000 | None | 82.7 | 0.118 | 0 | 82.7 | 0.118 | 0 | 82.7 | 0.118 | 0 | 82.7 | 0.118 | 0 | DEER:HVAC_Split-Package_AC | Annual | 1719 | 82.68 | 0.1182 | 0 | 82.68 | 0.1182 | 0 | NE-HVAC-airAC-SpltPkg-240to759kBtuh-11p5eer_MZDEER2017AnyOfS1985CZ02cPVVG | 34036 | NE-HVAC-airAC-SpltPkg-240to759kBtuh-11p5eer_SZDEER2017AnyOfS1985CZ02cDXGF | 34035 |  | 85.7 | 0.115 | 0 | 70.6 | 0.131 | 0 | 85.7 | 0.115 | 0 | 70.6 | 0.131 | 0 | 51.2 | 10000 | 40.1 | 10000
NE-HVAC-airAC-SpltPkg-240to759kBtuh-11p5eer | DEER2017 | D17 v2 |  | Any | OfS | 1985 | CZ03 | cWtd | Cap-Tons | 42.92 | 10000 | None | 60.7 | 0.0845 | 0 | 60.7 | 0.0845 | 0 | 60.7 | 0.0845 | 0 | 60.7 | 0.0845 | 0 | DEER:HVAC_Split-Package_AC | Annual | 1719 | 60.74 | 0.08452 | 0 | 60.74 | 0.08452 | 0 | NE-HVAC-airAC-SpltPkg-240to759kBtuh-11p5eer_MZDEER2017AnyOfS1985CZ03cPVVG | 34038 | NE-HVAC-airAC-SpltPkg-240to759kBtuh-11p5eer_SZDEER2017AnyOfS1985CZ03cDXGF | 34037 |  | 64.3 | 0.0815 | 0 | 46.5 | 0.0966 | 0 | 64.3 | 0.0815 | 0 | 46.5 | 0.0966 | 0 | 45.1 | 10000 | 34.2 | 10000
NE-HVAC-airAC-SpltPkg-240to759kBtuh-11p5eer | DEER2017 | D17 v2 |  | Any | OfS | 1985 | CZ04 | cWtd | Cap-Tons | 49.94 | 10000 | None | 94 | 0.109 | 0 | 94 | 0.109 | 0 | 94 | 0.109 | 0 | 94 | 0.109 | 0 | DEER:HVAC_Split-Package_AC | Annual | 1719 | 94.04 | 0.1094 | 0 | 94.04 | 0.1094 | 0 | NE-HVAC-airAC-SpltPkg-240to759kBtuh-11p5eer_MZDEER2017AnyOfS1985CZ04cPVVG | 34040 | NE-HVAC-airAC-SpltPkg-240to759kBtuh-11p5eer_SZDEER2017AnyOfS1985CZ04cDXGF | 34039 |  | 97.9 | 0.105 | 0 | 78.6 | 0.127 | 0 | 97.9 | 0.105 | 0 | 78.6 | 0.127 | 0 | 52.3 | 10000 | 40.5 | 10000
NE-HVAC-airAC-SpltPkg-240to759kBtuh-11p5eer | DEER2017 | D17 v2 |  | Any | OfS | 1985 | CZ05 | cWtd | Cap-Tons | 41.48 | 10000 | None | 68.5 | 0.0732 | 0 | 68.5 | 0.0732 | 0 | 68.5 | 0.0732 | 0 | 68.5 | 0.0732 | 0 | DEER:HVAC_Split-Package_AC | Annual | 1719 | 68.54 | 0.07324 | 0 | 68.54 | 0.07324 | 0 | NE-HVAC-airAC-SpltPkg-240to759kBtuh-11p5eer_MZDEER2017AnyOfS1985CZ05cPVVG | 34042 | NE-HVAC-airAC-SpltPkg-240to759kBtuh-11p5eer_SZDEER2017AnyOfS1985CZ05cDXGF | 34041 |  | 72.8 | 0.0709 | 0 | 51.5 | 0.0826 | 0 | 72.8 | 0.0709 | 0 | 51.5 | 0.0826 | 0 | 43.5 | 10000 | 33.4 | 10000
NE-HVAC-airAC-SpltPkg-240to759kBtuh-11p5eer | DEER2017 | D17 v2 |  | Any | OfS | 1985 | CZ06 | cWtd | Cap-Tons | 46.1 | 10000 | None | 114 | 0.0938 | 0 | 114 | 0.0938 | 0 | 114 | 0.0938 | 0 | 114 | 0.0938 | 0 | DEER:HVAC_Split-Package_AC | Annual | 1719 | 114.48 | 0.0938 | 0 | 114.48 | 0.0938 | 0 | NE-HVAC-airAC-SpltPkg-240to759kBtuh-11p5eer_MZDEER2017AnyOfS1985CZ06cPVVG | 34044 | NE-HVAC-airAC-SpltPkg-240to759kBtuh-11p5eer_SZDEER2017AnyOfS1985CZ06cDXGF | 34043 |  | 119 | 0.091 | 0 | 96.4 | 0.105 | 0 | 119 | 0.091 | 0 | 96.4 | 0.105 | 0 | 48.2 | 10000 | 37.7 | 10000
NE-HVAC-airAC-SpltPkg-240to759kBtuh-11p5eer | DEER2017 | D17 v2 |  | Any | OfS | 1985 | CZ07 | cWtd | Cap-Tons | 42.88 | 10000 | None | 111 | 0.0873 | 0 | 111 | 0.0873 | 0 | 111 | 0.0873 | 0 | 111 | 0.0873 | 0 | DEER:HVAC_Split-Package_AC | Annual | 1719 | 111.06 | 0.08732 | 0 | 111.06 | 0.08732 | 0 | NE-HVAC-airAC-SpltPkg-240to759kBtuh-11p5eer_MZDEER2017AnyOfS1985CZ07cPVVG | 34046 | NE-HVAC-airAC-SpltPkg-240to759kBtuh-11p5eer_SZDEER2017AnyOfS1985CZ07cDXGF | 34045 |  | 115 | 0.0846 | 0 | 95.3 | 0.0982 | 0 | 115 | 0.0846 | 0 | 95.3 | 0.0982 | 0 | 44.9 | 10000 | 34.8 | 10000
NE-HVAC-airAC-SpltPkg-240to759kBtuh-11p5eer | DEER2017 | D17 v2 |  | Any | OfS | 1985 | CZ08 | cWtd | Cap-Tons | 48.52 | 10000 | None | 125 | 0.108 | 0 | 125 | 0.108 | 0 | 125 | 0.108 | 0 | 125 | 0.108 | 0 | DEER:HVAC_Split-Package_AC | Annual | 1719 | 125.2 | 0.1084 | 0 | 125.2 | 0.1084 | 0 | NE-HVAC-airAC-SpltPkg-240to759kBtuh-11p5eer_MZDEER2017AnyOfS1985CZ08cPVVG | 34048 | NE-HVAC-airAC-SpltPkg-240to759kBtuh-11p5eer_SZDEER2017AnyOfS1985CZ08cDXGF | 34047 |  | 129 | 0.105 | 0 | 110 | 0.122 | 0 | 129 | 0.105 | 0 | 110 | 0.122 | 0 | 50.7 | 10000 | 39.8 | 10000
NE-HVAC-airAC-SpltPkg-240to759kBtuh-11p5eer | DEER2017 | D17 v2 |  | Any | OfS | 1985 | CZ09 | cWtd | Cap-Tons | 57.22 | 10000 | None | 116 | 0.124 | 0 | 116 | 0.124 | 0 | 116 | 0.124 | 0 | 116 | 0.124 | 0 | DEER:HVAC_Split-Package_AC | Annual | 1719 | 115.82 | 0.1244 | 0 | 115.82 | 0.1244 | 0 | NE-HVAC-airAC-SpltPkg-240to759kBtuh-11p5eer_MZDEER2017AnyOfS1985CZ09cPVVG | 34050 | NE-HVAC-airAC-SpltPkg-240to759kBtuh-11p5eer_SZDEER2017AnyOfS1985CZ09cDXGF | 34049 |  | 120 | 0.12 | 0 | 99.1 | 0.142 | 0 | 120 | 0.12 | 0 | 99.1 | 0.142 | 0 | 59.7 | 10000 | 47.3 | 10000
NE-HVAC-airAC-SpltPkg-240to759kBtuh-11p5eer | DEER2017 | D17 v2 |  | Any | OfS | 1985 | CZ10 | cWtd | Cap-Tons | 55.94 | 10000 | None | 128 | 0.138 | 0 | 128 | 0.138 | 0 | 128 | 0.138 | 0 | 128 | 0.138 | 0 | DEER:HVAC_Split-Package_AC | Annual | 1719 | 127.8 | 0.138 | 0 | 127.8 | 0.138 | 0 | NE-HVAC-airAC-SpltPkg-240to759kBtuh-11p5eer_MZDEER2017AnyOfS1985CZ10cPVVG | 34052 | NE-HVAC-airAC-SpltPkg-240to759kBtuh-11p5eer_SZDEER2017AnyOfS1985CZ10cDXGF | 34051 |  | 131 | 0.132 | 0 | 115 | 0.162 | 0 | 131 | 0.132 | 0 | 115 | 0.162 | 0 | 58.4 | 10000 | 46.1 | 10000
NE-HVAC-airAC-SpltPkg-240to759kBtuh-11p5eer | DEER2017 | D17 v2 |  | Any | OfS | 1985 | CZ11 | cWtd | Cap-Tons | 55.86 | 10000 | None | 125 | 0.121 | 0 | 125 | 0.121 | 0 | 125 | 0.121 | 0 | 125 | 0.121 | 0 | DEER:HVAC_Split-Package_AC | Annual | 1719 | 125.4 | 0.121 | 0 | 125.4 | 0.121 | 0 | NE-HVAC-airAC-SpltPkg-240to759kBtuh-11p5eer_MZDEER2017AnyOfS1985CZ11cPVVG | 34054 | NE-HVAC-airAC-SpltPkg-240to759kBtuh-11p5eer_SZDEER2017AnyOfS1985CZ11cDXGF | 34053 |  | 127 | 0.116 | 0 | 119 | 0.141 | 0 | 127 | 0.116 | 0 | 119 | 0.141 | 0 | 58.3 | 10000 | 46.1 | 10000
NE-HVAC-airAC-SpltPkg-240to759kBtuh-11p5eer | DEER2017 | D17 v2 |  | Any | OfS | 1985 | CZ12 | cWtd | Cap-Tons | 53.74 | 10000 | None | 102 | 0.117 | 0 | 102 | 0.117 | 0 | 102 | 0.117 | 0 | 102 | 0.117 | 0 | DEER:HVAC_Split-Package_AC | Annual | 1719 | 102.16 | 0.1172 | 0 | 102.16 | 0.1172 | 0 | NE-HVAC-airAC-SpltPkg-240to759kBtuh-11p5eer_MZDEER2017AnyOfS1985CZ12cPVVG | 34056 | NE-HVAC-airAC-SpltPkg-240to759kBtuh-11p5eer_SZDEER2017AnyOfS1985CZ12cDXGF | 34055 |  | 104 | 0.113 | 0 | 94.8 | 0.134 | 0 | 104 | 0.113 | 0 | 94.8 | 0.134 | 0 | 56.2 | 10000 | 43.9 | 10000
NE-HVAC-airAC-SpltPkg-240to759kBtuh-11p5eer | DEER2017 | D17 v2 |  | Any | OfS | 1985 | CZ13 | cWtd | Cap-Tons | 54.22 | 10000 | None | 132 | 0.12 | 0 | 132 | 0.12 | 0 | 132 | 0.12 | 0 | 132 | 0.12 | 0 | DEER:HVAC_Split-Package_AC | Annual | 1719 | 132 | 0.1204 | 0 | 132 | 0.1204 | 0 | NE-HVAC-airAC-SpltPkg-240to759kBtuh-11p5eer_MZDEER2017AnyOfS1985CZ13cPVVG | 34058 | NE-HVAC-airAC-SpltPkg-240to759kBtuh-11p5eer_SZDEER2017AnyOfS1985CZ13cDXGF | 34057 |  | 132 | 0.116 | 0 | 132 | 0.138 | 0 | 132 | 0.116 | 0 | 132 | 0.138 | 0 | 56.8 | 10000 | 43.9 | 10000
NE-HVAC-airAC-SpltPkg-240to759kBtuh-11p5eer | DEER2017 | D17 v2 |  | Any | OfS | 1985 | CZ14 | cWtd | Cap-Tons | 57.34 | 10000 | None | 126 | 0.117 | 0 | 126 | 0.117 | 0 | 126 | 0.117 | 0 | 126 | 0.117 | 0 | DEER:HVAC_Split-Package_AC | Annual | 1719 | 125.6 | 0.117 | 0 | 125.6 | 0.117 | 0 | NE-HVAC-airAC-SpltPkg-240to759kBtuh-11p5eer_MZDEER2017AnyOfS1985CZ14cPVVG | 34060 | NE-HVAC-airAC-SpltPkg-240to759kBtuh-11p5eer_SZDEER2017AnyOfS1985CZ14cDXGF | 34059 |  | 126 | 0.112 | 0 | 124 | 0.137 | 0 | 126 | 0.112 | 0 | 124 | 0.137 | 0 | 60 | 10000 | 46.7 | 10000
NE-HVAC-airAC-SpltPkg-240to759kBtuh-11p5eer | DEER2017 | D17 v2 |  | Any | OfS | 1985 | CZ15 | cWtd | Cap-Tons | 60.16 | 10000 | None | 216 | 0.134 | 0 | 216 | 0.134 | 0 | 216 | 0.134 | 0 | 216 | 0.134 | 0 | DEER:HVAC_Split-Package_AC | Annual | 1719 | 215.6 | 0.1342 | 0 | 215.6 | 0.1342 | 0 | NE-HVAC-airAC-SpltPkg-240to759kBtuh-11p5eer_MZDEER2017AnyOfS1985CZ15cPVVG | 34062 | NE-HVAC-airAC-SpltPkg-240to759kBtuh-11p5eer_SZDEER2017AnyOfS1985CZ15cDXGF | 34061 |  | 215 | 0.128 | 0 | 218 | 0.159 | 0 | 215 | 0.128 | 0 | 218 | 0.159 | 0 | 62.8 | 10000 | 49.6 | 10000
NE-HVAC-airAC-SpltPkg-240to759kBtuh-11p5eer | DEER2017 | D17 v2 |  | Any | OfS | 1985 | CZ16 | cWtd | Cap-Tons | 41.14 | 10000 | None | 69.7 | 0.0899 | 0 | 69.7 | 0.0899 | 0 | 69.7 | 0.0899 | 0 | 69.7 | 0.0899 | 0 | DEER:HVAC_Split-Package_AC | Annual | 1719 | 69.74 | 0.08992 | 0 | 69.74 | 0.08992 | 0 | NE-HVAC-airAC-SpltPkg-240to759kBtuh-11p5eer_MZDEER2017AnyOfS1985CZ16cPVVG | 34064 | NE-HVAC-airAC-SpltPkg-240to759kBtuh-11p5eer_SZDEER2017AnyOfS1985CZ16cDXGF | 34063 |  | 69.3 | 0.0864 | 0 | 71.5 | 0.104 | 0 | 69.3 | 0.0864 | 0 | 71.5 | 0.104 | 0 | 43.2 | 10000 | 32.9 | 10000
NE-HVAC-airAC-SpltPkg-240to759kBtuh-11p5eer | DEER2017 | D17 v2 |  | Any | OfS | 1996 | CZ01 | cWtd | Cap-Tons | 27.82 | 10000 | None | 20.7 | 0.0469 | 0 | 20.7 | 0.0469 | 0 | 20.7 | 0.0469 | 0 | 20.7 | 0.0469 | 0 | DEER:HVAC_Split-Package_AC | Annual | 1719 | 20.738 | 0.04692 | 0 | 20.738 | 0.04692 | 0 | NE-HVAC-airAC-SpltPkg-240to759kBtuh-11p5eer_MZDEER2017AnyOfS1996CZ01cPVVG | 55394 | NE-HVAC-airAC-SpltPkg-240to759kBtuh-11p5eer_SZDEER2017AnyOfS1996CZ01cDXGF | 55393 |  | 23.7 | 0.0479 | 0 | 8.89 | 0.043 | 0 | 23.7 | 0.0479 | 0 | 8.89 | 0.043 | 0 | 29.1 | 10000 | 22.7 | 10000
NE-HVAC-airAC-SpltPkg-240to759kBtuh-11p5eer | DEER2017 | D17 v2 |  | Any | OfS | 1996 | CZ02 | cWtd | Cap-Tons | 38.84 | 10000 | None | 86.8 | 0.13 | 0 | 86.8 | 0.13 | 0 | 86.8 | 0.13 | 0 | 86.8 | 0.13 | 0 | DEER:HVAC_Split-Package_AC | Annual | 1719 | 86.82 | 0.1304 | 0 | 86.82 | 0.1304 | 0 | NE-HVAC-airAC-SpltPkg-240to759kBtuh-11p5eer_MZDEER2017AnyOfS1996CZ02cPVVG | 55396 | NE-HVAC-airAC-SpltPkg-240to759kBtuh-11p5eer_SZDEER2017AnyOfS1996CZ02cDXGF | 55395 |  | 91.5 | 0.127 | 0 | 68.1 | 0.144 | 0 | 91.5 | 0.127 | 0 | 68.1 | 0.144 | 0 | 40.2 | 10000 | 33.4 | 10000
NE-HVAC-airAC-SpltPkg-240to759kBtuh-11p5eer | DEER2017 | D17 v2 |  | Any | OfS | 1996 | CZ03 | cWtd | Cap-Tons | 33.7 | 10000 | None | 65.7 | 0.0915 | 0 | 65.7 | 0.0915 | 0 | 65.7 | 0.0915 | 0 | 65.7 | 0.0915 | 0 | DEER:HVAC_Split-Package_AC | Annual | 1719 | 65.7 | 0.0915 | 0 | 65.7 | 0.0915 | 0 | NE-HVAC-airAC-SpltPkg-240to759kBtuh-11p5eer_MZDEER2017AnyOfS1996CZ03cPVVG | 55398 | NE-HVAC-airAC-SpltPkg-240to759kBtuh-11p5eer_SZDEER2017AnyOfS1996CZ03cDXGF | 55397 |  | 71.3 | 0.0894 | 0 | 43.3 | 0.0999 | 0 | 71.3 | 0.0894 | 0 | 43.3 | 0.0999 | 0 | 35.1 | 10000 | 28.1 | 10000
NE-HVAC-airAC-SpltPkg-240to759kBtuh-11p5eer | DEER2017 | D17 v2 |  | Any | OfS | 1996 | CZ04 | cWtd | Cap-Tons | 39.72 | 10000 | None | 98.4 | 0.119 | 0 | 98.4 | 0.119 | 0 | 98.4 | 0.119 | 0 | 98.4 | 0.119 | 0 | DEER:HVAC_Split-Package_AC | Annual | 1719 | 98.36 | 0.119 | 0 | 98.36 | 0.119 | 0 | NE-HVAC-airAC-SpltPkg-240to759kBtuh-11p5eer_MZDEER2017AnyOfS1996CZ04cPVVG | 55400 | NE-HVAC-airAC-SpltPkg-240to759kBtuh-11p5eer_SZDEER2017AnyOfS1996CZ04cDXGF | 55399 |  | 104 | 0.115 | 0 | 75.8 | 0.135 | 0 | 104 | 0.115 | 0 | 75.8 | 0.135 | 0 | 41.2 | 10000 | 33.8 | 10000
NE-HVAC-airAC-SpltPkg-240to759kBtuh-11p5eer | DEER2017 | D17 v2 |  | Any | OfS | 1996 | CZ05 | cWtd | Cap-Tons | 31.9 | 10000 | None | 73.6 | 0.0772 | 0 | 73.6 | 0.0772 | 0 | 73.6 | 0.0772 | 0 | 73.6 | 0.0772 | 0 | DEER:HVAC_Split-Package_AC | Annual | 1719 | 73.56 | 0.07724 | 0 | 73.56 | 0.07724 | 0 | NE-HVAC-airAC-SpltPkg-240to759kBtuh-11p5eer_MZDEER2017AnyOfS1996CZ05cPVVG | 55402 | NE-HVAC-airAC-SpltPkg-240to759kBtuh-11p5eer_SZDEER2017AnyOfS1996CZ05cDXGF | 55401 |  | 80 | 0.0759 | 0 | 47.8 | 0.0826 | 0 | 80 | 0.0759 | 0 | 47.8 | 0.0826 | 0 | 33.1 | 10000 | 27.1 | 10000
NE-HVAC-airAC-SpltPkg-240to759kBtuh-11p5eer | DEER2017 | D17 v2 |  | Any | OfS | 1996 | CZ06 | cWtd | Cap-Tons | 38.22 | 10000 | None | 118 | 0.0987 | 0 | 118 | 0.0987 | 0 | 118 | 0.0987 | 0 | 118 | 0.0987 | 0 | DEER:HVAC_Split-Package_AC | Annual | 1719 | 117.52 | 0.09872 | 0 | 117.52 | 0.09872 | 0 | NE-HVAC-airAC-SpltPkg-240to759kBtuh-11p5eer_MZDEER2017AnyOfS1996CZ06cPVVG | 55404 | NE-HVAC-airAC-SpltPkg-240to759kBtuh-11p5eer_SZDEER2017AnyOfS1996CZ06cDXGF | 55403 |  | 125 | 0.0964 | 0 | 87.6 | 0.108 | 0 | 125 | 0.0964 | 0 | 87.6 | 0.108 | 0 | 39.6 | 10000 | 32.7 | 10000
NE-HVAC-airAC-SpltPkg-240to759kBtuh-11p5eer | DEER2017 | D17 v2 |  | Any | OfS | 1996 | CZ07 | cWtd | Cap-Tons | 34.38 | 10000 | None | 117 | 0.0942 | 0 | 117 | 0.0942 | 0 | 117 | 0.0942 | 0 | 117 | 0.0942 | 0 | DEER:HVAC_Split-Package_AC | Annual | 1719 | 117.16 | 0.0942 | 0 | 117.16 | 0.0942 | 0 | NE-HVAC-airAC-SpltPkg-240to759kBtuh-11p5eer_MZDEER2017AnyOfS1996CZ07cPVVG | 55406 | NE-HVAC-airAC-SpltPkg-240to759kBtuh-11p5eer_SZDEER2017AnyOfS1996CZ07cDXGF | 55405 |  | 124 | 0.092 | 0 | 89.8 | 0.103 | 0 | 124 | 0.092 | 0 | 89.8 | 0.103 | 0 | 35.7 | 10000 | 29.1 | 10000
NE-HVAC-airAC-SpltPkg-240to759kBtuh-11p5eer | DEER2017 | D17 v2 |  | Any | OfS | 1996 | CZ08 | cWtd | Cap-Tons | 42.1 | 10000 | None | 124 | 0.11 | 0 | 124 | 0.11 | 0 | 124 | 0.11 | 0 | 124 | 0.11 | 0 | DEER:HVAC_Split-Package_AC | Annual | 1719 | 123.84 | 0.11 | 0 | 123.84 | 0.11 | 0 | NE-HVAC-airAC-SpltPkg-240to759kBtuh-11p5eer_MZDEER2017AnyOfS1996CZ08cPVVG | 55408 | NE-HVAC-airAC-SpltPkg-240to759kBtuh-11p5eer_SZDEER2017AnyOfS1996CZ08cDXGF | 55407 |  | 130 | 0.107 | 0 | 99.2 | 0.122 | 0 | 130 | 0.107 | 0 | 99.2 | 0.122 | 0 | 43.7 | 10000 | 35.7 | 10000
NE-HVAC-airAC-SpltPkg-240to759kBtuh-11p5eer | DEER2017 | D17 v2 |  | Any | OfS | 1996 | CZ09 | cWtd | Cap-Tons | 47.48 | 10000 | None | 118 | 0.134 | 0 | 118 | 0.134 | 0 | 118 | 0.134 | 0 | 118 | 0.134 | 0 | DEER:HVAC_Split-Package_AC | Annual | 1719 | 118.38 | 0.1342 | 0 | 118.38 | 0.1342 | 0 | NE-HVAC-airAC-SpltPkg-240to759kBtuh-11p5eer_MZDEER2017AnyOfS1996CZ09cPVVG | 55410 | NE-HVAC-airAC-SpltPkg-240to759kBtuh-11p5eer_SZDEER2017AnyOfS1996CZ09cDXGF | 55409 |  | 124 | 0.129 | 0 | 95.9 | 0.155 | 0 | 124 | 0.129 | 0 | 95.9 | 0.155 | 0 | 49.2 | 10000 | 40.6 | 10000
NE-HVAC-airAC-SpltPkg-240to759kBtuh-11p5eer | DEER2017 | D17 v2 |  | Any | OfS | 1996 | CZ10 | cWtd | Cap-Tons | 47.24 | 10000 | None | 129 | 0.145 | 0 | 129 | 0.145 | 0 | 129 | 0.145 | 0 | 129 | 0.145 | 0 | DEER:HVAC_Split-Package_AC | Annual | 1719 | 128.6 | 0.1454 | 0 | 128.6 | 0.1454 | 0 | NE-HVAC-airAC-SpltPkg-240to759kBtuh-11p5eer_MZDEER2017AnyOfS1996CZ10cPVVG | 55412 | NE-HVAC-airAC-SpltPkg-240to759kBtuh-11p5eer_SZDEER2017AnyOfS1996CZ10cDXGF | 55411 |  | 134 | 0.14 | 0 | 107 | 0.167 | 0 | 134 | 0.14 | 0 | 107 | 0.167 | 0 | 48.8 | 10000 | 41 | 10000
NE-HVAC-airAC-SpltPkg-240to759kBtuh-11p5eer | DEER2017 | D17 v2 |  | Any | OfS | 1996 | CZ11 | cWtd | Cap-Tons | 41.5 | 10000 | None | 129 | 0.139 | 0 | 129 | 0.139 | 0 | 129 | 0.139 | 0 | 129 | 0.139 | 0 | DEER:HVAC_Split-Package_AC | Annual | 1719 | 129.2 | 0.1388 | 0 | 129.2 | 0.1388 | 0 | NE-HVAC-airAC-SpltPkg-240to759kBtuh-11p5eer_MZDEER2017AnyOfS1996CZ11cPVVG | 55414 | NE-HVAC-airAC-SpltPkg-240to759kBtuh-11p5eer_SZDEER2017AnyOfS1996CZ11cDXGF | 55413 |  | 132 | 0.134 | 0 | 118 | 0.158 | 0 | 132 | 0.134 | 0 | 118 | 0.158 | 0 | 42.9 | 10000 | 35.9 | 10000
NE-HVAC-airAC-SpltPkg-240to759kBtuh-11p5eer | DEER2017 | D17 v2 |  | Any | OfS | 1996 | CZ12 | cWtd | Cap-Tons | 43.02 | 10000 | None | 99.7 | 0.123 | 0 | 99.7 | 0.123 | 0 | 99.7 | 0.123 | 0 | 99.7 | 0.123 | 0 | DEER:HVAC_Split-Package_AC | Annual | 1719 | 99.7 | 0.1234 | 0 | 99.7 | 0.1234 | 0 | NE-HVAC-airAC-SpltPkg-240to759kBtuh-11p5eer_MZDEER2017AnyOfS1996CZ12cPVVG | 55416 | NE-HVAC-airAC-SpltPkg-240to759kBtuh-11p5eer_SZDEER2017AnyOfS1996CZ12cDXGF | 55415 |  | 104 | 0.12 | 0 | 82.5 | 0.137 | 0 | 104 | 0.12 | 0 | 82.5 | 0.137 | 0 | 44.5 | 10000 | 37.1 | 10000
NE-HVAC-airAC-SpltPkg-240to759kBtuh-11p5eer | DEER2017 | D17 v2 |  | Any | OfS | 1996 | CZ13 | cWtd | Cap-Tons | 42.92 | 10000 | None | 131 | 0.129 | 0 | 131 | 0.129 | 0 | 131 | 0.129 | 0 | 131 | 0.129 | 0 | DEER:HVAC_Split-Package_AC | Annual | 1719 | 130.8 | 0.129 | 0 | 130.8 | 0.129 | 0 | NE-HVAC-airAC-SpltPkg-240to759kBtuh-11p5eer_MZDEER2017AnyOfS1996CZ13cPVVG | 55418 | NE-HVAC-airAC-SpltPkg-240to759kBtuh-11p5eer_SZDEER2017AnyOfS1996CZ13cDXGF | 55417 |  | 133 | 0.125 | 0 | 122 | 0.145 | 0 | 133 | 0.125 | 0 | 122 | 0.145 | 0 | 44.4 | 10000 | 37 | 10000
NE-HVAC-airAC-SpltPkg-240to759kBtuh-11p5eer | DEER2017 | D17 v2 |  | Any | OfS | 1996 | CZ14 | cWtd | Cap-Tons | 39.5 | 10000 | None | 138 | 0.141 | 0 | 138 | 0.141 | 0 | 138 | 0.141 | 0 | 138 | 0.141 | 0 | DEER:HVAC_Split-Package_AC | Annual | 1719 | 138.4 | 0.1412 | 0 | 138.4 | 0.1412 | 0 | NE-HVAC-airAC-SpltPkg-240to759kBtuh-11p5eer_MZDEER2017AnyOfS1996CZ14cPVVG | 55420 | NE-HVAC-airAC-SpltPkg-240to759kBtuh-11p5eer_SZDEER2017AnyOfS1996CZ14cDXGF | 55419 |  | 140 | 0.136 | 0 | 132 | 0.162 | 0 | 140 | 0.136 | 0 | 132 | 0.162 | 0 | 40.9 | 10000 | 33.9 | 10000
NE-HVAC-airAC-SpltPkg-240to759kBtuh-11p5eer | DEER2017 | D17 v2 |  | Any | OfS | 1996 | CZ15 | cWtd | Cap-Tons | 45.44 | 10000 | None | 224 | 0.154 | 0 | 224 | 0.154 | 0 | 224 | 0.154 | 0 | 224 | 0.154 | 0 | DEER:HVAC_Split-Package_AC | Annual | 1719 | 224.4 | 0.1538 | 0 | 224.4 | 0.1538 | 0 | NE-HVAC-airAC-SpltPkg-240to759kBtuh-11p5eer_MZDEER2017AnyOfS1996CZ15cPVVG | 55422 | NE-HVAC-airAC-SpltPkg-240to759kBtuh-11p5eer_SZDEER2017AnyOfS1996CZ15cDXGF | 55421 |  | 224 | 0.147 | 0 | 226 | 0.181 | 0 | 224 | 0.147 | 0 | 226 | 0.181 | 0 | 47 | 10000 | 39.2 | 10000
NE-HVAC-airAC-SpltPkg-240to759kBtuh-11p5eer | DEER2017 | D17 v2 |  | Any | OfS | 1996 | CZ16 | cWtd | Cap-Tons | 29.3 | 10000 | None | 71.8 | 0.103 | 0 | 71.8 | 0.103 | 0 | 71.8 | 0.103 | 0 | 71.8 | 0.103 | 0 | DEER:HVAC_Split-Package_AC | Annual | 1719 | 71.82 | 0.10292 | 0 | 71.82 | 0.10292 | 0 | NE-HVAC-airAC-SpltPkg-240to759kBtuh-11p5eer_MZDEER2017AnyOfS1996CZ16cPVVG | 55424 | NE-HVAC-airAC-SpltPkg-240to759kBtuh-11p5eer_SZDEER2017AnyOfS1996CZ16cDXGF | 55423 |  | 71.7 | 0.0999 | 0 | 72.3 | 0.115 | 0 | 71.7 | 0.0999 | 0 | 72.3 | 0.115 | 0 | 30.5 | 10000 | 24.5 | 10000
NE-HVAC-airAC-SpltPkg-240to759kBtuh-11p5eer | DEER2017 | D17 v2 |  | Any | OfS | 2003 | CZ01 | cWtd | Cap-Tons | 27.18 | 10000 | None | 29.4 | 0.0496 | 0 | 29.4 | 0.0496 | 0 | 29.4 | 0.0496 | 0 | 29.4 | 0.0496 | 0 | DEER:HVAC_Split-Package_AC | Annual | 1719 | 29.36 | 0.04964 | 0 | 29.36 | 0.04964 | 0 | NE-HVAC-airAC-SpltPkg-240to759kBtuh-11p5eer_MZDEER2017AnyOfS2003CZ01cPVVG | 76754 | NE-HVAC-airAC-SpltPkg-240to759kBtuh-11p5eer_SZDEER2017AnyOfS2003CZ01cDXGF | 76753 |  | 33.7 | 0.0503 | 0 | 12 | 0.047 | 0 | 33.7 | 0.0503 | 0 | 12 | 0.047 | 0 | 28.2 | 10000 | 23.1 | 10000
NE-HVAC-airAC-SpltPkg-240to759kBtuh-11p5eer | DEER2017 | D17 v2 |  | Any | OfS | 2003 | CZ02 | cWtd | Cap-Tons | 31.86 | 10000 | None | 92.3 | 0.135 | 0 | 92.3 | 0.135 | 0 | 92.3 | 0.135 | 0 | 92.3 | 0.135 | 0 | DEER:HVAC_Split-Package_AC | Annual | 1719 | 92.3 | 0.1354 | 0 | 92.3 | 0.1354 | 0 | NE-HVAC-airAC-SpltPkg-240to759kBtuh-11p5eer_MZDEER2017AnyOfS2003CZ02cPVVG | 76756 | NE-HVAC-airAC-SpltPkg-240to759kBtuh-11p5eer_SZDEER2017AnyOfS2003CZ02cDXGF | 76755 |  | 95.3 | 0.131 | 0 | 80.3 | 0.153 | 0 | 95.3 | 0.131 | 0 | 80.3 | 0.153 | 0 | 32.8 | 10000 | 28.1 | 10000
NE-HVAC-airAC-SpltPkg-240to759kBtuh-11p5eer | DEER2017 | D17 v2 |  | Any | OfS | 2003 | CZ03 | cWtd | Cap-Tons | 31.72 | 10000 | None | 69.6 | 0.0906 | 0 | 69.6 | 0.0906 | 0 | 69.6 | 0.0906 | 0 | 69.6 | 0.0906 | 0 | DEER:HVAC_Split-Package_AC | Annual | 1719 | 69.64 | 0.09064 | 0 | 69.64 | 0.09064 | 0 | NE-HVAC-airAC-SpltPkg-240to759kBtuh-11p5eer_MZDEER2017AnyOfS2003CZ03cPVVG | 76758 | NE-HVAC-airAC-SpltPkg-240to759kBtuh-11p5eer_SZDEER2017AnyOfS2003CZ03cDXGF | 76757 |  | 74.6 | 0.0878 | 0 | 49.8 | 0.102 | 0 | 74.6 | 0.0878 | 0 | 49.8 | 0.102 | 0 | 32.8 | 10000 | 27.4 | 10000
NE-HVAC-airAC-SpltPkg-240to759kBtuh-11p5eer | DEER2017 | D17 v2 |  | Any | OfS | 2003 | CZ04 | cWtd | Cap-Tons | 37.18 | 10000 | None | 98.7 | 0.117 | 0 | 98.7 | 0.117 | 0 | 98.7 | 0.117 | 0 | 98.7 | 0.117 | 0 | DEER:HVAC_Split-Package_AC | Annual | 1719 | 98.66 | 0.1172 | 0 | 98.66 | 0.1172 | 0 | NE-HVAC-airAC-SpltPkg-240to759kBtuh-11p5eer_MZDEER2017AnyOfS2003CZ04cPVVG | 76760 | NE-HVAC-airAC-SpltPkg-240to759kBtuh-11p5eer_SZDEER2017AnyOfS2003CZ04cDXGF | 76759 |  | 103 | 0.113 | 0 | 81.3 | 0.134 | 0 | 103 | 0.113 | 0 | 81.3 | 0.134 | 0 | 38.3 | 10000 | 32.7 | 10000
NE-HVAC-airAC-SpltPkg-240to759kBtuh-11p5eer | DEER2017 | D17 v2 |  | Any | OfS | 2003 | CZ05 | cWtd | Cap-Tons | 30.2 | 10000 | None | 76 | 0.0792 | 0 | 76 | 0.0792 | 0 | 76 | 0.0792 | 0 | 76 | 0.0792 | 0 | DEER:HVAC_Split-Package_AC | Annual | 1719 | 75.96 | 0.07922 | 0 | 75.96 | 0.07922 | 0 | NE-HVAC-airAC-SpltPkg-240to759kBtuh-11p5eer_MZDEER2017AnyOfS2003CZ05cPVVG | 76762 | NE-HVAC-airAC-SpltPkg-240to759kBtuh-11p5eer_SZDEER2017AnyOfS2003CZ05cDXGF | 76761 |  | 81.2 | 0.0775 | 0 | 55 | 0.0861 | 0 | 81.2 | 0.0775 | 0 | 55 | 0.0861 | 0 | 31.1 | 10000 | 26.6 | 10000
NE-HVAC-airAC-SpltPkg-240to759kBtuh-11p5eer | DEER2017 | D17 v2 |  | Any | OfS | 2003 | CZ06 | cWtd | Cap-Tons | 34.36 | 10000 | None | 121 | 0.102 | 0 | 121 | 0.102 | 0 | 121 | 0.102 | 0 | 121 | 0.102 | 0 | DEER:HVAC_Split-Package_AC | Annual | 1719 | 121.4 | 0.10236 | 0 | 121.4 | 0.10236 | 0 | NE-HVAC-airAC-SpltPkg-240to759kBtuh-11p5eer_MZDEER2017AnyOfS2003CZ06cPVVG | 76764 | NE-HVAC-airAC-SpltPkg-240to759kBtuh-11p5eer_SZDEER2017AnyOfS2003CZ06cDXGF | 76763 |  | 126 | 0.0992 | 0 | 103 | 0.115 | 0 | 126 | 0.0992 | 0 | 103 | 0.115 | 0 | 35.4 | 10000 | 30.2 | 10000
NE-HVAC-airAC-SpltPkg-240to759kBtuh-11p5eer | DEER2017 | D17 v2 |  | Any | OfS | 2003 | CZ07 | cWtd | Cap-Tons | 31.7 | 10000 | None | 123 | 0.0962 | 0 | 123 | 0.0962 | 0 | 123 | 0.0962 | 0 | 123 | 0.0962 | 0 | DEER:HVAC_Split-Package_AC | Annual | 1719 | 122.6 | 0.09624 | 0 | 122.6 | 0.09624 | 0 | NE-HVAC-airAC-SpltPkg-240to759kBtuh-11p5eer_MZDEER2017AnyOfS2003CZ07cPVVG | 76766 | NE-HVAC-airAC-SpltPkg-240to759kBtuh-11p5eer_SZDEER2017AnyOfS2003CZ07cDXGF | 76765 |  | 127 | 0.0938 | 0 | 105 | 0.106 | 0 | 127 | 0.0938 | 0 | 105 | 0.106 | 0 | 32.7 | 10000 | 27.7 | 10000
NE-HVAC-airAC-SpltPkg-240to759kBtuh-11p5eer | DEER2017 | D17 v2 |  | Any | OfS | 2003 | CZ08 | cWtd | Cap-Tons | 36.4 | 10000 | None | 132 | 0.117 | 0 | 132 | 0.117 | 0 | 132 | 0.117 | 0 | 132 | 0.117 | 0 | DEER:HVAC_Split-Package_AC | Annual | 1719 | 132.2 | 0.117 | 0 | 132.2 | 0.117 | 0 | NE-HVAC-airAC-SpltPkg-240to759kBtuh-11p5eer_MZDEER2017AnyOfS2003CZ08cPVVG | 76768 | NE-HVAC-airAC-SpltPkg-240to759kBtuh-11p5eer_SZDEER2017AnyOfS2003CZ08cDXGF | 76767 |  | 136 | 0.113 | 0 | 117 | 0.133 | 0 | 136 | 0.113 | 0 | 117 | 0.133 | 0 | 37.5 | 10000 | 32 | 10000
NE-HVAC-airAC-SpltPkg-240to759kBtuh-11p5eer | DEER2017 | D17 v2 |  | Any | OfS | 2003 | CZ09 | cWtd | Cap-Tons | 43.4 | 10000 | None | 119 | 0.132 | 0 | 119 | 0.132 | 0 | 119 | 0.132 | 0 | 119 | 0.132 | 0 | DEER:HVAC_Split-Package_AC | Annual | 1719 | 118.8 | 0.132 | 0 | 118.8 | 0.132 | 0 | NE-HVAC-airAC-SpltPkg-240to759kBtuh-11p5eer_MZDEER2017AnyOfS2003CZ09cPVVG | 76770 | NE-HVAC-airAC-SpltPkg-240to759kBtuh-11p5eer_SZDEER2017AnyOfS2003CZ09cDXGF | 76769 |  | 123 | 0.127 | 0 | 102 | 0.152 | 0 | 123 | 0.127 | 0 | 102 | 0.152 | 0 | 44.6 | 10000 | 38.6 | 10000
NE-HVAC-airAC-SpltPkg-240to759kBtuh-11p5eer | DEER2017 | D17 v2 |  | Any | OfS | 2003 | CZ10 | cWtd | Cap-Tons | 37.64 | 10000 | None | 136 | 0.149 | 0 | 136 | 0.149 | 0 | 136 | 0.149 | 0 | 136 | 0.149 | 0 | DEER:HVAC_Split-Package_AC | Annual | 1719 | 136.4 | 0.1494 | 0 | 136.4 | 0.1494 | 0 | NE-HVAC-airAC-SpltPkg-240to759kBtuh-11p5eer_MZDEER2017AnyOfS2003CZ10cPVVG | 76772 | NE-HVAC-airAC-SpltPkg-240to759kBtuh-11p5eer_SZDEER2017AnyOfS2003CZ10cDXGF | 76771 |  | 139 | 0.143 | 0 | 126 | 0.175 | 0 | 139 | 0.143 | 0 | 126 | 0.175 | 0 | 38.7 | 10000 | 33.4 | 10000
NE-HVAC-airAC-SpltPkg-240to759kBtuh-11p5eer | DEER2017 | D17 v2 |  | Any | OfS | 2003 | CZ11 | cWtd | Cap-Tons | 36.9 | 10000 | None | 133 | 0.138 | 0 | 133 | 0.138 | 0 | 133 | 0.138 | 0 | 133 | 0.138 | 0 | DEER:HVAC_Split-Package_AC | Annual | 1719 | 133.4 | 0.138 | 0 | 133.4 | 0.138 | 0 | NE-HVAC-airAC-SpltPkg-240to759kBtuh-11p5eer_MZDEER2017AnyOfS2003CZ11cPVVG | 76774 | NE-HVAC-airAC-SpltPkg-240to759kBtuh-11p5eer_SZDEER2017AnyOfS2003CZ11cDXGF | 76773 |  | 134 | 0.133 | 0 | 131 | 0.158 | 0 | 134 | 0.133 | 0 | 131 | 0.158 | 0 | 37.9 | 10000 | 32.9 | 10000
NE-HVAC-airAC-SpltPkg-240to759kBtuh-11p5eer | DEER2017 | D17 v2 |  | Any | OfS | 2003 | CZ12 | cWtd | Cap-Tons | 34.32 | 10000 | None | 116 | 0.136 | 0 | 116 | 0.136 | 0 | 116 | 0.136 | 0 | 116 | 0.136 | 0 | DEER:HVAC_Split-Package_AC | Annual | 1719 | 116 | 0.1364 | 0 | 116 | 0.1364 | 0 | NE-HVAC-airAC-SpltPkg-240to759kBtuh-11p5eer_MZDEER2017AnyOfS2003CZ12cPVVG | 76776 | NE-HVAC-airAC-SpltPkg-240to759kBtuh-11p5eer_SZDEER2017AnyOfS2003CZ12cDXGF | 76775 |  | 117 | 0.132 | 0 | 112 | 0.154 | 0 | 117 | 0.132 | 0 | 112 | 0.154 | 0 | 35.4 | 10000 | 30 | 10000
NE-HVAC-airAC-SpltPkg-240to759kBtuh-11p5eer | DEER2017 | D17 v2 |  | Any | OfS | 2003 | CZ13 | cWtd | Cap-Tons | 36.34 | 10000 | None | 141 | 0.135 | 0 | 141 | 0.135 | 0 | 141 | 0.135 | 0 | 141 | 0.135 | 0 | DEER:HVAC_Split-Package_AC | Annual | 1719 | 141.2 | 0.1352 | 0 | 141.2 | 0.1352 | 0 | NE-HVAC-airAC-SpltPkg-240to759kBtuh-11p5eer_MZDEER2017AnyOfS2003CZ13cPVVG | 76778 | NE-HVAC-airAC-SpltPkg-240to759kBtuh-11p5eer_SZDEER2017AnyOfS2003CZ13cDXGF | 76777 |  | 140 | 0.13 | 0 | 146 | 0.156 | 0 | 140 | 0.13 | 0 | 146 | 0.156 | 0 | 37.5 | 10000 | 31.7 | 10000
NE-HVAC-airAC-SpltPkg-240to759kBtuh-11p5eer | DEER2017 | D17 v2 |  | Any | OfS | 2003 | CZ14 | cWtd | Cap-Tons | 36.76 | 10000 | None | 141 | 0.141 | 0 | 141 | 0.141 | 0 | 141 | 0.141 | 0 | 141 | 0.141 | 0 | DEER:HVAC_Split-Package_AC | Annual | 1719 | 141.2 | 0.1414 | 0 | 141.2 | 0.1414 | 0 | NE-HVAC-airAC-SpltPkg-240to759kBtuh-11p5eer_MZDEER2017AnyOfS2003CZ14cPVVG | 76780 | NE-HVAC-airAC-SpltPkg-240to759kBtuh-11p5eer_SZDEER2017AnyOfS2003CZ14cDXGF | 76779 |  | 142 | 0.136 | 0 | 138 | 0.163 | 0 | 142 | 0.136 | 0 | 138 | 0.163 | 0 | 37.8 | 10000 | 32.6 | 10000
NE-HVAC-airAC-SpltPkg-240to759kBtuh-11p5eer | DEER2017 | D17 v2 |  | Any | OfS | 2003 | CZ15 | cWtd | Cap-Tons | 42.26 | 10000 | None | 224 | 0.15 | 0 | 224 | 0.15 | 0 | 224 | 0.15 | 0 | 224 | 0.15 | 0 | DEER:HVAC_Split-Package_AC | Annual | 1719 | 223.8 | 0.1502 | 0 | 223.8 | 0.1502 | 0 | NE-HVAC-airAC-SpltPkg-240to759kBtuh-11p5eer_MZDEER2017AnyOfS2003CZ15cPVVG | 76782 | NE-HVAC-airAC-SpltPkg-240to759kBtuh-11p5eer_SZDEER2017AnyOfS2003CZ15cDXGF | 76781 |  | 222 | 0.143 | 0 | 231 | 0.179 | 0 | 222 | 0.143 | 0 | 231 | 0.179 | 0 | 43.4 | 10000 | 37.7 | 10000
NE-HVAC-airAC-SpltPkg-240to759kBtuh-11p5eer | DEER2017 | D17 v2 |  | Any | OfS | 2003 | CZ16 | cWtd | Cap-Tons | 27.98 | 10000 | None | 77.7 | 0.104 | 0 | 77.7 | 0.104 | 0 | 77.7 | 0.104 | 0 | 77.7 | 0.104 | 0 | DEER:HVAC_Split-Package_AC | Annual | 1719 | 77.68 | 0.1042 | 0 | 77.68 | 0.1042 | 0 | NE-HVAC-airAC-SpltPkg-240to759kBtuh-11p5eer_MZDEER2017AnyOfS2003CZ16cPVVG | 76784 | NE-HVAC-airAC-SpltPkg-240to759kBtuh-11p5eer_SZDEER2017AnyOfS2003CZ16cDXGF | 76783 |  | 77.7 | 0.101 | 0 | 77.6 | 0.117 | 0 | 77.7 | 0.101 | 0 | 77.6 | 0.117 | 0 | 28.9 | 10000 | 24.3 | 10000
NE-HVAC-airAC-SpltPkg-240to759kBtuh-11p5eer | DEER2017 | D17 v2 |  | Any | OfS | 2007 | CZ01 | cWtd | Cap-Tons | 26.5 | 10000 | None | 27.8 | 0.0479 | 0 | 27.8 | 0.0479 | 0 | 27.8 | 0.0479 | 0 | 27.8 | 0.0479 | 0 | DEER:HVAC_Split-Package_AC | Annual | 1719 | 27.82 | 0.0479 | 0 | 27.82 | 0.0479 | 0 | NE-HVAC-airAC-SpltPkg-240to759kBtuh-11p5eer_MZDEER2017AnyOfS2007CZ01cPVVG | 98114 | NE-HVAC-airAC-SpltPkg-240to759kBtuh-11p5eer_SZDEER2017AnyOfS2007CZ01cDXGF | 98113 |  | 32.1 | 0.0489 | 0 | 10.7 | 0.0439 | 0 | 32.1 | 0.0489 | 0 | 10.7 | 0.0439 | 0 | 27.5 | 10000 | 22.5 | 10000
NE-HVAC-airAC-SpltPkg-240to759kBtuh-11p5eer | DEER2017 | D17 v2 |  | Any | OfS | 2007 | CZ02 | cWtd | Cap-Tons | 31.58 | 10000 | None | 88.7 | 0.132 | 0 | 88.7 | 0.132 | 0 | 88.7 | 0.132 | 0 | 88.7 | 0.132 | 0 | DEER:HVAC_Split-Package_AC | Annual | 1719 | 88.68 | 0.1324 | 0 | 88.68 | 0.1324 | 0 | NE-HVAC-airAC-SpltPkg-240to759kBtuh-11p5eer_MZDEER2017AnyOfS2007CZ02cPVVG | 98116 | NE-HVAC-airAC-SpltPkg-240to759kBtuh-11p5eer_SZDEER2017AnyOfS2007CZ02cDXGF | 98115 |  | 91.8 | 0.128 | 0 | 76.2 | 0.15 | 0 | 91.8 | 0.128 | 0 | 76.2 | 0.15 | 0 | 32.5 | 10000 | 27.9 | 10000
NE-HVAC-airAC-SpltPkg-240to759kBtuh-11p5eer | DEER2017 | D17 v2 |  | Any | OfS | 2007 | CZ03 | cWtd | Cap-Tons | 31.04 | 10000 | None | 67.1 | 0.089 | 0 | 67.1 | 0.089 | 0 | 67.1 | 0.089 | 0 | 67.1 | 0.089 | 0 | DEER:HVAC_Split-Package_AC | Annual | 1719 | 67.14 | 0.08904 | 0 | 67.14 | 0.08904 | 0 | NE-HVAC-airAC-SpltPkg-240to759kBtuh-11p5eer_MZDEER2017AnyOfS2007CZ03cPVVG | 98118 | NE-HVAC-airAC-SpltPkg-240to759kBtuh-11p5eer_SZDEER2017AnyOfS2007CZ03cDXGF | 98117 |  | 72.1 | 0.0864 | 0 | 47.3 | 0.0996 | 0 | 72.1 | 0.0864 | 0 | 47.3 | 0.0996 | 0 | 32.1 | 10000 | 26.8 | 10000
NE-HVAC-airAC-SpltPkg-240to759kBtuh-11p5eer | DEER2017 | D17 v2 |  | Any | OfS | 2007 | CZ04 | cWtd | Cap-Tons | 36.42 | 10000 | None | 96.6 | 0.116 | 0 | 96.6 | 0.116 | 0 | 96.6 | 0.116 | 0 | 96.6 | 0.116 | 0 | DEER:HVAC_Split-Package_AC | Annual | 1719 | 96.6 | 0.1162 | 0 | 96.6 | 0.1162 | 0 | NE-HVAC-airAC-SpltPkg-240to759kBtuh-11p5eer_MZDEER2017AnyOfS2007CZ04cPVVG | 98120 | NE-HVAC-airAC-SpltPkg-240to759kBtuh-11p5eer_SZDEER2017AnyOfS2007CZ04cDXGF | 98119 |  | 101 | 0.112 | 0 | 79 | 0.133 | 0 | 101 | 0.112 | 0 | 79 | 0.133 | 0 | 37.5 | 10000 | 32.1 | 10000
NE-HVAC-airAC-SpltPkg-240to759kBtuh-11p5eer | DEER2017 | D17 v2 |  | Any | OfS | 2007 | CZ05 | cWtd | Cap-Tons | 29.52 | 10000 | None | 73.5 | 0.0776 | 0 | 73.5 | 0.0776 | 0 | 73.5 | 0.0776 | 0 | 73.5 | 0.0776 | 0 | DEER:HVAC_Split-Package_AC | Annual | 1719 | 73.52 | 0.0776 | 0 | 73.52 | 0.0776 | 0 | NE-HVAC-airAC-SpltPkg-240to759kBtuh-11p5eer_MZDEER2017AnyOfS2007CZ05cPVVG | 98122 | NE-HVAC-airAC-SpltPkg-240to759kBtuh-11p5eer_SZDEER2017AnyOfS2007CZ05cDXGF | 98121 |  | 78.9 | 0.076 | 0 | 52 | 0.084 | 0 | 78.9 | 0.076 | 0 | 52 | 0.084 | 0 | 30.4 | 10000 | 26 | 10000
NE-HVAC-airAC-SpltPkg-240to759kBtuh-11p5eer | DEER2017 | D17 v2 |  | Any | OfS | 2007 | CZ06 | cWtd | Cap-Tons | 33.76 | 10000 | None | 118 | 0.101 | 0 | 118 | 0.101 | 0 | 118 | 0.101 | 0 | 118 | 0.101 | 0 | DEER:HVAC_Split-Package_AC | Annual | 1719 | 118.28 | 0.10136 | 0 | 118.28 | 0.10136 | 0 | NE-HVAC-airAC-SpltPkg-240to759kBtuh-11p5eer_MZDEER2017AnyOfS2007CZ06cPVVG | 98124 | NE-HVAC-airAC-SpltPkg-240to759kBtuh-11p5eer_SZDEER2017AnyOfS2007CZ06cDXGF | 98123 |  | 123 | 0.0982 | 0 | 99.4 | 0.114 | 0 | 123 | 0.0982 | 0 | 99.4 | 0.114 | 0 | 34.8 | 10000 | 29.6 | 10000
NE-HVAC-airAC-SpltPkg-240to759kBtuh-11p5eer | DEER2017 | D17 v2 |  | Any | OfS | 2007 | CZ07 | cWtd | Cap-Tons | 31.02 | 10000 | None | 119 | 0.0952 | 0 | 119 | 0.0952 | 0 | 119 | 0.0952 | 0 | 119 | 0.0952 | 0 | DEER:HVAC_Split-Package_AC | Annual | 1719 | 119.2 | 0.09516 | 0 | 119.2 | 0.09516 | 0 | NE-HVAC-airAC-SpltPkg-240to759kBtuh-11p5eer_MZDEER2017AnyOfS2007CZ07cPVVG | 98126 | NE-HVAC-airAC-SpltPkg-240to759kBtuh-11p5eer_SZDEER2017AnyOfS2007CZ07cDXGF | 98125 |  | 124 | 0.0927 | 0 | 100 | 0.105 | 0 | 124 | 0.0927 | 0 | 100 | 0.105 | 0 | 32 | 10000 | 27.1 | 10000
NE-HVAC-airAC-SpltPkg-240to759kBtuh-11p5eer | DEER2017 | D17 v2 |  | Any | OfS | 2007 | CZ08 | cWtd | Cap-Tons | 35.72 | 10000 | None | 129 | 0.116 | 0 | 129 | 0.116 | 0 | 129 | 0.116 | 0 | 129 | 0.116 | 0 | DEER:HVAC_Split-Package_AC | Annual | 1719 | 129.2 | 0.1158 | 0 | 129.2 | 0.1158 | 0 | NE-HVAC-airAC-SpltPkg-240to759kBtuh-11p5eer_MZDEER2017AnyOfS2007CZ08cPVVG | 98128 | NE-HVAC-airAC-SpltPkg-240to759kBtuh-11p5eer_SZDEER2017AnyOfS2007CZ08cDXGF | 98127 |  | 133 | 0.112 | 0 | 114 | 0.131 | 0 | 133 | 0.112 | 0 | 114 | 0.131 | 0 | 36.8 | 10000 | 31.4 | 10000
NE-HVAC-airAC-SpltPkg-240to759kBtuh-11p5eer | DEER2017 | D17 v2 |  | Any | OfS | 2007 | CZ09 | cWtd | Cap-Tons | 42.62 | 10000 | None | 117 | 0.131 | 0 | 117 | 0.131 | 0 | 117 | 0.131 | 0 | 117 | 0.131 | 0 | DEER:HVAC_Split-Package_AC | Annual | 1719 | 116.74 | 0.131 | 0 | 116.74 | 0.131 | 0 | NE-HVAC-airAC-SpltPkg-240to759kBtuh-11p5eer_MZDEER2017AnyOfS2007CZ09cPVVG | 98130 | NE-HVAC-airAC-SpltPkg-240to759kBtuh-11p5eer_SZDEER2017AnyOfS2007CZ09cDXGF | 98129 |  | 121 | 0.126 | 0 | 99.7 | 0.151 | 0 | 121 | 0.126 | 0 | 99.7 | 0.151 | 0 | 43.8 | 10000 | 37.9 | 10000
NE-HVAC-airAC-SpltPkg-240to759kBtuh-11p5eer | DEER2017 | D17 v2 |  | Any | OfS | 2007 | CZ10 | cWtd | Cap-Tons | 36.94 | 10000 | None | 133 | 0.149 | 0 | 133 | 0.149 | 0 | 133 | 0.149 | 0 | 133 | 0.149 | 0 | DEER:HVAC_Split-Package_AC | Annual | 1719 | 133.4 | 0.1486 | 0 | 133.4 | 0.1486 | 0 | NE-HVAC-airAC-SpltPkg-240to759kBtuh-11p5eer_MZDEER2017AnyOfS2007CZ10cPVVG | 98132 | NE-HVAC-airAC-SpltPkg-240to759kBtuh-11p5eer_SZDEER2017AnyOfS2007CZ10cDXGF | 98131 |  | 136 | 0.142 | 0 | 123 | 0.175 | 0 | 136 | 0.142 | 0 | 123 | 0.175 | 0 | 38 | 10000 | 32.7 | 10000
NE-HVAC-airAC-SpltPkg-240to759kBtuh-11p5eer | DEER2017 | D17 v2 |  | Any | OfS | 2007 | CZ11 | cWtd | Cap-Tons | 36.12 | 10000 | None | 131 | 0.137 | 0 | 131 | 0.137 | 0 | 131 | 0.137 | 0 | 131 | 0.137 | 0 | DEER:HVAC_Split-Package_AC | Annual | 1719 | 131.4 | 0.1368 | 0 | 131.4 | 0.1368 | 0 | NE-HVAC-airAC-SpltPkg-240to759kBtuh-11p5eer_MZDEER2017AnyOfS2007CZ11cPVVG | 98134 | NE-HVAC-airAC-SpltPkg-240to759kBtuh-11p5eer_SZDEER2017AnyOfS2007CZ11cDXGF | 98133 |  | 132 | 0.132 | 0 | 129 | 0.156 | 0 | 132 | 0.132 | 0 | 129 | 0.156 | 0 | 37.1 | 10000 | 32.2 | 10000
NE-HVAC-airAC-SpltPkg-240to759kBtuh-11p5eer | DEER2017 | D17 v2 |  | Any | OfS | 2007 | CZ12 | cWtd | Cap-Tons | 33.64 | 10000 | None | 114 | 0.135 | 0 | 114 | 0.135 | 0 | 114 | 0.135 | 0 | 114 | 0.135 | 0 | DEER:HVAC_Split-Package_AC | Annual | 1719 | 113.8 | 0.1354 | 0 | 113.8 | 0.1354 | 0 | NE-HVAC-airAC-SpltPkg-240to759kBtuh-11p5eer_MZDEER2017AnyOfS2007CZ12cPVVG | 98136 | NE-HVAC-airAC-SpltPkg-240to759kBtuh-11p5eer_SZDEER2017AnyOfS2007CZ12cDXGF | 98135 |  | 115 | 0.131 | 0 | 109 | 0.153 | 0 | 115 | 0.131 | 0 | 109 | 0.153 | 0 | 34.7 | 10000 | 29.4 | 10000
NE-HVAC-airAC-SpltPkg-240to759kBtuh-11p5eer | DEER2017 | D17 v2 |  | Any | OfS | 2007 | CZ13 | cWtd | Cap-Tons | 35.56 | 10000 | None | 139 | 0.134 | 0 | 139 | 0.134 | 0 | 139 | 0.134 | 0 | 139 | 0.134 | 0 | DEER:HVAC_Split-Package_AC | Annual | 1719 | 139.2 | 0.1344 | 0 | 139.2 | 0.1344 | 0 | NE-HVAC-airAC-SpltPkg-240to759kBtuh-11p5eer_MZDEER2017AnyOfS2007CZ13cPVVG | 98138 | NE-HVAC-airAC-SpltPkg-240to759kBtuh-11p5eer_SZDEER2017AnyOfS2007CZ13cDXGF | 98137 |  | 138 | 0.129 | 0 | 144 | 0.156 | 0 | 138 | 0.129 | 0 | 144 | 0.156 | 0 | 36.7 | 10000 | 31 | 10000
NE-HVAC-airAC-SpltPkg-240to759kBtuh-11p5eer | DEER2017 | D17 v2 |  | Any | OfS | 2007 | CZ14 | cWtd | Cap-Tons | 35.98 | 10000 | None | 138 | 0.14 | 0 | 138 | 0.14 | 0 | 138 | 0.14 | 0 | 138 | 0.14 | 0 | DEER:HVAC_Split-Package_AC | Annual | 1719 | 138.4 | 0.1396 | 0 | 138.4 | 0.1396 | 0 | NE-HVAC-airAC-SpltPkg-240to759kBtuh-11p5eer_MZDEER2017AnyOfS2007CZ14cPVVG | 98140 | NE-HVAC-airAC-SpltPkg-240to759kBtuh-11p5eer_SZDEER2017AnyOfS2007CZ14cDXGF | 98139 |  | 139 | 0.134 | 0 | 136 | 0.162 | 0 | 139 | 0.134 | 0 | 136 | 0.162 | 0 | 37 | 10000 | 31.9 | 10000
NE-HVAC-airAC-SpltPkg-240to759kBtuh-11p5eer | DEER2017 | D17 v2 |  | Any | OfS | 2007 | CZ15 | cWtd | Cap-Tons | 41.48 | 10000 | None | 222 | 0.149 | 0 | 222 | 0.149 | 0 | 222 | 0.149 | 0 | 222 | 0.149 | 0 | DEER:HVAC_Split-Package_AC | Annual | 1719 | 221.6 | 0.1492 | 0 | 221.6 | 0.1492 | 0 | NE-HVAC-airAC-SpltPkg-240to759kBtuh-11p5eer_MZDEER2017AnyOfS2007CZ15cPVVG | 98142 | NE-HVAC-airAC-SpltPkg-240to759kBtuh-11p5eer_SZDEER2017AnyOfS2007CZ15cDXGF | 98141 |  | 220 | 0.142 | 0 | 228 | 0.178 | 0 | 220 | 0.142 | 0 | 228 | 0.178 | 0 | 42.6 | 10000 | 37 | 10000
NE-HVAC-airAC-SpltPkg-240to759kBtuh-11p5eer | DEER2017 | D17 v2 |  | Any | OfS | 2007 | CZ16 | cWtd | Cap-Tons | 27.4 | 10000 | None | 76 | 0.102 | 0 | 76 | 0.102 | 0 | 76 | 0.102 | 0 | 76 | 0.102 | 0 | DEER:HVAC_Split-Package_AC | Annual | 1719 | 76.04 | 0.10224 | 0 | 76.04 | 0.10224 | 0 | NE-HVAC-airAC-SpltPkg-240to759kBtuh-11p5eer_MZDEER2017AnyOfS2007CZ16cPVVG | 98144 | NE-HVAC-airAC-SpltPkg-240to759kBtuh-11p5eer_SZDEER2017AnyOfS2007CZ16cDXGF | 98143 |  | 76.2 | 0.0993 | 0 | 75.4 | 0.114 | 0 | 76.2 | 0.0993 | 0 | 75.4 | 0.114 | 0 | 28.3 | 10000 | 23.8 | 10000
NE-HVAC-airAC-SpltPkg-240to759kBtuh-11p5eer | DEER2017 | D17 v2 |  | Any | OfS | 2011 | CZ01 | cWtd | Cap-Tons | 26.4 | 10000 | None | 94.7 | 0.059 | -0.282 | 28.1 | 0.0481 | 0 | 94.7 | 0.059 | -0.282 | 28.1 | 0.0481 | 0 | DEER:HVAC_Split-Package_AC | Annual | 1719 | 94.72 | 0.059 | -0.282 | 28.08 | 0.04812 | 0 | NE-HVAC-airAC-SpltPkg-240to759kBtuh-11p5eer_MZDEER2017AnyOfS2011CZ01cPVVG | 119474 | NE-HVAC-airAC-SpltPkg-240to759kBtuh-11p5eer_SZDEER2017AnyOfS2011CZ01cDXGF | 119473 |  | 32.4 | 0.0491 | 0 | 344 | 0.0986 | -1.41 | 32.4 | 0.0491 | 0 | 10.8 | 0.0442 | 0 | 27.4 | 10000 | 22.4 | 10000
NE-HVAC-airAC-SpltPkg-240to759kBtuh-11p5eer | DEER2017 | D17 v2 |  | Any | OfS | 2011 | CZ02 | cWtd | Cap-Tons | 31.04 | 10000 | None | 158 | 0.155 | -0.454 | 90.4 | 0.132 | 0 | 158 | 0.155 | -0.454 | 90.4 | 0.132 | 0 | DEER:HVAC_Split-Package_AC | Annual | 1719 | 158.28 | 0.155 | -0.454 | 90.36 | 0.1324 | 0 | NE-HVAC-airAC-SpltPkg-240to759kBtuh-11p5eer_MZDEER2017AnyOfS2011CZ02cPVVG | 119476 | NE-HVAC-airAC-SpltPkg-240to759kBtuh-11p5eer_SZDEER2017AnyOfS2011CZ02cDXGF | 119475 |  | 93.6 | 0.128 | 0 | 417 | 0.263 | -2.27 | 93.6 | 0.128 | 0 | 77.4 | 0.15 | 0 | 31.9 | 10000 | 27.6 | 10000
NE-HVAC-airAC-SpltPkg-240to759kBtuh-11p5eer | DEER2017 | D17 v2 |  | Any | OfS | 2011 | CZ03 | cWtd | Cap-Tons | 30.78 | 10000 | None | 129 | 0.115 | -0.348 | 67.9 | 0.0893 | 0 | 129 | 0.115 | -0.348 | 67.9 | 0.0893 | 0 | DEER:HVAC_Split-Package_AC | Annual | 1719 | 128.72 | 0.11456 | -0.348 | 67.86 | 0.08928 | 0 | NE-HVAC-airAC-SpltPkg-240to759kBtuh-11p5eer_MZDEER2017AnyOfS2011CZ03cPVVG | 119478 | NE-HVAC-airAC-SpltPkg-240to759kBtuh-11p5eer_SZDEER2017AnyOfS2011CZ03cDXGF | 119477 |  | 72.9 | 0.0867 | 0 | 352 | 0.226 | -1.74 | 72.9 | 0.0867 | 0 | 47.7 | 0.0996 | 0 | 31.8 | 10000 | 26.7 | 10000
NE-HVAC-airAC-SpltPkg-240to759kBtuh-11p5eer | DEER2017 | D17 v2 |  | Any | OfS | 2011 | CZ04 | cWtd | Cap-Tons | 35.88 | 10000 | None | 168 | 0.141 | -0.384 | 98.5 | 0.116 | 0 | 168 | 0.141 | -0.384 | 98.5 | 0.116 | 0 | DEER:HVAC_Split-Package_AC | Annual | 1719 | 167.8 | 0.141 | -0.384 | 98.5 | 0.1162 | 0 | NE-HVAC-airAC-SpltPkg-240to759kBtuh-11p5eer_MZDEER2017AnyOfS2011CZ04cPVVG | 119480 | NE-HVAC-airAC-SpltPkg-240to759kBtuh-11p5eer_SZDEER2017AnyOfS2011CZ04cDXGF | 119479 |  | 103 | 0.112 | 0 | 427 | 0.257 | -1.92 | 103 | 0.112 | 0 | 80.5 | 0.133 | 0 | 36.9 | 10000 | 31.8 | 10000
NE-HVAC-airAC-SpltPkg-240to759kBtuh-11p5eer | DEER2017 | D17 v2 |  | Any | OfS | 2011 | CZ05 | cWtd | Cap-Tons | 29.42 | 10000 | None | 134 | 0.103 | -0.14 | 73.8 | 0.0779 | 0 | 134 | 0.103 | -0.14 | 73.8 | 0.0779 | 0 | DEER:HVAC_Split-Package_AC | Annual | 1719 | 134.48 | 0.10324 | -0.1402 | 73.76 | 0.0779 | 0 | NE-HVAC-airAC-SpltPkg-240to759kBtuh-11p5eer_MZDEER2017AnyOfS2011CZ05cPVVG | 119482 | NE-HVAC-airAC-SpltPkg-240to759kBtuh-11p5eer_SZDEER2017AnyOfS2011CZ05cDXGF | 119481 |  | 79.1 | 0.0763 | 0 | 356 | 0.211 | -0.701 | 79.1 | 0.0763 | 0 | 52.4 | 0.0843 | 0 | 30.3 | 10000 | 25.9 | 10000
NE-HVAC-airAC-SpltPkg-240to759kBtuh-11p5eer | DEER2017 | D17 v2 |  | Any | OfS | 2011 | CZ06 | cWtd | Cap-Tons | 33.5 | 10000 | None | 179 | 0.125 | -0.156 | 118 | 0.102 | 0 | 179 | 0.125 | -0.156 | 118 | 0.102 | 0 | DEER:HVAC_Split-Package_AC | Annual | 1719 | 179.2 | 0.12468 | -0.1562 | 118.38 | 0.10168 | 0 | NE-HVAC-airAC-SpltPkg-240to759kBtuh-11p5eer_MZDEER2017AnyOfS2011CZ06cPVVG | 119484 | NE-HVAC-airAC-SpltPkg-240to759kBtuh-11p5eer_SZDEER2017AnyOfS2011CZ06cDXGF | 119483 |  | 123 | 0.0986 | 0 | 404 | 0.229 | -0.781 | 123 | 0.0986 | 0 | 99.9 | 0.114 | 0 | 34.5 | 10000 | 29.5 | 10000
NE-HVAC-airAC-SpltPkg-240to759kBtuh-11p5eer | DEER2017 | D17 v2 |  | Any | OfS | 2011 | CZ07 | cWtd | Cap-Tons | 30.76 | 10000 | None | 169 | 0.116 | -0.0185 | 120 | 0.0956 | 0 | 169 | 0.116 | -0.0185 | 120 | 0.0956 | 0 | DEER:HVAC_Split-Package_AC | Annual | 1719 | 169.2 | 0.11596 | -0.01846 | 120.2 | 0.09556 | 0 | NE-HVAC-airAC-SpltPkg-240to759kBtuh-11p5eer_MZDEER2017AnyOfS2011CZ07cPVVG | 119486 | NE-HVAC-airAC-SpltPkg-240to759kBtuh-11p5eer_SZDEER2017AnyOfS2011CZ07cDXGF | 119485 |  | 125 | 0.0932 | 0 | 346 | 0.207 | -0.0923 | 125 | 0.0932 | 0 | 101 | 0.105 | 0 | 31.7 | 10000 | 27 | 10000
NE-HVAC-airAC-SpltPkg-240to759kBtuh-11p5eer | DEER2017 | D17 v2 |  | Any | OfS | 2011 | CZ08 | cWtd | Cap-Tons | 35.38 | 10000 | None | 194 | 0.14 | -0.144 | 130 | 0.117 | 0 | 194 | 0.14 | -0.144 | 130 | 0.117 | 0 | DEER:HVAC_Split-Package_AC | Annual | 1719 | 194.2 | 0.14 | -0.144 | 130 | 0.1166 | 0 | NE-HVAC-airAC-SpltPkg-240to759kBtuh-11p5eer_MZDEER2017AnyOfS2011CZ08cPVVG | 119488 | NE-HVAC-airAC-SpltPkg-240to759kBtuh-11p5eer_SZDEER2017AnyOfS2011CZ08cDXGF | 119487 |  | 134 | 0.113 | 0 | 435 | 0.248 | -0.72 | 134 | 0.113 | 0 | 114 | 0.131 | 0 | 36.4 | 10000 | 31.3 | 10000
NE-HVAC-airAC-SpltPkg-240to759kBtuh-11p5eer | DEER2017 | D17 v2 |  | Any | OfS | 2011 | CZ09 | cWtd | Cap-Tons | 41.76 | 10000 | None | 190 | 0.16 | -0.163 | 119 | 0.132 | 0 | 190 | 0.16 | -0.163 | 119 | 0.132 | 0 | DEER:HVAC_Split-Package_AC | Annual | 1719 | 190.2 | 0.1596 | -0.1632 | 118.6 | 0.1316 | 0 | NE-HVAC-airAC-SpltPkg-240to759kBtuh-11p5eer_MZDEER2017AnyOfS2011CZ09cPVVG | 119490 | NE-HVAC-airAC-SpltPkg-240to759kBtuh-11p5eer_SZDEER2017AnyOfS2011CZ09cDXGF | 119489 |  | 123 | 0.127 | 0 | 459 | 0.29 | -0.816 | 123 | 0.127 | 0 | 101 | 0.15 | 0 | 42.8 | 10000 | 37.6 | 10000
NE-HVAC-airAC-SpltPkg-240to759kBtuh-11p5eer | DEER2017 | D17 v2 |  | Any | OfS | 2011 | CZ10 | cWtd | Cap-Tons | 36.24 | 10000 | None | 207 | 0.171 | -0.111 | 135 | 0.148 | 0 | 207 | 0.171 | -0.111 | 135 | 0.148 | 0 | DEER:HVAC_Split-Package_AC | Annual | 1719 | 206.6 | 0.1706 | -0.1112 | 135.2 | 0.1484 | 0 | NE-HVAC-airAC-SpltPkg-240to759kBtuh-11p5eer_MZDEER2017AnyOfS2011CZ10cPVVG | 119492 | NE-HVAC-airAC-SpltPkg-240to759kBtuh-11p5eer_SZDEER2017AnyOfS2011CZ10cDXGF | 119491 |  | 138 | 0.142 | 0 | 481 | 0.285 | -0.556 | 138 | 0.142 | 0 | 124 | 0.174 | 0 | 37.2 | 10000 | 32.4 | 10000
NE-HVAC-airAC-SpltPkg-240to759kBtuh-11p5eer | DEER2017 | D17 v2 |  | Any | OfS | 2011 | CZ11 | cWtd | Cap-Tons | 35.5 | 10000 | None | 205 | 0.159 | -0.484 | 133 | 0.137 | 0 | 205 | 0.159 | -0.484 | 133 | 0.137 | 0 | DEER:HVAC_Split-Package_AC | Annual | 1719 | 205 | 0.1594 | -0.484 | 133 | 0.1368 | 0 | NE-HVAC-airAC-SpltPkg-240to759kBtuh-11p5eer_MZDEER2017AnyOfS2011CZ11cPVVG | 119494 | NE-HVAC-airAC-SpltPkg-240to759kBtuh-11p5eer_SZDEER2017AnyOfS2011CZ11cDXGF | 119493 |  | 134 | 0.132 | 0 | 489 | 0.269 | -2.42 | 134 | 0.132 | 0 | 129 | 0.156 | 0 | 36.4 | 10000 | 31.9 | 10000
NE-HVAC-airAC-SpltPkg-240to759kBtuh-11p5eer | DEER2017 | D17 v2 |  | Any | OfS | 2011 | CZ12 | cWtd | Cap-Tons | 33.02 | 10000 | None | 186 | 0.159 | -0.49 | 116 | 0.135 | 0 | 186 | 0.159 | -0.49 | 116 | 0.135 | 0 | DEER:HVAC_Split-Package_AC | Annual | 1719 | 186.4 | 0.1594 | -0.49 | 115.6 | 0.1354 | 0 | NE-HVAC-airAC-SpltPkg-240to759kBtuh-11p5eer_MZDEER2017AnyOfS2011CZ12cPVVG | 119496 | NE-HVAC-airAC-SpltPkg-240to759kBtuh-11p5eer_SZDEER2017AnyOfS2011CZ12cDXGF | 119495 |  | 117 | 0.131 | 0 | 464 | 0.273 | -2.45 | 117 | 0.131 | 0 | 110 | 0.153 | 0 | 34 | 10000 | 29.1 | 10000
NE-HVAC-airAC-SpltPkg-240to759kBtuh-11p5eer | DEER2017 | D17 v2 |  | Any | OfS | 2011 | CZ13 | cWtd | Cap-Tons | 34.94 | 10000 | None | 211 | 0.156 | -0.45 | 140 | 0.134 | 0 | 211 | 0.156 | -0.45 | 140 | 0.134 | 0 | DEER:HVAC_Split-Package_AC | Annual | 1719 | 210.8 | 0.1558 | -0.45 | 140 | 0.1342 | 0 | NE-HVAC-airAC-SpltPkg-240to759kBtuh-11p5eer_MZDEER2017AnyOfS2011CZ13cPVVG | 119498 | NE-HVAC-airAC-SpltPkg-240to759kBtuh-11p5eer_SZDEER2017AnyOfS2011CZ13cDXGF | 119497 |  | 139 | 0.129 | 0 | 498 | 0.263 | -2.25 | 139 | 0.129 | 0 | 144 | 0.155 | 0 | 36 | 10000 | 30.7 | 10000
NE-HVAC-airAC-SpltPkg-240to759kBtuh-11p5eer | DEER2017 | D17 v2 |  | Any | OfS | 2011 | CZ14 | cWtd | Cap-Tons | 35.44 | 10000 | None | 213 | 0.161 | -0.4 | 140 | 0.139 | 0 | 213 | 0.161 | -0.4 | 140 | 0.139 | 0 | DEER:HVAC_Split-Package_AC | Annual | 1719 | 213 | 0.1612 | -0.4 | 140 | 0.1394 | 0 | NE-HVAC-airAC-SpltPkg-240to759kBtuh-11p5eer_MZDEER2017AnyOfS2011CZ14cPVVG | 119500 | NE-HVAC-airAC-SpltPkg-240to759kBtuh-11p5eer_SZDEER2017AnyOfS2011CZ14cDXGF | 119499 |  | 141 | 0.134 | 0 | 501 | 0.27 | -2 | 141 | 0.134 | 0 | 136 | 0.161 | 0 | 36.4 | 10000 | 31.6 | 10000
NE-HVAC-airAC-SpltPkg-240to759kBtuh-11p5eer | DEER2017 | D17 v2 |  | Any | OfS | 2011 | CZ15 | cWtd | Cap-Tons | 40.16 | 10000 | None | 299 | 0.172 | -0.0181 | 224 | 0.15 | 0 | 299 | 0.172 | -0.0181 | 224 | 0.15 | 0 | DEER:HVAC_Split-Package_AC | Annual | 1719 | 298.8 | 0.172 | -0.01808 | 224.4 | 0.1502 | 0 | NE-HVAC-airAC-SpltPkg-240to759kBtuh-11p5eer_MZDEER2017AnyOfS2011CZ15cPVVG | 119502 | NE-HVAC-airAC-SpltPkg-240to759kBtuh-11p5eer_SZDEER2017AnyOfS2011CZ15cDXGF | 119501 |  | 223 | 0.143 | 0 | 602 | 0.288 | -0.0904 | 223 | 0.143 | 0 | 230 | 0.179 | 0 | 41.2 | 10000 | 36 | 10000
NE-HVAC-airAC-SpltPkg-240to759kBtuh-11p5eer | DEER2017 | D17 v2 |  | Any | OfS | 2011 | CZ16 | cWtd | Cap-Tons | 26.94 | 10000 | None | 137 | 0.119 | -0.0878 | 77.3 | 0.102 | 0 | 137 | 0.119 | -0.0878 | 77.3 | 0.102 | 0 | DEER:HVAC_Split-Package_AC | Annual | 1719 | 136.52 | 0.11868 | -0.0878 | 77.28 | 0.10248 | 0 | NE-HVAC-airAC-SpltPkg-240to759kBtuh-11p5eer_MZDEER2017AnyOfS2011CZ16cPVVG | 119504 | NE-HVAC-airAC-SpltPkg-240to759kBtuh-11p5eer_SZDEER2017AnyOfS2011CZ16cDXGF | 119503 |  | 77.4 | 0.0996 | 0 | 373 | 0.195 | -0.439 | 77.4 | 0.0996 | 0 | 76.8 | 0.114 | 0 | 27.8 | 10000 | 23.5 | 10000
NE-HVAC-airAC-SpltPkg-240to759kBtuh-11p5eer | DEER2017 | D17 v2 |  | Any | OfS | 2014 | CZ01 | cWtd | Cap-Tons | 19.38 | 10000 | None | 19.6 | 0.0474 | 0 | 19.6 | 0.0474 | 0 | 19.6 | 0.0474 | 0 | 19.6 | 0.0474 | 0 | DEER:HVAC_Split-Package_AC | Annual | 1719 | 19.572 | 0.04744 | 0 | 19.572 | 0.04744 | 0 | NE-HVAC-airAC-SpltPkg-240to759kBtuh-11p5eer_MZDEER2017AnyOfS2014CZ01cPVVG | 140834 | NE-HVAC-airAC-SpltPkg-240to759kBtuh-11p5eer_SZDEER2017AnyOfS2014CZ01cDXGF | 140833 |  | 22.7 | 0.0485 | 0 | 7.06 | 0.0432 | 0 | 22.7 | 0.0485 | 0 | 7.06 | 0.0432 | 0 | 20.2 | 10000 | 16.1 | 10000
NE-HVAC-airAC-SpltPkg-240to759kBtuh-11p5eer | DEER2017 | D17 v2 |  | Any | OfS | 2014 | CZ02 | cWtd | Cap-Tons | 24.34 | 10000 | None | 85.1 | 0.14 | 0 | 85.1 | 0.14 | 0 | 85.1 | 0.14 | 0 | 85.1 | 0.14 | 0 | DEER:HVAC_Split-Package_AC | Annual | 1719 | 85.14 | 0.1396 | 0 | 85.14 | 0.1396 | 0 | NE-HVAC-airAC-SpltPkg-240to759kBtuh-11p5eer_MZDEER2017AnyOfS2014CZ02cPVVG | 140836 | NE-HVAC-airAC-SpltPkg-240to759kBtuh-11p5eer_SZDEER2017AnyOfS2014CZ02cDXGF | 140835 |  | 88.3 | 0.134 | 0 | 72.5 | 0.162 | 0 | 88.3 | 0.134 | 0 | 72.5 | 0.162 | 0 | 25.1 | 10000 | 21.3 | 10000
NE-HVAC-airAC-SpltPkg-240to759kBtuh-11p5eer | DEER2017 | D17 v2 |  | Any | OfS | 2014 | CZ03 | cWtd | Cap-Tons | 21.56 | 10000 | None | 64 | 0.0966 | 0 | 64 | 0.0966 | 0 | 64 | 0.0966 | 0 | 64 | 0.0966 | 0 | DEER:HVAC_Split-Package_AC | Annual | 1719 | 63.98 | 0.09656 | 0 | 63.98 | 0.09656 | 0 | NE-HVAC-airAC-SpltPkg-240to759kBtuh-11p5eer_MZDEER2017AnyOfS2014CZ03cPVVG | 140838 | NE-HVAC-airAC-SpltPkg-240to759kBtuh-11p5eer_SZDEER2017AnyOfS2014CZ03cDXGF | 140837 |  | 68.2 | 0.0927 | 0 | 47.1 | 0.112 | 0 | 68.2 | 0.0927 | 0 | 47.1 | 0.112 | 0 | 22.4 | 10000 | 18.2 | 10000
NE-HVAC-airAC-SpltPkg-240to759kBtuh-11p5eer | DEER2017 | D17 v2 |  | Any | OfS | 2014 | CZ04 | cWtd | Cap-Tons | 25.42 | 10000 | None | 95.6 | 0.123 | 0 | 95.6 | 0.123 | 0 | 95.6 | 0.123 | 0 | 95.6 | 0.123 | 0 | DEER:HVAC_Split-Package_AC | Annual | 1719 | 95.6 | 0.1234 | 0 | 95.6 | 0.1234 | 0 | NE-HVAC-airAC-SpltPkg-240to759kBtuh-11p5eer_MZDEER2017AnyOfS2014CZ04cPVVG | 140840 | NE-HVAC-airAC-SpltPkg-240to759kBtuh-11p5eer_SZDEER2017AnyOfS2014CZ04cDXGF | 140839 |  | 99.3 | 0.117 | 0 | 80.8 | 0.149 | 0 | 99.3 | 0.117 | 0 | 80.8 | 0.149 | 0 | 26.3 | 10000 | 21.9 | 10000
NE-HVAC-airAC-SpltPkg-240to759kBtuh-11p5eer | DEER2017 | D17 v2 |  | Any | OfS | 2014 | CZ05 | cWtd | Cap-Tons | 19.98 | 10000 | None | 71.3 | 0.0792 | 0 | 71.3 | 0.0792 | 0 | 71.3 | 0.0792 | 0 | 71.3 | 0.0792 | 0 | DEER:HVAC_Split-Package_AC | Annual | 1719 | 71.3 | 0.07924 | 0 | 71.3 | 0.07924 | 0 | NE-HVAC-airAC-SpltPkg-240to759kBtuh-11p5eer_MZDEER2017AnyOfS2014CZ05cPVVG | 140842 | NE-HVAC-airAC-SpltPkg-240to759kBtuh-11p5eer_SZDEER2017AnyOfS2014CZ05cDXGF | 140841 |  | 76.2 | 0.0767 | 0 | 51.7 | 0.0894 | 0 | 76.2 | 0.0767 | 0 | 51.7 | 0.0894 | 0 | 20.7 | 10000 | 17.1 | 10000
NE-HVAC-airAC-SpltPkg-240to759kBtuh-11p5eer | DEER2017 | D17 v2 |  | Any | OfS | 2014 | CZ06 | cWtd | Cap-Tons | 23.72 | 10000 | None | 121 | 0.112 | 0 | 121 | 0.112 | 0 | 121 | 0.112 | 0 | 121 | 0.112 | 0 | DEER:HVAC_Split-Package_AC | Annual | 1719 | 121.2 | 0.1116 | 0 | 121.2 | 0.1116 | 0 | NE-HVAC-airAC-SpltPkg-240to759kBtuh-11p5eer_MZDEER2017AnyOfS2014CZ06cPVVG | 140844 | NE-HVAC-airAC-SpltPkg-240to759kBtuh-11p5eer_SZDEER2017AnyOfS2014CZ06cDXGF | 140843 |  | 125 | 0.106 | 0 | 106 | 0.134 | 0 | 125 | 0.106 | 0 | 106 | 0.134 | 0 | 24.6 | 10000 | 20.2 | 10000
NE-HVAC-airAC-SpltPkg-240to759kBtuh-11p5eer | DEER2017 | D17 v2 |  | Any | OfS | 2014 | CZ07 | cWtd | Cap-Tons | 21.2 | 10000 | None | 125 | 0.108 | 0 | 125 | 0.108 | 0 | 125 | 0.108 | 0 | 125 | 0.108 | 0 | DEER:HVAC_Split-Package_AC | Annual | 1719 | 124.8 | 0.1084 | 0 | 124.8 | 0.1084 | 0 | NE-HVAC-airAC-SpltPkg-240to759kBtuh-11p5eer_MZDEER2017AnyOfS2014CZ07cPVVG | 140846 | NE-HVAC-airAC-SpltPkg-240to759kBtuh-11p5eer_SZDEER2017AnyOfS2014CZ07cDXGF | 140845 |  | 128 | 0.103 | 0 | 112 | 0.13 | 0 | 128 | 0.103 | 0 | 112 | 0.13 | 0 | 22 | 10000 | 18 | 10000
NE-HVAC-airAC-SpltPkg-240to759kBtuh-11p5eer | DEER2017 | D17 v2 |  | Any | OfS | 2014 | CZ08 | cWtd | Cap-Tons | 27.82 | 10000 | None | 122 | 0.114 | 0 | 122 | 0.114 | 0 | 122 | 0.114 | 0 | 122 | 0.114 | 0 | DEER:HVAC_Split-Package_AC | Annual | 1719 | 122 | 0.1144 | 0 | 122 | 0.1144 | 0 | NE-HVAC-airAC-SpltPkg-240to759kBtuh-11p5eer_MZDEER2017AnyOfS2014CZ08cPVVG | 140848 | NE-HVAC-airAC-SpltPkg-240to759kBtuh-11p5eer_SZDEER2017AnyOfS2014CZ08cDXGF | 140847 |  | 126 | 0.109 | 0 | 106 | 0.136 | 0 | 126 | 0.109 | 0 | 106 | 0.136 | 0 | 28.8 | 10000 | 23.9 | 10000
NE-HVAC-airAC-SpltPkg-240to759kBtuh-11p5eer | DEER2017 | D17 v2 |  | Any | OfS | 2014 | CZ09 | cWtd | Cap-Tons | 30.5 | 10000 | None | 117 | 0.14 | 0 | 117 | 0.14 | 0 | 117 | 0.14 | 0 | 117 | 0.14 | 0 | DEER:HVAC_Split-Package_AC | Annual | 1719 | 117 | 0.1396 | 0 | 117 | 0.1396 | 0 | NE-HVAC-airAC-SpltPkg-240to759kBtuh-11p5eer_MZDEER2017AnyOfS2014CZ09cPVVG | 140850 | NE-HVAC-airAC-SpltPkg-240to759kBtuh-11p5eer_SZDEER2017AnyOfS2014CZ09cDXGF | 140849 |  | 121 | 0.133 | 0 | 101 | 0.166 | 0 | 121 | 0.133 | 0 | 101 | 0.166 | 0 | 31.4 | 10000 | 26.9 | 10000
NE-HVAC-airAC-SpltPkg-240to759kBtuh-11p5eer | DEER2017 | D17 v2 |  | Any | OfS | 2014 | CZ10 | cWtd | Cap-Tons | 29.22 | 10000 | None | 131 | 0.154 | 0 | 131 | 0.154 | 0 | 131 | 0.154 | 0 | 131 | 0.154 | 0 | DEER:HVAC_Split-Package_AC | Annual | 1719 | 131.2 | 0.1544 | 0 | 131.2 | 0.1544 | 0 | NE-HVAC-airAC-SpltPkg-240to759kBtuh-11p5eer_MZDEER2017AnyOfS2014CZ10cPVVG | 140852 | NE-HVAC-airAC-SpltPkg-240to759kBtuh-11p5eer_SZDEER2017AnyOfS2014CZ10cDXGF | 140851 |  | 134 | 0.147 | 0 | 120 | 0.184 | 0 | 134 | 0.147 | 0 | 120 | 0.184 | 0 | 30.1 | 10000 | 25.7 | 10000
NE-HVAC-airAC-SpltPkg-240to759kBtuh-11p5eer | DEER2017 | D17 v2 |  | Any | OfS | 2014 | CZ11 | cWtd | Cap-Tons | 28.26 | 10000 | None | 129 | 0.144 | 0 | 129 | 0.144 | 0 | 129 | 0.144 | 0 | 129 | 0.144 | 0 | DEER:HVAC_Split-Package_AC | Annual | 1719 | 129.2 | 0.144 | 0 | 129.2 | 0.144 | 0 | NE-HVAC-airAC-SpltPkg-240to759kBtuh-11p5eer_MZDEER2017AnyOfS2014CZ11cPVVG | 140854 | NE-HVAC-airAC-SpltPkg-240to759kBtuh-11p5eer_SZDEER2017AnyOfS2014CZ11cDXGF | 140853 |  | 129 | 0.138 | 0 | 130 | 0.168 | 0 | 129 | 0.138 | 0 | 130 | 0.168 | 0 | 29.1 | 10000 | 24.9 | 10000
NE-HVAC-airAC-SpltPkg-240to759kBtuh-11p5eer | DEER2017 | D17 v2 |  | Any | OfS | 2014 | CZ12 | cWtd | Cap-Tons | 30.52 | 10000 | None | 96.7 | 0.124 | 0 | 96.7 | 0.124 | 0 | 96.7 | 0.124 | 0 | 96.7 | 0.124 | 0 | DEER:HVAC_Split-Package_AC | Annual | 1719 | 96.72 | 0.124 | 0 | 96.72 | 0.124 | 0 | NE-HVAC-airAC-SpltPkg-240to759kBtuh-11p5eer_MZDEER2017AnyOfS2014CZ12cPVVG | 140856 | NE-HVAC-airAC-SpltPkg-240to759kBtuh-11p5eer_SZDEER2017AnyOfS2014CZ12cDXGF | 140855 |  | 99.2 | 0.119 | 0 | 86.8 | 0.144 | 0 | 99.2 | 0.119 | 0 | 86.8 | 0.144 | 0 | 31.4 | 10000 | 27 | 10000
NE-HVAC-airAC-SpltPkg-240to759kBtuh-11p5eer | DEER2017 | D17 v2 |  | Any | OfS | 2014 | CZ13 | cWtd | Cap-Tons | 29 | 10000 | None | 132 | 0.137 | 0 | 132 | 0.137 | 0 | 132 | 0.137 | 0 | 132 | 0.137 | 0 | DEER:HVAC_Split-Package_AC | Annual | 1719 | 132.2 | 0.137 | 0 | 132.2 | 0.137 | 0 | NE-HVAC-airAC-SpltPkg-240to759kBtuh-11p5eer_MZDEER2017AnyOfS2014CZ13cPVVG | 140858 | NE-HVAC-airAC-SpltPkg-240to759kBtuh-11p5eer_SZDEER2017AnyOfS2014CZ13cDXGF | 140857 |  | 131 | 0.131 | 0 | 137 | 0.161 | 0 | 131 | 0.131 | 0 | 137 | 0.161 | 0 | 29.9 | 10000 | 25.4 | 10000
NE-HVAC-airAC-SpltPkg-240to759kBtuh-11p5eer | DEER2017 | D17 v2 |  | Any | OfS | 2014 | CZ14 | cWtd | Cap-Tons | 28.24 | 10000 | None | 137 | 0.148 | 0 | 137 | 0.148 | 0 | 137 | 0.148 | 0 | 137 | 0.148 | 0 | DEER:HVAC_Split-Package_AC | Annual | 1719 | 137.4 | 0.1478 | 0 | 137.4 | 0.1478 | 0 | NE-HVAC-airAC-SpltPkg-240to759kBtuh-11p5eer_MZDEER2017AnyOfS2014CZ14cPVVG | 140860 | NE-HVAC-airAC-SpltPkg-240to759kBtuh-11p5eer_SZDEER2017AnyOfS2014CZ14cDXGF | 140859 |  | 137 | 0.141 | 0 | 139 | 0.175 | 0 | 137 | 0.141 | 0 | 139 | 0.175 | 0 | 29.1 | 10000 | 24.8 | 10000
NE-HVAC-airAC-SpltPkg-240to759kBtuh-11p5eer | DEER2017 | D17 v2 |  | Any | OfS | 2014 | CZ15 | cWtd | Cap-Tons | 32.96 | 10000 | None | 222 | 0.156 | 0 | 222 | 0.156 | 0 | 222 | 0.156 | 0 | 222 | 0.156 | 0 | DEER:HVAC_Split-Package_AC | Annual | 1719 | 222 | 0.1564 | 0 | 222 | 0.1564 | 0 | NE-HVAC-airAC-SpltPkg-240to759kBtuh-11p5eer_MZDEER2017AnyOfS2014CZ15cPVVG | 140862 | NE-HVAC-airAC-SpltPkg-240to759kBtuh-11p5eer_SZDEER2017AnyOfS2014CZ15cDXGF | 140861 |  | 219 | 0.148 | 0 | 234 | 0.19 | 0 | 219 | 0.148 | 0 | 234 | 0.19 | 0 | 33.9 | 10000 | 29.2 | 10000
NE-HVAC-airAC-SpltPkg-240to759kBtuh-11p5eer | DEER2017 | D17 v2 |  | Any | OfS | 2014 | CZ16 | cWtd | Cap-Tons | 20.78 | 10000 | None | 69.9 | 0.103 | 0 | 69.9 | 0.103 | 0 | 69.9 | 0.103 | 0 | 69.9 | 0.103 | 0 | DEER:HVAC_Split-Package_AC | Annual | 1719 | 69.86 | 0.10328 | 0 | 69.86 | 0.10328 | 0 | NE-HVAC-airAC-SpltPkg-240to759kBtuh-11p5eer_MZDEER2017AnyOfS2014CZ16cPVVG | 140864 | NE-HVAC-airAC-SpltPkg-240to759kBtuh-11p5eer_SZDEER2017AnyOfS2014CZ16cDXGF | 140863 |  | 70.3 | 0.0996 | 0 | 68.1 | 0.118 | 0 | 70.3 | 0.0996 | 0 | 68.1 | 0.118 | 0 | 21.5 | 10000 | 17.9 | 10000
NE-HVAC-airAC-SpltPkg-240to759kBtuh-11p5eer | DEER2017 | D17 v2 |  | Any | OfS | New | CZ01 | cWtd | Cap-Tons | 19.38 | 10000 | None | 19.6 | 0.0474 | 0 | 19.6 | 0.0474 | 0 | 19.6 | 0.0474 | 0 | 19.6 | 0.0474 | 0 | DEER:HVAC_Split-Package_AC | Annual | 1719 | 19.572 | 0.04744 | 0 | 19.572 | 0.04744 | 0 | NE-HVAC-airAC-SpltPkg-240to759kBtuh-11p5eer_MZDEER2017AnyOfSNewCZ01cPVVG | 165434 | NE-HVAC-airAC-SpltPkg-240to759kBtuh-11p5eer_SZDEER2017AnyOfSNewCZ01cDXGF | 165433 |  | 22.7 | 0.0485 | 0 | 7.06 | 0.0432 | 0 | 22.7 | 0.0485 | 0 | 7.06 | 0.0432 | 0 | 20.2 | 10000 | 16.1 | 10000
NE-HVAC-airAC-SpltPkg-240to759kBtuh-11p5eer | DEER2017 | D17 v2 |  | Any | OfS | New | CZ02 | cWtd | Cap-Tons | 24.34 | 10000 | None | 85.1 | 0.14 | 0 | 85.1 | 0.14 | 0 | 85.1 | 0.14 | 0 | 85.1 | 0.14 | 0 | DEER:HVAC_Split-Package_AC | Annual | 1719 | 85.14 | 0.1396 | 0 | 85.14 | 0.1396 | 0 | NE-HVAC-airAC-SpltPkg-240to759kBtuh-11p5eer_MZDEER2017AnyOfSNewCZ02cPVVG | 165436 | NE-HVAC-airAC-SpltPkg-240to759kBtuh-11p5eer_SZDEER2017AnyOfSNewCZ02cDXGF | 165435 |  | 88.3 | 0.134 | 0 | 72.5 | 0.162 | 0 | 88.3 | 0.134 | 0 | 72.5 | 0.162 | 0 | 25.1 | 10000 | 21.3 | 10000
NE-HVAC-airAC-SpltPkg-240to759kBtuh-11p5eer | DEER2017 | D17 v2 |  | Any | OfS | New | CZ03 | cWtd | Cap-Tons | 21.56 | 10000 | None | 64 | 0.0966 | 0 | 64 | 0.0966 | 0 | 64 | 0.0966 | 0 | 64 | 0.0966 | 0 | DEER:HVAC_Split-Package_AC | Annual | 1719 | 63.98 | 0.09656 | 0 | 63.98 | 0.09656 | 0 | NE-HVAC-airAC-SpltPkg-240to759kBtuh-11p5eer_MZDEER2017AnyOfSNewCZ03cPVVG | 165438 | NE-HVAC-airAC-SpltPkg-240to759kBtuh-11p5eer_SZDEER2017AnyOfSNewCZ03cDXGF | 165437 |  | 68.2 | 0.0927 | 0 | 47.1 | 0.112 | 0 | 68.2 | 0.0927 | 0 | 47.1 | 0.112 | 0 | 22.4 | 10000 | 18.2 | 10000
NE-HVAC-airAC-SpltPkg-240to759kBtuh-11p5eer | DEER2017 | D17 v2 |  | Any | OfS | New | CZ04 | cWtd | Cap-Tons | 25.42 | 10000 | None | 95.6 | 0.123 | 0 | 95.6 | 0.123 | 0 | 95.6 | 0.123 | 0 | 95.6 | 0.123 | 0 | DEER:HVAC_Split-Package_AC | Annual | 1719 | 95.6 | 0.1234 | 0 | 95.6 | 0.1234 | 0 | NE-HVAC-airAC-SpltPkg-240to759kBtuh-11p5eer_MZDEER2017AnyOfSNewCZ04cPVVG | 165440 | NE-HVAC-airAC-SpltPkg-240to759kBtuh-11p5eer_SZDEER2017AnyOfSNewCZ04cDXGF | 165439 |  | 99.3 | 0.117 | 0 | 80.8 | 0.149 | 0 | 99.3 | 0.117 | 0 | 80.8 | 0.149 | 0 | 26.3 | 10000 | 21.9 | 10000
NE-HVAC-airAC-SpltPkg-240to759kBtuh-11p5eer | DEER2017 | D17 v2 |  | Any | OfS | New | CZ05 | cWtd | Cap-Tons | 19.98 | 10000 | None | 71.3 | 0.0792 | 0 | 71.3 | 0.0792 | 0 | 71.3 | 0.0792 | 0 | 71.3 | 0.0792 | 0 | DEER:HVAC_Split-Package_AC | Annual | 1719 | 71.3 | 0.07924 | 0 | 71.3 | 0.07924 | 0 | NE-HVAC-airAC-SpltPkg-240to759kBtuh-11p5eer_MZDEER2017AnyOfSNewCZ05cPVVG | 165442 | NE-HVAC-airAC-SpltPkg-240to759kBtuh-11p5eer_SZDEER2017AnyOfSNewCZ05cDXGF | 165441 |  | 76.2 | 0.0767 | 0 | 51.7 | 0.0894 | 0 | 76.2 | 0.0767 | 0 | 51.7 | 0.0894 | 0 | 20.7 | 10000 | 17.1 | 10000
NE-HVAC-airAC-SpltPkg-240to759kBtuh-11p5eer | DEER2017 | D17 v2 |  | Any | OfS | New | CZ06 | cWtd | Cap-Tons | 23.72 | 10000 | None | 121 | 0.112 | 0 | 121 | 0.112 | 0 | 121 | 0.112 | 0 | 121 | 0.112 | 0 | DEER:HVAC_Split-Package_AC | Annual | 1719 | 121.2 | 0.1116 | 0 | 121.2 | 0.1116 | 0 | NE-HVAC-airAC-SpltPkg-240to759kBtuh-11p5eer_MZDEER2017AnyOfSNewCZ06cPVVG | 165444 | NE-HVAC-airAC-SpltPkg-240to759kBtuh-11p5eer_SZDEER2017AnyOfSNewCZ06cDXGF | 165443 |  | 125 | 0.106 | 0 | 106 | 0.134 | 0 | 125 | 0.106 | 0 | 106 | 0.134 | 0 | 24.6 | 10000 | 20.2 | 10000
NE-HVAC-airAC-SpltPkg-240to759kBtuh-11p5eer | DEER2017 | D17 v2 |  | Any | OfS | New | CZ07 | cWtd | Cap-Tons | 21.2 | 10000 | None | 125 | 0.108 | 0 | 125 | 0.108 | 0 | 125 | 0.108 | 0 | 125 | 0.108 | 0 | DEER:HVAC_Split-Package_AC | Annual | 1719 | 124.8 | 0.1084 | 0 | 124.8 | 0.1084 | 0 | NE-HVAC-airAC-SpltPkg-240to759kBtuh-11p5eer_MZDEER2017AnyOfSNewCZ07cPVVG | 165446 | NE-HVAC-airAC-SpltPkg-240to759kBtuh-11p5eer_SZDEER2017AnyOfSNewCZ07cDXGF | 165445 |  | 128 | 0.103 | 0 | 112 | 0.13 | 0 | 128 | 0.103 | 0 | 112 | 0.13 | 0 | 22 | 10000 | 18 | 10000
NE-HVAC-airAC-SpltPkg-240to759kBtuh-11p5eer | DEER2017 | D17 v2 |  | Any | OfS | New | CZ08 | cWtd | Cap-Tons | 27.82 | 10000 | None | 122 | 0.114 | 0 | 122 | 0.114 | 0 | 122 | 0.114 | 0 | 122 | 0.114 | 0 | DEER:HVAC_Split-Package_AC | Annual | 1719 | 122 | 0.1144 | 0 | 122 | 0.1144 | 0 | NE-HVAC-airAC-SpltPkg-240to759kBtuh-11p5eer_MZDEER2017AnyOfSNewCZ08cPVVG | 165448 | NE-HVAC-airAC-SpltPkg-240to759kBtuh-11p5eer_SZDEER2017AnyOfSNewCZ08cDXGF | 165447 |  | 126 | 0.109 | 0 | 106 | 0.136 | 0 | 126 | 0.109 | 0 | 106 | 0.136 | 0 | 28.8 | 10000 | 23.9 | 10000
NE-HVAC-airAC-SpltPkg-240to759kBtuh-11p5eer | DEER2017 | D17 v2 |  | Any | OfS | New | CZ09 | cWtd | Cap-Tons | 30.5 | 10000 | None | 117 | 0.14 | 0 | 117 | 0.14 | 0 | 117 | 0.14 | 0 | 117 | 0.14 | 0 | DEER:HVAC_Split-Package_AC | Annual | 1719 | 117 | 0.1396 | 0 | 117 | 0.1396 | 0 | NE-HVAC-airAC-SpltPkg-240to759kBtuh-11p5eer_MZDEER2017AnyOfSNewCZ09cPVVG | 165450 | NE-HVAC-airAC-SpltPkg-240to759kBtuh-11p5eer_SZDEER2017AnyOfSNewCZ09cDXGF | 165449 |  | 121 | 0.133 | 0 | 101 | 0.166 | 0 | 121 | 0.133 | 0 | 101 | 0.166 | 0 | 31.4 | 10000 | 26.9 | 10000
NE-HVAC-airAC-SpltPkg-240to759kBtuh-11p5eer | DEER2017 | D17 v2 |  | Any | OfS | New | CZ10 | cWtd | Cap-Tons | 29.22 | 10000 | None | 131 | 0.154 | 0 | 131 | 0.154 | 0 | 131 | 0.154 | 0 | 131 | 0.154 | 0 | DEER:HVAC_Split-Package_AC | Annual | 1719 | 131.2 | 0.1544 | 0 | 131.2 | 0.1544 | 0 | NE-HVAC-airAC-SpltPkg-240to759kBtuh-11p5eer_MZDEER2017AnyOfSNewCZ10cPVVG | 165452 | NE-HVAC-airAC-SpltPkg-240to759kBtuh-11p5eer_SZDEER2017AnyOfSNewCZ10cDXGF | 165451 |  | 134 | 0.147 | 0 | 120 | 0.184 | 0 | 134 | 0.147 | 0 | 120 | 0.184 | 0 | 30.1 | 10000 | 25.7 | 10000
NE-HVAC-airAC-SpltPkg-240to759kBtuh-11p5eer | DEER2017 | D17 v2 |  | Any | OfS | New | CZ11 | cWtd | Cap-Tons | 28.26 | 10000 | None | 129 | 0.144 | 0 | 129 | 0.144 | 0 | 129 | 0.144 | 0 | 129 | 0.144 | 0 | DEER:HVAC_Split-Package_AC | Annual | 1719 | 129.2 | 0.144 | 0 | 129.2 | 0.144 | 0 | NE-HVAC-airAC-SpltPkg-240to759kBtuh-11p5eer_MZDEER2017AnyOfSNewCZ11cPVVG | 165454 | NE-HVAC-airAC-SpltPkg-240to759kBtuh-11p5eer_SZDEER2017AnyOfSNewCZ11cDXGF | 165453 |  | 129 | 0.138 | 0 | 130 | 0.168 | 0 | 129 | 0.138 | 0 | 130 | 0.168 | 0 | 29.1 | 10000 | 24.9 | 10000
NE-HVAC-airAC-SpltPkg-240to759kBtuh-11p5eer | DEER2017 | D17 v2 |  | Any | OfS | New | CZ12 | cWtd | Cap-Tons | 30.52 | 10000 | None | 96.7 | 0.124 | 0 | 96.7 | 0.124 | 0 | 96.7 | 0.124 | 0 | 96.7 | 0.124 | 0 | DEER:HVAC_Split-Package_AC | Annual | 1719 | 96.72 | 0.124 | 0 | 96.72 | 0.124 | 0 | NE-HVAC-airAC-SpltPkg-240to759kBtuh-11p5eer_MZDEER2017AnyOfSNewCZ12cPVVG | 165456 | NE-HVAC-airAC-SpltPkg-240to759kBtuh-11p5eer_SZDEER2017AnyOfSNewCZ12cDXGF | 165455 |  | 99.2 | 0.119 | 0 | 86.8 | 0.144 | 0 | 99.2 | 0.119 | 0 | 86.8 | 0.144 | 0 | 31.4 | 10000 | 27 | 10000
NE-HVAC-airAC-SpltPkg-240to759kBtuh-11p5eer | DEER2017 | D17 v2 |  | Any | OfS | New | CZ13 | cWtd | Cap-Tons | 29 | 10000 | None | 132 | 0.137 | 0 | 132 | 0.137 | 0 | 132 | 0.137 | 0 | 132 | 0.137 | 0 | DEER:HVAC_Split-Package_AC | Annual | 1719 | 132.2 | 0.137 | 0 | 132.2 | 0.137 | 0 | NE-HVAC-airAC-SpltPkg-240to759kBtuh-11p5eer_MZDEER2017AnyOfSNewCZ13cPVVG | 165458 | NE-HVAC-airAC-SpltPkg-240to759kBtuh-11p5eer_SZDEER2017AnyOfSNewCZ13cDXGF | 165457 |  | 131 | 0.131 | 0 | 137 | 0.161 | 0 | 131 | 0.131 | 0 | 137 | 0.161 | 0 | 29.9 | 10000 | 25.4 | 10000
NE-HVAC-airAC-SpltPkg-240to759kBtuh-11p5eer | DEER2017 | D17 v2 |  | Any | OfS | New | CZ14 | cWtd | Cap-Tons | 28.24 | 10000 | None | 137 | 0.148 | 0 | 137 | 0.148 | 0 | 137 | 0.148 | 0 | 137 | 0.148 | 0 | DEER:HVAC_Split-Package_AC | Annual | 1719 | 137.4 | 0.1478 | 0 | 137.4 | 0.1478 | 0 | NE-HVAC-airAC-SpltPkg-240to759kBtuh-11p5eer_MZDEER2017AnyOfSNewCZ14cPVVG | 165460 | NE-HVAC-airAC-SpltPkg-240to759kBtuh-11p5eer_SZDEER2017AnyOfSNewCZ14cDXGF | 165459 |  | 137 | 0.141 | 0 | 139 | 0.175 | 0 | 137 | 0.141 | 0 | 139 | 0.175 | 0 | 29.1 | 10000 | 24.8 | 10000
NE-HVAC-airAC-SpltPkg-240to759kBtuh-11p5eer | DEER2017 | D17 v2 |  | Any | OfS | New | CZ15 | cWtd | Cap-Tons | 32.96 | 10000 | None | 222 | 0.156 | 0 | 222 | 0.156 | 0 | 222 | 0.156 | 0 | 222 | 0.156 | 0 | DEER:HVAC_Split-Package_AC | Annual | 1719 | 222 | 0.1564 | 0 | 222 | 0.1564 | 0 | NE-HVAC-airAC-SpltPkg-240to759kBtuh-11p5eer_MZDEER2017AnyOfSNewCZ15cPVVG | 165462 | NE-HVAC-airAC-SpltPkg-240to759kBtuh-11p5eer_SZDEER2017AnyOfSNewCZ15cDXGF | 165461 |  | 219 | 0.148 | 0 | 234 | 0.19 | 0 | 219 | 0.148 | 0 | 234 | 0.19 | 0 | 33.9 | 10000 | 29.2 | 10000
NE-HVAC-airAC-SpltPkg-240to759kBtuh-11p5eer | DEER2017 | D17 v2 |  | Any | OfS | New | CZ16 | cWtd | Cap-Tons | 20.78 | 10000 | None | 69.9 | 0.103 | 0 | 69.9 | 0.103 | 0 | 69.9 | 0.103 | 0 | 69.9 | 0.103 | 0 | DEER:HVAC_Split-Package_AC | Annual | 1719 | 69.86 | 0.10328 | 0 | 69.86 | 0.10328 | 0 | NE-HVAC-airAC-SpltPkg-240to759kBtuh-11p5eer_MZDEER2017AnyOfSNewCZ16cPVVG | 165464 | NE-HVAC-airAC-SpltPkg-240to759kBtuh-11p5eer_SZDEER2017AnyOfSNewCZ16cDXGF | 165463 |  | 70.3 | 0.0996 | 0 | 68.1 | 0.118 | 0 | 70.3 | 0.0996 | 0 | 68.1 | 0.118 | 0 | 21.5 | 10000 | 17.9 | 10000
NE-HVAC-airAC-SpltPkg-240to759kBtuh-11p5eer | DEER2017 | D17 v2 |  | Any | RFF | 1975 | CZ01 | cDXGF | Cap-Tons | 15.7 | 4000 | None | 7.77 | 0.0315 | 0 | 7.77 | 0.0315 | 0 | 7.77 | 0.0315 | 0 | 7.77 | 0.0315 | 0 | DEER:HVAC_Split-Package_AC | Annual | 1719 | 7.77 | 0.0315 | 0 | 7.77 | 0.0315 | 0 | NE-HVAC-airAC-SpltPkg-240to759kBtuh-11p5eer_MZDEER2017AnyRFF1975CZ01cPVVG | #N/A | NE-HVAC-airAC-SpltPkg-240to759kBtuh-11p5eer_SZDEER2017AnyRFF1975CZ01cDXGF | 12705 |  | #N/A | #N/A | #N/A | 7.77 | 0.0315 | 0 | #N/A | #N/A | #N/A | 7.77 | 0.0315 | 0 | #N/A | #N/A | 15.7 | 4000
NE-HVAC-airAC-SpltPkg-240to759kBtuh-11p5eer | DEER2017 | D17 v2 |  | Any | RFF | 1975 | CZ02 | cDXGF | Cap-Tons | 27.3 | 4000 | None | 87.8 | 0.147 | 0 | 87.8 | 0.147 | 0 | 87.8 | 0.147 | 0 | 87.8 | 0.147 | 0 | DEER:HVAC_Split-Package_AC | Annual | 1719 | 87.8 | 0.147 | 0 | 87.8 | 0.147 | 0 | NE-HVAC-airAC-SpltPkg-240to759kBtuh-11p5eer_MZDEER2017AnyRFF1975CZ02cPVVG | #N/A | NE-HVAC-airAC-SpltPkg-240to759kBtuh-11p5eer_SZDEER2017AnyRFF1975CZ02cDXGF | 12706 |  | #N/A | #N/A | #N/A | 87.8 | 0.147 | 0 | #N/A | #N/A | #N/A | 87.8 | 0.147 | 0 | #N/A | #N/A | 27.3 | 4000
NE-HVAC-airAC-SpltPkg-240to759kBtuh-11p5eer | DEER2017 | D17 v2 |  | Any | RFF | 1975 | CZ03 | cDXGF | Cap-Tons | 21.6 | 4000 | None | 40.3 | 0.095 | 0 | 40.3 | 0.095 | 0 | 40.3 | 0.095 | 0 | 40.3 | 0.095 | 0 | DEER:HVAC_Split-Package_AC | Annual | 1719 | 40.3 | 0.095 | 0 | 40.3 | 0.095 | 0 | NE-HVAC-airAC-SpltPkg-240to759kBtuh-11p5eer_MZDEER2017AnyRFF1975CZ03cPVVG | #N/A | NE-HVAC-airAC-SpltPkg-240to759kBtuh-11p5eer_SZDEER2017AnyRFF1975CZ03cDXGF | 12707 |  | #N/A | #N/A | #N/A | 40.3 | 0.095 | 0 | #N/A | #N/A | #N/A | 40.3 | 0.095 | 0 | #N/A | #N/A | 21.6 | 4000
NE-HVAC-airAC-SpltPkg-240to759kBtuh-11p5eer | DEER2017 | D17 v2 |  | Any | RFF | 1975 | CZ04 | cDXGF | Cap-Tons | 26 | 4000 | None | 103 | 0.139 | 0 | 103 | 0.139 | 0 | 103 | 0.139 | 0 | 103 | 0.139 | 0 | DEER:HVAC_Split-Package_AC | Annual | 1719 | 103 | 0.139 | 0 | 103 | 0.139 | 0 | NE-HVAC-airAC-SpltPkg-240to759kBtuh-11p5eer_MZDEER2017AnyRFF1975CZ04cPVVG | #N/A | NE-HVAC-airAC-SpltPkg-240to759kBtuh-11p5eer_SZDEER2017AnyRFF1975CZ04cDXGF | 12708 |  | #N/A | #N/A | #N/A | 103 | 0.139 | 0 | #N/A | #N/A | #N/A | 103 | 0.139 | 0 | #N/A | #N/A | 26 | 4000
NE-HVAC-airAC-SpltPkg-240to759kBtuh-11p5eer | DEER2017 | D17 v2 |  | Any | RFF | 1975 | CZ05 | cDXGF | Cap-Tons | 18.3 | 4000 | None | 50.4 | 0.0762 | 0 | 50.4 | 0.0762 | 0 | 50.4 | 0.0762 | 0 | 50.4 | 0.0762 | 0 | DEER:HVAC_Split-Package_AC | Annual | 1719 | 50.4 | 0.0762 | 0 | 50.4 | 0.0762 | 0 | NE-HVAC-airAC-SpltPkg-240to759kBtuh-11p5eer_MZDEER2017AnyRFF1975CZ05cPVVG | #N/A | NE-HVAC-airAC-SpltPkg-240to759kBtuh-11p5eer_SZDEER2017AnyRFF1975CZ05cDXGF | 12709 |  | #N/A | #N/A | #N/A | 50.4 | 0.0762 | 0 | #N/A | #N/A | #N/A | 50.4 | 0.0762 | 0 | #N/A | #N/A | 18.3 | 4000
NE-HVAC-airAC-SpltPkg-240to759kBtuh-11p5eer | DEER2017 | D17 v2 |  | Any | RFF | 1975 | CZ06 | cDXGF | Cap-Tons | 26.8 | 4000 | None | 89.1 | 0.0922 | 0 | 89.1 | 0.0922 | 0 | 89.1 | 0.0922 | 0 | 89.1 | 0.0922 | 0 | DEER:HVAC_Split-Package_AC | Annual | 1719 | 89.1 | 0.0922 | 0 | 89.1 | 0.0922 | 0 | NE-HVAC-airAC-SpltPkg-240to759kBtuh-11p5eer_MZDEER2017AnyRFF1975CZ06cPVVG | #N/A | NE-HVAC-airAC-SpltPkg-240to759kBtuh-11p5eer_SZDEER2017AnyRFF1975CZ06cDXGF | 12710 |  | #N/A | #N/A | #N/A | 89.1 | 0.0922 | 0 | #N/A | #N/A | #N/A | 89.1 | 0.0922 | 0 | #N/A | #N/A | 26.8 | 4000
NE-HVAC-airAC-SpltPkg-240to759kBtuh-11p5eer | DEER2017 | D17 v2 |  | Any | RFF | 1975 | CZ07 | cDXGF | Cap-Tons | 22 | 4000 | None | 91.2 | 0.106 | 0 | 91.2 | 0.106 | 0 | 91.2 | 0.106 | 0 | 91.2 | 0.106 | 0 | DEER:HVAC_Split-Package_AC | Annual | 1719 | 91.2 | 0.106 | 0 | 91.2 | 0.106 | 0 | NE-HVAC-airAC-SpltPkg-240to759kBtuh-11p5eer_MZDEER2017AnyRFF1975CZ07cPVVG | #N/A | NE-HVAC-airAC-SpltPkg-240to759kBtuh-11p5eer_SZDEER2017AnyRFF1975CZ07cDXGF | 12711 |  | #N/A | #N/A | #N/A | 91.2 | 0.106 | 0 | #N/A | #N/A | #N/A | 91.2 | 0.106 | 0 | #N/A | #N/A | 22 | 4000
NE-HVAC-airAC-SpltPkg-240to759kBtuh-11p5eer | DEER2017 | D17 v2 |  | Any | RFF | 1975 | CZ08 | cDXGF | Cap-Tons | 24.9 | 4000 | None | 141 | 0.134 | 0 | 141 | 0.134 | 0 | 141 | 0.134 | 0 | 141 | 0.134 | 0 | DEER:HVAC_Split-Package_AC | Annual | 1719 | 141 | 0.134 | 0 | 141 | 0.134 | 0 | NE-HVAC-airAC-SpltPkg-240to759kBtuh-11p5eer_MZDEER2017AnyRFF1975CZ08cPVVG | #N/A | NE-HVAC-airAC-SpltPkg-240to759kBtuh-11p5eer_SZDEER2017AnyRFF1975CZ08cDXGF | 12712 |  | #N/A | #N/A | #N/A | 141 | 0.134 | 0 | #N/A | #N/A | #N/A | 141 | 0.134 | 0 | #N/A | #N/A | 24.9 | 4000
NE-HVAC-airAC-SpltPkg-240to759kBtuh-11p5eer | DEER2017 | D17 v2 |  | Any | RFF | 1975 | CZ09 | cDXGF | Cap-Tons | 36.1 | 4000 | None | 119 | 0.146 | 0 | 119 | 0.146 | 0 | 119 | 0.146 | 0 | 119 | 0.146 | 0 | DEER:HVAC_Split-Package_AC | Annual | 1719 | 119 | 0.146 | 0 | 119 | 0.146 | 0 | NE-HVAC-airAC-SpltPkg-240to759kBtuh-11p5eer_MZDEER2017AnyRFF1975CZ09cPVVG | #N/A | NE-HVAC-airAC-SpltPkg-240to759kBtuh-11p5eer_SZDEER2017AnyRFF1975CZ09cDXGF | 12713 |  | #N/A | #N/A | #N/A | 119 | 0.146 | 0 | #N/A | #N/A | #N/A | 119 | 0.146 | 0 | #N/A | #N/A | 36.1 | 4000
NE-HVAC-airAC-SpltPkg-240to759kBtuh-11p5eer | DEER2017 | D17 v2 |  | Any | RFF | 1975 | CZ10 | cDXGF | Cap-Tons | 33.3 | 4000 | None | 148 | 0.173 | 0 | 148 | 0.173 | 0 | 148 | 0.173 | 0 | 148 | 0.173 | 0 | DEER:HVAC_Split-Package_AC | Annual | 1719 | 148 | 0.173 | 0 | 148 | 0.173 | 0 | NE-HVAC-airAC-SpltPkg-240to759kBtuh-11p5eer_MZDEER2017AnyRFF1975CZ10cPVVG | #N/A | NE-HVAC-airAC-SpltPkg-240to759kBtuh-11p5eer_SZDEER2017AnyRFF1975CZ10cDXGF | 12714 |  | #N/A | #N/A | #N/A | 148 | 0.173 | 0 | #N/A | #N/A | #N/A | 148 | 0.173 | 0 | #N/A | #N/A | 33.3 | 4000
NE-HVAC-airAC-SpltPkg-240to759kBtuh-11p5eer | DEER2017 | D17 v2 |  | Any | RFF | 1975 | CZ11 | cDXGF | Cap-Tons | 34.7 | 4000 | None | 165 | 0.137 | 0 | 165 | 0.137 | 0 | 165 | 0.137 | 0 | 165 | 0.137 | 0 | DEER:HVAC_Split-Package_AC | Annual | 1719 | 165 | 0.137 | 0 | 165 | 0.137 | 0 | NE-HVAC-airAC-SpltPkg-240to759kBtuh-11p5eer_MZDEER2017AnyRFF1975CZ11cPVVG | #N/A | NE-HVAC-airAC-SpltPkg-240to759kBtuh-11p5eer_SZDEER2017AnyRFF1975CZ11cDXGF | 12715 |  | #N/A | #N/A | #N/A | 165 | 0.137 | 0 | #N/A | #N/A | #N/A | 165 | 0.137 | 0 | #N/A | #N/A | 34.7 | 4000
NE-HVAC-airAC-SpltPkg-240to759kBtuh-11p5eer | DEER2017 | D17 v2 |  | Any | RFF | 1975 | CZ12 | cDXGF | Cap-Tons | 34.7 | 4000 | None | 120 | 0.129 | 0 | 120 | 0.129 | 0 | 120 | 0.129 | 0 | 120 | 0.129 | 0 | DEER:HVAC_Split-Package_AC | Annual | 1719 | 120 | 0.129 | 0 | 120 | 0.129 | 0 | NE-HVAC-airAC-SpltPkg-240to759kBtuh-11p5eer_MZDEER2017AnyRFF1975CZ12cPVVG | #N/A | NE-HVAC-airAC-SpltPkg-240to759kBtuh-11p5eer_SZDEER2017AnyRFF1975CZ12cDXGF | 12716 |  | #N/A | #N/A | #N/A | 120 | 0.129 | 0 | #N/A | #N/A | #N/A | 120 | 0.129 | 0 | #N/A | #N/A | 34.7 | 4000
NE-HVAC-airAC-SpltPkg-240to759kBtuh-11p5eer | DEER2017 | D17 v2 |  | Any | RFF | 1975 | CZ13 | cDXGF | Cap-Tons | 34.2 | 4000 | None | 177 | 0.14 | 0 | 177 | 0.14 | 0 | 177 | 0.14 | 0 | 177 | 0.14 | 0 | DEER:HVAC_Split-Package_AC | Annual | 1719 | 177 | 0.14 | 0 | 177 | 0.14 | 0 | NE-HVAC-airAC-SpltPkg-240to759kBtuh-11p5eer_MZDEER2017AnyRFF1975CZ13cPVVG | #N/A | NE-HVAC-airAC-SpltPkg-240to759kBtuh-11p5eer_SZDEER2017AnyRFF1975CZ13cDXGF | 12717 |  | #N/A | #N/A | #N/A | 177 | 0.14 | 0 | #N/A | #N/A | #N/A | 177 | 0.14 | 0 | #N/A | #N/A | 34.2 | 4000
NE-HVAC-airAC-SpltPkg-240to759kBtuh-11p5eer | DEER2017 | D17 v2 |  | Any | RFF | 1975 | CZ14 | cDXGF | Cap-Tons | 38.1 | 4000 | None | 152 | 0.124 | 0 | 152 | 0.124 | 0 | 152 | 0.124 | 0 | 152 | 0.124 | 0 | DEER:HVAC_Split-Package_AC | Annual | 1719 | 152 | 0.124 | 0 | 152 | 0.124 | 0 | NE-HVAC-airAC-SpltPkg-240to759kBtuh-11p5eer_MZDEER2017AnyRFF1975CZ14cPVVG | #N/A | NE-HVAC-airAC-SpltPkg-240to759kBtuh-11p5eer_SZDEER2017AnyRFF1975CZ14cDXGF | 12718 |  | #N/A | #N/A | #N/A | 152 | 0.124 | 0 | #N/A | #N/A | #N/A | 152 | 0.124 | 0 | #N/A | #N/A | 38.1 | 4000
NE-HVAC-airAC-SpltPkg-240to759kBtuh-11p5eer | DEER2017 | D17 v2 |  | Any | RFF | 1975 | CZ15 | cDXGF | Cap-Tons | 38.6 | 4000 | None | 329 | 0.169 | 0 | 329 | 0.169 | 0 | 329 | 0.169 | 0 | 329 | 0.169 | 0 | DEER:HVAC_Split-Package_AC | Annual | 1719 | 329 | 0.169 | 0 | 329 | 0.169 | 0 | NE-HVAC-airAC-SpltPkg-240to759kBtuh-11p5eer_MZDEER2017AnyRFF1975CZ15cPVVG | #N/A | NE-HVAC-airAC-SpltPkg-240to759kBtuh-11p5eer_SZDEER2017AnyRFF1975CZ15cDXGF | 12719 |  | #N/A | #N/A | #N/A | 329 | 0.169 | 0 | #N/A | #N/A | #N/A | 329 | 0.169 | 0 | #N/A | #N/A | 38.6 | 4000
NE-HVAC-airAC-SpltPkg-240to759kBtuh-11p5eer | DEER2017 | D17 v2 |  | Any | RFF | 1975 | CZ16 | cDXGF | Cap-Tons | 22.3 | 4000 | None | 72.5 | 0.0963 | 0 | 72.5 | 0.0963 | 0 | 72.5 | 0.0963 | 0 | 72.5 | 0.0963 | 0 | DEER:HVAC_Split-Package_AC | Annual | 1719 | 72.5 | 0.0963 | 0 | 72.5 | 0.0963 | 0 | NE-HVAC-airAC-SpltPkg-240to759kBtuh-11p5eer_MZDEER2017AnyRFF1975CZ16cPVVG | #N/A | NE-HVAC-airAC-SpltPkg-240to759kBtuh-11p5eer_SZDEER2017AnyRFF1975CZ16cDXGF | 12720 |  | #N/A | #N/A | #N/A | 72.5 | 0.0963 | 0 | #N/A | #N/A | #N/A | 72.5 | 0.0963 | 0 | #N/A | #N/A | 22.3 | 4000
NE-HVAC-airAC-SpltPkg-240to759kBtuh-11p5eer | DEER2017 | D17 v2 |  | Any | RFF | 1985 | CZ01 | cDXGF | Cap-Tons | 14.9 | 4000 | None | 9.61 | 0.0331 | 0 | 9.61 | 0.0331 | 0 | 9.61 | 0.0331 | 0 | 9.61 | 0.0331 | 0 | DEER:HVAC_Split-Package_AC | Annual | 1719 | 9.61 | 0.0331 | 0 | 9.61 | 0.0331 | 0 | NE-HVAC-airAC-SpltPkg-240to759kBtuh-11p5eer_MZDEER2017AnyRFF1985CZ01cPVVG | #N/A | NE-HVAC-airAC-SpltPkg-240to759kBtuh-11p5eer_SZDEER2017AnyRFF1985CZ01cDXGF | 34065 |  | #N/A | #N/A | #N/A | 9.61 | 0.0331 | 0 | #N/A | #N/A | #N/A | 9.61 | 0.0331 | 0 | #N/A | #N/A | 14.9 | 4000
NE-HVAC-airAC-SpltPkg-240to759kBtuh-11p5eer | DEER2017 | D17 v2 |  | Any | RFF | 1985 | CZ02 | cDXGF | Cap-Tons | 26.1 | 4000 | None | 89.3 | 0.15 | 0 | 89.3 | 0.15 | 0 | 89.3 | 0.15 | 0 | 89.3 | 0.15 | 0 | DEER:HVAC_Split-Package_AC | Annual | 1719 | 89.3 | 0.15 | 0 | 89.3 | 0.15 | 0 | NE-HVAC-airAC-SpltPkg-240to759kBtuh-11p5eer_MZDEER2017AnyRFF1985CZ02cPVVG | #N/A | NE-HVAC-airAC-SpltPkg-240to759kBtuh-11p5eer_SZDEER2017AnyRFF1985CZ02cDXGF | 34066 |  | #N/A | #N/A | #N/A | 89.3 | 0.15 | 0 | #N/A | #N/A | #N/A | 89.3 | 0.15 | 0 | #N/A | #N/A | 26.1 | 4000
NE-HVAC-airAC-SpltPkg-240to759kBtuh-11p5eer | DEER2017 | D17 v2 |  | Any | RFF | 1985 | CZ03 | cDXGF | Cap-Tons | 20.6 | 4000 | None | 41.6 | 0.0965 | 0 | 41.6 | 0.0965 | 0 | 41.6 | 0.0965 | 0 | 41.6 | 0.0965 | 0 | DEER:HVAC_Split-Package_AC | Annual | 1719 | 41.6 | 0.0965 | 0 | 41.6 | 0.0965 | 0 | NE-HVAC-airAC-SpltPkg-240to759kBtuh-11p5eer_MZDEER2017AnyRFF1985CZ03cPVVG | #N/A | NE-HVAC-airAC-SpltPkg-240to759kBtuh-11p5eer_SZDEER2017AnyRFF1985CZ03cDXGF | 34067 |  | #N/A | #N/A | #N/A | 41.6 | 0.0965 | 0 | #N/A | #N/A | #N/A | 41.6 | 0.0965 | 0 | #N/A | #N/A | 20.6 | 4000
NE-HVAC-airAC-SpltPkg-240to759kBtuh-11p5eer | DEER2017 | D17 v2 |  | Any | RFF | 1985 | CZ04 | cDXGF | Cap-Tons | 24.9 | 4000 | None | 105 | 0.142 | 0 | 105 | 0.142 | 0 | 105 | 0.142 | 0 | 105 | 0.142 | 0 | DEER:HVAC_Split-Package_AC | Annual | 1719 | 105 | 0.142 | 0 | 105 | 0.142 | 0 | NE-HVAC-airAC-SpltPkg-240to759kBtuh-11p5eer_MZDEER2017AnyRFF1985CZ04cPVVG | #N/A | NE-HVAC-airAC-SpltPkg-240to759kBtuh-11p5eer_SZDEER2017AnyRFF1985CZ04cDXGF | 34068 |  | #N/A | #N/A | #N/A | 105 | 0.142 | 0 | #N/A | #N/A | #N/A | 105 | 0.142 | 0 | #N/A | #N/A | 24.9 | 4000
NE-HVAC-airAC-SpltPkg-240to759kBtuh-11p5eer | DEER2017 | D17 v2 |  | Any | RFF | 1985 | CZ05 | cDXGF | Cap-Tons | 17.3 | 4000 | None | 52.9 | 0.0792 | 0 | 52.9 | 0.0792 | 0 | 52.9 | 0.0792 | 0 | 52.9 | 0.0792 | 0 | DEER:HVAC_Split-Package_AC | Annual | 1719 | 52.9 | 0.0792 | 0 | 52.9 | 0.0792 | 0 | NE-HVAC-airAC-SpltPkg-240to759kBtuh-11p5eer_MZDEER2017AnyRFF1985CZ05cPVVG | #N/A | NE-HVAC-airAC-SpltPkg-240to759kBtuh-11p5eer_SZDEER2017AnyRFF1985CZ05cDXGF | 34069 |  | #N/A | #N/A | #N/A | 52.9 | 0.0792 | 0 | #N/A | #N/A | #N/A | 52.9 | 0.0792 | 0 | #N/A | #N/A | 17.3 | 4000
NE-HVAC-airAC-SpltPkg-240to759kBtuh-11p5eer | DEER2017 | D17 v2 |  | Any | RFF | 1985 | CZ06 | cDXGF | Cap-Tons | 25.7 | 4000 | None | 90.4 | 0.0934 | 0 | 90.4 | 0.0934 | 0 | 90.4 | 0.0934 | 0 | 90.4 | 0.0934 | 0 | DEER:HVAC_Split-Package_AC | Annual | 1719 | 90.4 | 0.0934 | 0 | 90.4 | 0.0934 | 0 | NE-HVAC-airAC-SpltPkg-240to759kBtuh-11p5eer_MZDEER2017AnyRFF1985CZ06cPVVG | #N/A | NE-HVAC-airAC-SpltPkg-240to759kBtuh-11p5eer_SZDEER2017AnyRFF1985CZ06cDXGF | 34070 |  | #N/A | #N/A | #N/A | 90.4 | 0.0934 | 0 | #N/A | #N/A | #N/A | 90.4 | 0.0934 | 0 | #N/A | #N/A | 25.7 | 4000
NE-HVAC-airAC-SpltPkg-240to759kBtuh-11p5eer | DEER2017 | D17 v2 |  | Any | RFF | 1985 | CZ07 | cDXGF | Cap-Tons | 20.9 | 4000 | None | 94.2 | 0.107 | 0 | 94.2 | 0.107 | 0 | 94.2 | 0.107 | 0 | 94.2 | 0.107 | 0 | DEER:HVAC_Split-Package_AC | Annual | 1719 | 94.2 | 0.107 | 0 | 94.2 | 0.107 | 0 | NE-HVAC-airAC-SpltPkg-240to759kBtuh-11p5eer_MZDEER2017AnyRFF1985CZ07cPVVG | #N/A | NE-HVAC-airAC-SpltPkg-240to759kBtuh-11p5eer_SZDEER2017AnyRFF1985CZ07cDXGF | 34071 |  | #N/A | #N/A | #N/A | 94.2 | 0.107 | 0 | #N/A | #N/A | #N/A | 94.2 | 0.107 | 0 | #N/A | #N/A | 20.9 | 4000
NE-HVAC-airAC-SpltPkg-240to759kBtuh-11p5eer | DEER2017 | D17 v2 |  | Any | RFF | 1985 | CZ08 | cDXGF | Cap-Tons | 23.8 | 4000 | None | 144 | 0.136 | 0 | 144 | 0.136 | 0 | 144 | 0.136 | 0 | 144 | 0.136 | 0 | DEER:HVAC_Split-Package_AC | Annual | 1719 | 144 | 0.136 | 0 | 144 | 0.136 | 0 | NE-HVAC-airAC-SpltPkg-240to759kBtuh-11p5eer_MZDEER2017AnyRFF1985CZ08cPVVG | #N/A | NE-HVAC-airAC-SpltPkg-240to759kBtuh-11p5eer_SZDEER2017AnyRFF1985CZ08cDXGF | 34072 |  | #N/A | #N/A | #N/A | 144 | 0.136 | 0 | #N/A | #N/A | #N/A | 144 | 0.136 | 0 | #N/A | #N/A | 23.8 | 4000
NE-HVAC-airAC-SpltPkg-240to759kBtuh-11p5eer | DEER2017 | D17 v2 |  | Any | RFF | 1985 | CZ09 | cDXGF | Cap-Tons | 34.8 | 4000 | None | 121 | 0.147 | 0 | 121 | 0.147 | 0 | 121 | 0.147 | 0 | 121 | 0.147 | 0 | DEER:HVAC_Split-Package_AC | Annual | 1719 | 121 | 0.147 | 0 | 121 | 0.147 | 0 | NE-HVAC-airAC-SpltPkg-240to759kBtuh-11p5eer_MZDEER2017AnyRFF1985CZ09cPVVG | #N/A | NE-HVAC-airAC-SpltPkg-240to759kBtuh-11p5eer_SZDEER2017AnyRFF1985CZ09cDXGF | 34073 |  | #N/A | #N/A | #N/A | 121 | 0.147 | 0 | #N/A | #N/A | #N/A | 121 | 0.147 | 0 | #N/A | #N/A | 34.8 | 4000
NE-HVAC-airAC-SpltPkg-240to759kBtuh-11p5eer | DEER2017 | D17 v2 |  | Any | RFF | 1985 | CZ10 | cDXGF | Cap-Tons | 31.9 | 4000 | None | 150 | 0.174 | 0 | 150 | 0.174 | 0 | 150 | 0.174 | 0 | 150 | 0.174 | 0 | DEER:HVAC_Split-Package_AC | Annual | 1719 | 150 | 0.174 | 0 | 150 | 0.174 | 0 | NE-HVAC-airAC-SpltPkg-240to759kBtuh-11p5eer_MZDEER2017AnyRFF1985CZ10cPVVG | #N/A | NE-HVAC-airAC-SpltPkg-240to759kBtuh-11p5eer_SZDEER2017AnyRFF1985CZ10cDXGF | 34074 |  | #N/A | #N/A | #N/A | 150 | 0.174 | 0 | #N/A | #N/A | #N/A | 150 | 0.174 | 0 | #N/A | #N/A | 31.9 | 4000
NE-HVAC-airAC-SpltPkg-240to759kBtuh-11p5eer | DEER2017 | D17 v2 |  | Any | RFF | 1985 | CZ11 | cDXGF | Cap-Tons | 33.3 | 4000 | None | 167 | 0.139 | 0 | 167 | 0.139 | 0 | 167 | 0.139 | 0 | 167 | 0.139 | 0 | DEER:HVAC_Split-Package_AC | Annual | 1719 | 167 | 0.139 | 0 | 167 | 0.139 | 0 | NE-HVAC-airAC-SpltPkg-240to759kBtuh-11p5eer_MZDEER2017AnyRFF1985CZ11cPVVG | #N/A | NE-HVAC-airAC-SpltPkg-240to759kBtuh-11p5eer_SZDEER2017AnyRFF1985CZ11cDXGF | 34075 |  | #N/A | #N/A | #N/A | 167 | 0.139 | 0 | #N/A | #N/A | #N/A | 167 | 0.139 | 0 | #N/A | #N/A | 33.3 | 4000
NE-HVAC-airAC-SpltPkg-240to759kBtuh-11p5eer | DEER2017 | D17 v2 |  | Any | RFF | 1985 | CZ12 | cDXGF | Cap-Tons | 33.3 | 4000 | None | 121 | 0.132 | 0 | 121 | 0.132 | 0 | 121 | 0.132 | 0 | 121 | 0.132 | 0 | DEER:HVAC_Split-Package_AC | Annual | 1719 | 121 | 0.132 | 0 | 121 | 0.132 | 0 | NE-HVAC-airAC-SpltPkg-240to759kBtuh-11p5eer_MZDEER2017AnyRFF1985CZ12cPVVG | #N/A | NE-HVAC-airAC-SpltPkg-240to759kBtuh-11p5eer_SZDEER2017AnyRFF1985CZ12cDXGF | 34076 |  | #N/A | #N/A | #N/A | 121 | 0.132 | 0 | #N/A | #N/A | #N/A | 121 | 0.132 | 0 | #N/A | #N/A | 33.3 | 4000
NE-HVAC-airAC-SpltPkg-240to759kBtuh-11p5eer | DEER2017 | D17 v2 |  | Any | RFF | 1985 | CZ13 | cDXGF | Cap-Tons | 32.8 | 4000 | None | 180 | 0.141 | 0 | 180 | 0.141 | 0 | 180 | 0.141 | 0 | 180 | 0.141 | 0 | DEER:HVAC_Split-Package_AC | Annual | 1719 | 180 | 0.141 | 0 | 180 | 0.141 | 0 | NE-HVAC-airAC-SpltPkg-240to759kBtuh-11p5eer_MZDEER2017AnyRFF1985CZ13cPVVG | #N/A | NE-HVAC-airAC-SpltPkg-240to759kBtuh-11p5eer_SZDEER2017AnyRFF1985CZ13cDXGF | 34077 |  | #N/A | #N/A | #N/A | 180 | 0.141 | 0 | #N/A | #N/A | #N/A | 180 | 0.141 | 0 | #N/A | #N/A | 32.8 | 4000
NE-HVAC-airAC-SpltPkg-240to759kBtuh-11p5eer | DEER2017 | D17 v2 |  | Any | RFF | 1985 | CZ14 | cDXGF | Cap-Tons | 35.6 | 4000 | None | 155 | 0.126 | 0 | 155 | 0.126 | 0 | 155 | 0.126 | 0 | 155 | 0.126 | 0 | DEER:HVAC_Split-Package_AC | Annual | 1719 | 155 | 0.126 | 0 | 155 | 0.126 | 0 | NE-HVAC-airAC-SpltPkg-240to759kBtuh-11p5eer_MZDEER2017AnyRFF1985CZ14cPVVG | #N/A | NE-HVAC-airAC-SpltPkg-240to759kBtuh-11p5eer_SZDEER2017AnyRFF1985CZ14cDXGF | 34078 |  | #N/A | #N/A | #N/A | 155 | 0.126 | 0 | #N/A | #N/A | #N/A | 155 | 0.126 | 0 | #N/A | #N/A | 35.6 | 4000
NE-HVAC-airAC-SpltPkg-240to759kBtuh-11p5eer | DEER2017 | D17 v2 |  | Any | RFF | 1985 | CZ15 | cDXGF | Cap-Tons | 35.8 | 4000 | None | 340 | 0.171 | 0 | 340 | 0.171 | 0 | 340 | 0.171 | 0 | 340 | 0.171 | 0 | DEER:HVAC_Split-Package_AC | Annual | 1719 | 340 | 0.171 | 0 | 340 | 0.171 | 0 | NE-HVAC-airAC-SpltPkg-240to759kBtuh-11p5eer_MZDEER2017AnyRFF1985CZ15cPVVG | #N/A | NE-HVAC-airAC-SpltPkg-240to759kBtuh-11p5eer_SZDEER2017AnyRFF1985CZ15cDXGF | 34079 |  | #N/A | #N/A | #N/A | 340 | 0.171 | 0 | #N/A | #N/A | #N/A | 340 | 0.171 | 0 | #N/A | #N/A | 35.8 | 4000
NE-HVAC-airAC-SpltPkg-240to759kBtuh-11p5eer | DEER2017 | D17 v2 |  | Any | RFF | 1985 | CZ16 | cDXGF | Cap-Tons | 20.9 | 4000 | None | 76.1 | 0.0969 | 0 | 76.1 | 0.0969 | 0 | 76.1 | 0.0969 | 0 | 76.1 | 0.0969 | 0 | DEER:HVAC_Split-Package_AC | Annual | 1719 | 76.1 | 0.0969 | 0 | 76.1 | 0.0969 | 0 | NE-HVAC-airAC-SpltPkg-240to759kBtuh-11p5eer_MZDEER2017AnyRFF1985CZ16cPVVG | #N/A | NE-HVAC-airAC-SpltPkg-240to759kBtuh-11p5eer_SZDEER2017AnyRFF1985CZ16cDXGF | 34080 |  | #N/A | #N/A | #N/A | 76.1 | 0.0969 | 0 | #N/A | #N/A | #N/A | 76.1 | 0.0969 | 0 | #N/A | #N/A | 20.9 | 4000
NE-HVAC-airAC-SpltPkg-240to759kBtuh-11p5eer | DEER2017 | D17 v2 |  | Any | RFF | 1996 | CZ01 | cDXGF | Cap-Tons | 12 | 4000 | None | 9.58 | 0.0329 | 0 | 9.58 | 0.0329 | 0 | 9.58 | 0.0329 | 0 | 9.58 | 0.0329 | 0 | DEER:HVAC_Split-Package_AC | Annual | 1719 | 9.58 | 0.0329 | 0 | 9.58 | 0.0329 | 0 | NE-HVAC-airAC-SpltPkg-240to759kBtuh-11p5eer_MZDEER2017AnyRFF1996CZ01cPVVG | #N/A | NE-HVAC-airAC-SpltPkg-240to759kBtuh-11p5eer_SZDEER2017AnyRFF1996CZ01cDXGF | 55425 |  | #N/A | #N/A | #N/A | 9.58 | 0.0329 | 0 | #N/A | #N/A | #N/A | 9.58 | 0.0329 | 0 | #N/A | #N/A | 12 | 4000
NE-HVAC-airAC-SpltPkg-240to759kBtuh-11p5eer | DEER2017 | D17 v2 |  | Any | RFF | 1996 | CZ02 | cDXGF | Cap-Tons | 23.1 | 4000 | None | 88.4 | 0.153 | 0 | 88.4 | 0.153 | 0 | 88.4 | 0.153 | 0 | 88.4 | 0.153 | 0 | DEER:HVAC_Split-Package_AC | Annual | 1719 | 88.4 | 0.153 | 0 | 88.4 | 0.153 | 0 | NE-HVAC-airAC-SpltPkg-240to759kBtuh-11p5eer_MZDEER2017AnyRFF1996CZ02cPVVG | #N/A | NE-HVAC-airAC-SpltPkg-240to759kBtuh-11p5eer_SZDEER2017AnyRFF1996CZ02cDXGF | 55426 |  | #N/A | #N/A | #N/A | 88.4 | 0.153 | 0 | #N/A | #N/A | #N/A | 88.4 | 0.153 | 0 | #N/A | #N/A | 23.1 | 4000
NE-HVAC-airAC-SpltPkg-240to759kBtuh-11p5eer | DEER2017 | D17 v2 |  | Any | RFF | 1996 | CZ03 | cDXGF | Cap-Tons | 17.7 | 4000 | None | 40.8 | 0.0974 | 0 | 40.8 | 0.0974 | 0 | 40.8 | 0.0974 | 0 | 40.8 | 0.0974 | 0 | DEER:HVAC_Split-Package_AC | Annual | 1719 | 40.8 | 0.0974 | 0 | 40.8 | 0.0974 | 0 | NE-HVAC-airAC-SpltPkg-240to759kBtuh-11p5eer_MZDEER2017AnyRFF1996CZ03cPVVG | #N/A | NE-HVAC-airAC-SpltPkg-240to759kBtuh-11p5eer_SZDEER2017AnyRFF1996CZ03cDXGF | 55427 |  | #N/A | #N/A | #N/A | 40.8 | 0.0974 | 0 | #N/A | #N/A | #N/A | 40.8 | 0.0974 | 0 | #N/A | #N/A | 17.7 | 4000
NE-HVAC-airAC-SpltPkg-240to759kBtuh-11p5eer | DEER2017 | D17 v2 |  | Any | RFF | 1996 | CZ04 | cDXGF | Cap-Tons | 21.9 | 4000 | None | 104 | 0.143 | 0 | 104 | 0.143 | 0 | 104 | 0.143 | 0 | 104 | 0.143 | 0 | DEER:HVAC_Split-Package_AC | Annual | 1719 | 104 | 0.143 | 0 | 104 | 0.143 | 0 | NE-HVAC-airAC-SpltPkg-240to759kBtuh-11p5eer_MZDEER2017AnyRFF1996CZ04cPVVG | #N/A | NE-HVAC-airAC-SpltPkg-240to759kBtuh-11p5eer_SZDEER2017AnyRFF1996CZ04cDXGF | 55428 |  | #N/A | #N/A | #N/A | 104 | 0.143 | 0 | #N/A | #N/A | #N/A | 104 | 0.143 | 0 | #N/A | #N/A | 21.9 | 4000
NE-HVAC-airAC-SpltPkg-240to759kBtuh-11p5eer | DEER2017 | D17 v2 |  | Any | RFF | 1996 | CZ05 | cDXGF | Cap-Tons | 14.7 | 4000 | None | 51.7 | 0.0789 | 0 | 51.7 | 0.0789 | 0 | 51.7 | 0.0789 | 0 | 51.7 | 0.0789 | 0 | DEER:HVAC_Split-Package_AC | Annual | 1719 | 51.7 | 0.0789 | 0 | 51.7 | 0.0789 | 0 | NE-HVAC-airAC-SpltPkg-240to759kBtuh-11p5eer_MZDEER2017AnyRFF1996CZ05cPVVG | #N/A | NE-HVAC-airAC-SpltPkg-240to759kBtuh-11p5eer_SZDEER2017AnyRFF1996CZ05cDXGF | 55429 |  | #N/A | #N/A | #N/A | 51.7 | 0.0789 | 0 | #N/A | #N/A | #N/A | 51.7 | 0.0789 | 0 | #N/A | #N/A | 14.7 | 4000
NE-HVAC-airAC-SpltPkg-240to759kBtuh-11p5eer | DEER2017 | D17 v2 |  | Any | RFF | 1996 | CZ06 | cDXGF | Cap-Tons | 22.7 | 4000 | None | 88 | 0.0946 | 0 | 88 | 0.0946 | 0 | 88 | 0.0946 | 0 | 88 | 0.0946 | 0 | DEER:HVAC_Split-Package_AC | Annual | 1719 | 88 | 0.0946 | 0 | 88 | 0.0946 | 0 | NE-HVAC-airAC-SpltPkg-240to759kBtuh-11p5eer_MZDEER2017AnyRFF1996CZ06cPVVG | #N/A | NE-HVAC-airAC-SpltPkg-240to759kBtuh-11p5eer_SZDEER2017AnyRFF1996CZ06cDXGF | 55430 |  | #N/A | #N/A | #N/A | 88 | 0.0946 | 0 | #N/A | #N/A | #N/A | 88 | 0.0946 | 0 | #N/A | #N/A | 22.7 | 4000
NE-HVAC-airAC-SpltPkg-240to759kBtuh-11p5eer | DEER2017 | D17 v2 |  | Any | RFF | 1996 | CZ07 | cDXGF | Cap-Tons | 18.1 | 4000 | None | 93.8 | 0.109 | 0 | 93.8 | 0.109 | 0 | 93.8 | 0.109 | 0 | 93.8 | 0.109 | 0 | DEER:HVAC_Split-Package_AC | Annual | 1719 | 93.8 | 0.109 | 0 | 93.8 | 0.109 | 0 | NE-HVAC-airAC-SpltPkg-240to759kBtuh-11p5eer_MZDEER2017AnyRFF1996CZ07cPVVG | #N/A | NE-HVAC-airAC-SpltPkg-240to759kBtuh-11p5eer_SZDEER2017AnyRFF1996CZ07cDXGF | 55431 |  | #N/A | #N/A | #N/A | 93.8 | 0.109 | 0 | #N/A | #N/A | #N/A | 93.8 | 0.109 | 0 | #N/A | #N/A | 18.1 | 4000
NE-HVAC-airAC-SpltPkg-240to759kBtuh-11p5eer | DEER2017 | D17 v2 |  | Any | RFF | 1996 | CZ08 | cDXGF | Cap-Tons | 21 | 4000 | None | 142 | 0.136 | 0 | 142 | 0.136 | 0 | 142 | 0.136 | 0 | 142 | 0.136 | 0 | DEER:HVAC_Split-Package_AC | Annual | 1719 | 142 | 0.136 | 0 | 142 | 0.136 | 0 | NE-HVAC-airAC-SpltPkg-240to759kBtuh-11p5eer_MZDEER2017AnyRFF1996CZ08cPVVG | #N/A | NE-HVAC-airAC-SpltPkg-240to759kBtuh-11p5eer_SZDEER2017AnyRFF1996CZ08cDXGF | 55432 |  | #N/A | #N/A | #N/A | 142 | 0.136 | 0 | #N/A | #N/A | #N/A | 142 | 0.136 | 0 | #N/A | #N/A | 21 | 4000
NE-HVAC-airAC-SpltPkg-240to759kBtuh-11p5eer | DEER2017 | D17 v2 |  | Any | RFF | 1996 | CZ09 | cDXGF | Cap-Tons | 31.4 | 4000 | None | 120 | 0.149 | 0 | 120 | 0.149 | 0 | 120 | 0.149 | 0 | 120 | 0.149 | 0 | DEER:HVAC_Split-Package_AC | Annual | 1719 | 120 | 0.149 | 0 | 120 | 0.149 | 0 | NE-HVAC-airAC-SpltPkg-240to759kBtuh-11p5eer_MZDEER2017AnyRFF1996CZ09cPVVG | #N/A | NE-HVAC-airAC-SpltPkg-240to759kBtuh-11p5eer_SZDEER2017AnyRFF1996CZ09cDXGF | 55433 |  | #N/A | #N/A | #N/A | 120 | 0.149 | 0 | #N/A | #N/A | #N/A | 120 | 0.149 | 0 | #N/A | #N/A | 31.4 | 4000
NE-HVAC-airAC-SpltPkg-240to759kBtuh-11p5eer | DEER2017 | D17 v2 |  | Any | RFF | 1996 | CZ10 | cDXGF | Cap-Tons | 28.7 | 4000 | None | 151 | 0.177 | 0 | 151 | 0.177 | 0 | 151 | 0.177 | 0 | 151 | 0.177 | 0 | DEER:HVAC_Split-Package_AC | Annual | 1719 | 151 | 0.177 | 0 | 151 | 0.177 | 0 | NE-HVAC-airAC-SpltPkg-240to759kBtuh-11p5eer_MZDEER2017AnyRFF1996CZ10cPVVG | #N/A | NE-HVAC-airAC-SpltPkg-240to759kBtuh-11p5eer_SZDEER2017AnyRFF1996CZ10cDXGF | 55434 |  | #N/A | #N/A | #N/A | 151 | 0.177 | 0 | #N/A | #N/A | #N/A | 151 | 0.177 | 0 | #N/A | #N/A | 28.7 | 4000
NE-HVAC-airAC-SpltPkg-240to759kBtuh-11p5eer | DEER2017 | D17 v2 |  | Any | RFF | 1996 | CZ11 | cDXGF | Cap-Tons | 28.6 | 4000 | None | 171 | 0.144 | 0 | 171 | 0.144 | 0 | 171 | 0.144 | 0 | 171 | 0.144 | 0 | DEER:HVAC_Split-Package_AC | Annual | 1719 | 171 | 0.144 | 0 | 171 | 0.144 | 0 | NE-HVAC-airAC-SpltPkg-240to759kBtuh-11p5eer_MZDEER2017AnyRFF1996CZ11cPVVG | #N/A | NE-HVAC-airAC-SpltPkg-240to759kBtuh-11p5eer_SZDEER2017AnyRFF1996CZ11cDXGF | 55435 |  | #N/A | #N/A | #N/A | 171 | 0.144 | 0 | #N/A | #N/A | #N/A | 171 | 0.144 | 0 | #N/A | #N/A | 28.6 | 4000
NE-HVAC-airAC-SpltPkg-240to759kBtuh-11p5eer | DEER2017 | D17 v2 |  | Any | RFF | 1996 | CZ12 | cDXGF | Cap-Tons | 28.8 | 4000 | None | 120 | 0.136 | 0 | 120 | 0.136 | 0 | 120 | 0.136 | 0 | 120 | 0.136 | 0 | DEER:HVAC_Split-Package_AC | Annual | 1719 | 120 | 0.136 | 0 | 120 | 0.136 | 0 | NE-HVAC-airAC-SpltPkg-240to759kBtuh-11p5eer_MZDEER2017AnyRFF1996CZ12cPVVG | #N/A | NE-HVAC-airAC-SpltPkg-240to759kBtuh-11p5eer_SZDEER2017AnyRFF1996CZ12cDXGF | 55436 |  | #N/A | #N/A | #N/A | 120 | 0.136 | 0 | #N/A | #N/A | #N/A | 120 | 0.136 | 0 | #N/A | #N/A | 28.8 | 4000
NE-HVAC-airAC-SpltPkg-240to759kBtuh-11p5eer | DEER2017 | D17 v2 |  | Any | RFF | 1996 | CZ13 | cDXGF | Cap-Tons | 28.2 | 4000 | None | 183 | 0.146 | 0 | 183 | 0.146 | 0 | 183 | 0.146 | 0 | 183 | 0.146 | 0 | DEER:HVAC_Split-Package_AC | Annual | 1719 | 183 | 0.146 | 0 | 183 | 0.146 | 0 | NE-HVAC-airAC-SpltPkg-240to759kBtuh-11p5eer_MZDEER2017AnyRFF1996CZ13cPVVG | #N/A | NE-HVAC-airAC-SpltPkg-240to759kBtuh-11p5eer_SZDEER2017AnyRFF1996CZ13cDXGF | 55437 |  | #N/A | #N/A | #N/A | 183 | 0.146 | 0 | #N/A | #N/A | #N/A | 183 | 0.146 | 0 | #N/A | #N/A | 28.2 | 4000
NE-HVAC-airAC-SpltPkg-240to759kBtuh-11p5eer | DEER2017 | D17 v2 |  | Any | RFF | 1996 | CZ14 | cDXGF | Cap-Tons | 31.2 | 4000 | None | 157 | 0.128 | 0 | 157 | 0.128 | 0 | 157 | 0.128 | 0 | 157 | 0.128 | 0 | DEER:HVAC_Split-Package_AC | Annual | 1719 | 157 | 0.128 | 0 | 157 | 0.128 | 0 | NE-HVAC-airAC-SpltPkg-240to759kBtuh-11p5eer_MZDEER2017AnyRFF1996CZ14cPVVG | #N/A | NE-HVAC-airAC-SpltPkg-240to759kBtuh-11p5eer_SZDEER2017AnyRFF1996CZ14cDXGF | 55438 |  | #N/A | #N/A | #N/A | 157 | 0.128 | 0 | #N/A | #N/A | #N/A | 157 | 0.128 | 0 | #N/A | #N/A | 31.2 | 4000
NE-HVAC-airAC-SpltPkg-240to759kBtuh-11p5eer | DEER2017 | D17 v2 |  | Any | RFF | 1996 | CZ15 | cDXGF | Cap-Tons | 33.1 | 4000 | None | 333 | 0.168 | 0 | 333 | 0.168 | 0 | 333 | 0.168 | 0 | 333 | 0.168 | 0 | DEER:HVAC_Split-Package_AC | Annual | 1719 | 333 | 0.168 | 0 | 333 | 0.168 | 0 | NE-HVAC-airAC-SpltPkg-240to759kBtuh-11p5eer_MZDEER2017AnyRFF1996CZ15cPVVG | #N/A | NE-HVAC-airAC-SpltPkg-240to759kBtuh-11p5eer_SZDEER2017AnyRFF1996CZ15cDXGF | 55439 |  | #N/A | #N/A | #N/A | 333 | 0.168 | 0 | #N/A | #N/A | #N/A | 333 | 0.168 | 0 | #N/A | #N/A | 33.1 | 4000
NE-HVAC-airAC-SpltPkg-240to759kBtuh-11p5eer | DEER2017 | D17 v2 |  | Any | RFF | 1996 | CZ16 | cDXGF | Cap-Tons | 17.4 | 4000 | None | 74.7 | 0.0978 | 0 | 74.7 | 0.0978 | 0 | 74.7 | 0.0978 | 0 | 74.7 | 0.0978 | 0 | DEER:HVAC_Split-Package_AC | Annual | 1719 | 74.7 | 0.0978 | 0 | 74.7 | 0.0978 | 0 | NE-HVAC-airAC-SpltPkg-240to759kBtuh-11p5eer_MZDEER2017AnyRFF1996CZ16cPVVG | #N/A | NE-HVAC-airAC-SpltPkg-240to759kBtuh-11p5eer_SZDEER2017AnyRFF1996CZ16cDXGF | 55440 |  | #N/A | #N/A | #N/A | 74.7 | 0.0978 | 0 | #N/A | #N/A | #N/A | 74.7 | 0.0978 | 0 | #N/A | #N/A | 17.4 | 4000
NE-HVAC-airAC-SpltPkg-240to759kBtuh-11p5eer | DEER2017 | D17 v2 |  | Any | RFF | 2003 | CZ01 | cDXGF | Cap-Tons | 12.1 | 4000 | None | 11.3 | 0.0342 | 0 | 11.3 | 0.0342 | 0 | 11.3 | 0.0342 | 0 | 11.3 | 0.0342 | 0 | DEER:HVAC_Split-Package_AC | Annual | 1719 | 11.3 | 0.0342 | 0 | 11.3 | 0.0342 | 0 | NE-HVAC-airAC-SpltPkg-240to759kBtuh-11p5eer_MZDEER2017AnyRFF2003CZ01cPVVG | #N/A | NE-HVAC-airAC-SpltPkg-240to759kBtuh-11p5eer_SZDEER2017AnyRFF2003CZ01cDXGF | 76785 |  | #N/A | #N/A | #N/A | 11.3 | 0.0342 | 0 | #N/A | #N/A | #N/A | 11.3 | 0.0342 | 0 | #N/A | #N/A | 12.1 | 4000
NE-HVAC-airAC-SpltPkg-240to759kBtuh-11p5eer | DEER2017 | D17 v2 |  | Any | RFF | 2003 | CZ02 | cDXGF | Cap-Tons | 21.3 | 4000 | None | 90.5 | 0.15 | 0 | 90.5 | 0.15 | 0 | 90.5 | 0.15 | 0 | 90.5 | 0.15 | 0 | DEER:HVAC_Split-Package_AC | Annual | 1719 | 90.5 | 0.15 | 0 | 90.5 | 0.15 | 0 | NE-HVAC-airAC-SpltPkg-240to759kBtuh-11p5eer_MZDEER2017AnyRFF2003CZ02cPVVG | #N/A | NE-HVAC-airAC-SpltPkg-240to759kBtuh-11p5eer_SZDEER2017AnyRFF2003CZ02cDXGF | 76786 |  | #N/A | #N/A | #N/A | 90.5 | 0.15 | 0 | #N/A | #N/A | #N/A | 90.5 | 0.15 | 0 | #N/A | #N/A | 21.3 | 4000
NE-HVAC-airAC-SpltPkg-240to759kBtuh-11p5eer | DEER2017 | D17 v2 |  | Any | RFF | 2003 | CZ03 | cDXGF | Cap-Tons | 16.5 | 4000 | None | 48.5 | 0.103 | 0 | 48.5 | 0.103 | 0 | 48.5 | 0.103 | 0 | 48.5 | 0.103 | 0 | DEER:HVAC_Split-Package_AC | Annual | 1719 | 48.5 | 0.103 | 0 | 48.5 | 0.103 | 0 | NE-HVAC-airAC-SpltPkg-240to759kBtuh-11p5eer_MZDEER2017AnyRFF2003CZ03cPVVG | #N/A | NE-HVAC-airAC-SpltPkg-240to759kBtuh-11p5eer_SZDEER2017AnyRFF2003CZ03cDXGF | 76787 |  | #N/A | #N/A | #N/A | 48.5 | 0.103 | 0 | #N/A | #N/A | #N/A | 48.5 | 0.103 | 0 | #N/A | #N/A | 16.5 | 4000
NE-HVAC-airAC-SpltPkg-240to759kBtuh-11p5eer | DEER2017 | D17 v2 |  | Any | RFF | 2003 | CZ04 | cDXGF | Cap-Tons | 21.6 | 4000 | None | 106 | 0.142 | 0 | 106 | 0.142 | 0 | 106 | 0.142 | 0 | 106 | 0.142 | 0 | DEER:HVAC_Split-Package_AC | Annual | 1719 | 106 | 0.142 | 0 | 106 | 0.142 | 0 | NE-HVAC-airAC-SpltPkg-240to759kBtuh-11p5eer_MZDEER2017AnyRFF2003CZ04cPVVG | #N/A | NE-HVAC-airAC-SpltPkg-240to759kBtuh-11p5eer_SZDEER2017AnyRFF2003CZ04cDXGF | 76788 |  | #N/A | #N/A | #N/A | 106 | 0.142 | 0 | #N/A | #N/A | #N/A | 106 | 0.142 | 0 | #N/A | #N/A | 21.6 | 4000
NE-HVAC-airAC-SpltPkg-240to759kBtuh-11p5eer | DEER2017 | D17 v2 |  | Any | RFF | 2003 | CZ05 | cDXGF | Cap-Tons | 14.7 | 4000 | None | 55 | 0.0781 | 0 | 55 | 0.0781 | 0 | 55 | 0.0781 | 0 | 55 | 0.0781 | 0 | DEER:HVAC_Split-Package_AC | Annual | 1719 | 55 | 0.0781 | 0 | 55 | 0.0781 | 0 | NE-HVAC-airAC-SpltPkg-240to759kBtuh-11p5eer_MZDEER2017AnyRFF2003CZ05cPVVG | #N/A | NE-HVAC-airAC-SpltPkg-240to759kBtuh-11p5eer_SZDEER2017AnyRFF2003CZ05cDXGF | 76789 |  | #N/A | #N/A | #N/A | 55 | 0.0781 | 0 | #N/A | #N/A | #N/A | 55 | 0.0781 | 0 | #N/A | #N/A | 14.7 | 4000
NE-HVAC-airAC-SpltPkg-240to759kBtuh-11p5eer | DEER2017 | D17 v2 |  | Any | RFF | 2003 | CZ06 | cDXGF | Cap-Tons | 22.3 | 4000 | None | 91.3 | 0.0963 | 0 | 91.3 | 0.0963 | 0 | 91.3 | 0.0963 | 0 | 91.3 | 0.0963 | 0 | DEER:HVAC_Split-Package_AC | Annual | 1719 | 91.3 | 0.0963 | 0 | 91.3 | 0.0963 | 0 | NE-HVAC-airAC-SpltPkg-240to759kBtuh-11p5eer_MZDEER2017AnyRFF2003CZ06cPVVG | #N/A | NE-HVAC-airAC-SpltPkg-240to759kBtuh-11p5eer_SZDEER2017AnyRFF2003CZ06cDXGF | 76790 |  | #N/A | #N/A | #N/A | 91.3 | 0.0963 | 0 | #N/A | #N/A | #N/A | 91.3 | 0.0963 | 0 | #N/A | #N/A | 22.3 | 4000
NE-HVAC-airAC-SpltPkg-240to759kBtuh-11p5eer | DEER2017 | D17 v2 |  | Any | RFF | 2003 | CZ07 | cDXGF | Cap-Tons | 17.9 | 4000 | None | 98 | 0.109 | 0 | 98 | 0.109 | 0 | 98 | 0.109 | 0 | 98 | 0.109 | 0 | DEER:HVAC_Split-Package_AC | Annual | 1719 | 98 | 0.109 | 0 | 98 | 0.109 | 0 | NE-HVAC-airAC-SpltPkg-240to759kBtuh-11p5eer_MZDEER2017AnyRFF2003CZ07cPVVG | #N/A | NE-HVAC-airAC-SpltPkg-240to759kBtuh-11p5eer_SZDEER2017AnyRFF2003CZ07cDXGF | 76791 |  | #N/A | #N/A | #N/A | 98 | 0.109 | 0 | #N/A | #N/A | #N/A | 98 | 0.109 | 0 | #N/A | #N/A | 17.9 | 4000
NE-HVAC-airAC-SpltPkg-240to759kBtuh-11p5eer | DEER2017 | D17 v2 |  | Any | RFF | 2003 | CZ08 | cDXGF | Cap-Tons | 22.3 | 4000 | None | 134 | 0.127 | 0 | 134 | 0.127 | 0 | 134 | 0.127 | 0 | 134 | 0.127 | 0 | DEER:HVAC_Split-Package_AC | Annual | 1719 | 134 | 0.127 | 0 | 134 | 0.127 | 0 | NE-HVAC-airAC-SpltPkg-240to759kBtuh-11p5eer_MZDEER2017AnyRFF2003CZ08cPVVG | #N/A | NE-HVAC-airAC-SpltPkg-240to759kBtuh-11p5eer_SZDEER2017AnyRFF2003CZ08cDXGF | 76792 |  | #N/A | #N/A | #N/A | 134 | 0.127 | 0 | #N/A | #N/A | #N/A | 134 | 0.127 | 0 | #N/A | #N/A | 22.3 | 4000
NE-HVAC-airAC-SpltPkg-240to759kBtuh-11p5eer | DEER2017 | D17 v2 |  | Any | RFF | 2003 | CZ09 | cDXGF | Cap-Tons | 30.7 | 4000 | None | 122 | 0.149 | 0 | 122 | 0.149 | 0 | 122 | 0.149 | 0 | 122 | 0.149 | 0 | DEER:HVAC_Split-Package_AC | Annual | 1719 | 122 | 0.149 | 0 | 122 | 0.149 | 0 | NE-HVAC-airAC-SpltPkg-240to759kBtuh-11p5eer_MZDEER2017AnyRFF2003CZ09cPVVG | #N/A | NE-HVAC-airAC-SpltPkg-240to759kBtuh-11p5eer_SZDEER2017AnyRFF2003CZ09cDXGF | 76793 |  | #N/A | #N/A | #N/A | 122 | 0.149 | 0 | #N/A | #N/A | #N/A | 122 | 0.149 | 0 | #N/A | #N/A | 30.7 | 4000
NE-HVAC-airAC-SpltPkg-240to759kBtuh-11p5eer | DEER2017 | D17 v2 |  | Any | RFF | 2003 | CZ10 | cDXGF | Cap-Tons | 24.2 | 4000 | None | 168 | 0.184 | 0 | 168 | 0.184 | 0 | 168 | 0.184 | 0 | 168 | 0.184 | 0 | DEER:HVAC_Split-Package_AC | Annual | 1719 | 168 | 0.184 | 0 | 168 | 0.184 | 0 | NE-HVAC-airAC-SpltPkg-240to759kBtuh-11p5eer_MZDEER2017AnyRFF2003CZ10cPVVG | #N/A | NE-HVAC-airAC-SpltPkg-240to759kBtuh-11p5eer_SZDEER2017AnyRFF2003CZ10cDXGF | 76794 |  | #N/A | #N/A | #N/A | 168 | 0.184 | 0 | #N/A | #N/A | #N/A | 168 | 0.184 | 0 | #N/A | #N/A | 24.2 | 4000
NE-HVAC-airAC-SpltPkg-240to759kBtuh-11p5eer | DEER2017 | D17 v2 |  | Any | RFF | 2003 | CZ11 | cDXGF | Cap-Tons | 27.1 | 4000 | None | 176 | 0.144 | 0 | 176 | 0.144 | 0 | 176 | 0.144 | 0 | 176 | 0.144 | 0 | DEER:HVAC_Split-Package_AC | Annual | 1719 | 176 | 0.144 | 0 | 176 | 0.144 | 0 | NE-HVAC-airAC-SpltPkg-240to759kBtuh-11p5eer_MZDEER2017AnyRFF2003CZ11cPVVG | #N/A | NE-HVAC-airAC-SpltPkg-240to759kBtuh-11p5eer_SZDEER2017AnyRFF2003CZ11cDXGF | 76795 |  | #N/A | #N/A | #N/A | 176 | 0.144 | 0 | #N/A | #N/A | #N/A | 176 | 0.144 | 0 | #N/A | #N/A | 27.1 | 4000
NE-HVAC-airAC-SpltPkg-240to759kBtuh-11p5eer | DEER2017 | D17 v2 |  | Any | RFF | 2003 | CZ12 | cDXGF | Cap-Tons | 27.7 | 4000 | None | 123 | 0.135 | 0 | 123 | 0.135 | 0 | 123 | 0.135 | 0 | 123 | 0.135 | 0 | DEER:HVAC_Split-Package_AC | Annual | 1719 | 123 | 0.135 | 0 | 123 | 0.135 | 0 | NE-HVAC-airAC-SpltPkg-240to759kBtuh-11p5eer_MZDEER2017AnyRFF2003CZ12cPVVG | #N/A | NE-HVAC-airAC-SpltPkg-240to759kBtuh-11p5eer_SZDEER2017AnyRFF2003CZ12cDXGF | 76796 |  | #N/A | #N/A | #N/A | 123 | 0.135 | 0 | #N/A | #N/A | #N/A | 123 | 0.135 | 0 | #N/A | #N/A | 27.7 | 4000
NE-HVAC-airAC-SpltPkg-240to759kBtuh-11p5eer | DEER2017 | D17 v2 |  | Any | RFF | 2003 | CZ13 | cDXGF | Cap-Tons | 27.3 | 4000 | None | 186 | 0.145 | 0 | 186 | 0.145 | 0 | 186 | 0.145 | 0 | 186 | 0.145 | 0 | DEER:HVAC_Split-Package_AC | Annual | 1719 | 186 | 0.145 | 0 | 186 | 0.145 | 0 | NE-HVAC-airAC-SpltPkg-240to759kBtuh-11p5eer_MZDEER2017AnyRFF2003CZ13cPVVG | #N/A | NE-HVAC-airAC-SpltPkg-240to759kBtuh-11p5eer_SZDEER2017AnyRFF2003CZ13cDXGF | 76797 |  | #N/A | #N/A | #N/A | 186 | 0.145 | 0 | #N/A | #N/A | #N/A | 186 | 0.145 | 0 | #N/A | #N/A | 27.3 | 4000
NE-HVAC-airAC-SpltPkg-240to759kBtuh-11p5eer | DEER2017 | D17 v2 |  | Any | RFF | 2003 | CZ14 | cDXGF | Cap-Tons | 21.2 | 4000 | None | 225 | 0.18 | 0 | 225 | 0.18 | 0 | 225 | 0.18 | 0 | 225 | 0.18 | 0 | DEER:HVAC_Split-Package_AC | Annual | 1719 | 225 | 0.18 | 0 | 225 | 0.18 | 0 | NE-HVAC-airAC-SpltPkg-240to759kBtuh-11p5eer_MZDEER2017AnyRFF2003CZ14cPVVG | #N/A | NE-HVAC-airAC-SpltPkg-240to759kBtuh-11p5eer_SZDEER2017AnyRFF2003CZ14cDXGF | 76798 |  | #N/A | #N/A | #N/A | 225 | 0.18 | 0 | #N/A | #N/A | #N/A | 225 | 0.18 | 0 | #N/A | #N/A | 21.2 | 4000
NE-HVAC-airAC-SpltPkg-240to759kBtuh-11p5eer | DEER2017 | D17 v2 |  | Any | RFF | 2003 | CZ15 | cDXGF | Cap-Tons | 31.9 | 4000 | None | 337 | 0.168 | 0 | 337 | 0.168 | 0 | 337 | 0.168 | 0 | 337 | 0.168 | 0 | DEER:HVAC_Split-Package_AC | Annual | 1719 | 337 | 0.168 | 0 | 337 | 0.168 | 0 | NE-HVAC-airAC-SpltPkg-240to759kBtuh-11p5eer_MZDEER2017AnyRFF2003CZ15cPVVG | #N/A | NE-HVAC-airAC-SpltPkg-240to759kBtuh-11p5eer_SZDEER2017AnyRFF2003CZ15cDXGF | 76799 |  | #N/A | #N/A | #N/A | 337 | 0.168 | 0 | #N/A | #N/A | #N/A | 337 | 0.168 | 0 | #N/A | #N/A | 31.9 | 4000
NE-HVAC-airAC-SpltPkg-240to759kBtuh-11p5eer | DEER2017 | D17 v2 |  | Any | RFF | 2003 | CZ16 | cDXGF | Cap-Tons | 17.3 | 4000 | None | 76.8 | 0.0979 | 0 | 76.8 | 0.0979 | 0 | 76.8 | 0.0979 | 0 | 76.8 | 0.0979 | 0 | DEER:HVAC_Split-Package_AC | Annual | 1719 | 76.8 | 0.0979 | 0 | 76.8 | 0.0979 | 0 | NE-HVAC-airAC-SpltPkg-240to759kBtuh-11p5eer_MZDEER2017AnyRFF2003CZ16cPVVG | #N/A | NE-HVAC-airAC-SpltPkg-240to759kBtuh-11p5eer_SZDEER2017AnyRFF2003CZ16cDXGF | 76800 |  | #N/A | #N/A | #N/A | 76.8 | 0.0979 | 0 | #N/A | #N/A | #N/A | 76.8 | 0.0979 | 0 | #N/A | #N/A | 17.3 | 4000
NE-HVAC-airAC-SpltPkg-240to759kBtuh-11p5eer | DEER2017 | D17 v2 |  | Any | RFF | 2007 | CZ01 | cDXGF | Cap-Tons | 11.9 | 4000 | None | 10.8 | 0.0332 | 0 | 10.8 | 0.0332 | 0 | 10.8 | 0.0332 | 0 | 10.8 | 0.0332 | 0 | DEER:HVAC_Split-Package_AC | Annual | 1719 | 10.8 | 0.0332 | 0 | 10.8 | 0.0332 | 0 | NE-HVAC-airAC-SpltPkg-240to759kBtuh-11p5eer_MZDEER2017AnyRFF2007CZ01cPVVG | #N/A | NE-HVAC-airAC-SpltPkg-240to759kBtuh-11p5eer_SZDEER2017AnyRFF2007CZ01cDXGF | 98145 |  | #N/A | #N/A | #N/A | 10.8 | 0.0332 | 0 | #N/A | #N/A | #N/A | 10.8 | 0.0332 | 0 | #N/A | #N/A | 11.9 | 4000
NE-HVAC-airAC-SpltPkg-240to759kBtuh-11p5eer | DEER2017 | D17 v2 |  | Any | RFF | 2007 | CZ02 | cDXGF | Cap-Tons | 21.1 | 4000 | None | 89.5 | 0.15 | 0 | 89.5 | 0.15 | 0 | 89.5 | 0.15 | 0 | 89.5 | 0.15 | 0 | DEER:HVAC_Split-Package_AC | Annual | 1719 | 89.5 | 0.15 | 0 | 89.5 | 0.15 | 0 | NE-HVAC-airAC-SpltPkg-240to759kBtuh-11p5eer_MZDEER2017AnyRFF2007CZ02cPVVG | #N/A | NE-HVAC-airAC-SpltPkg-240to759kBtuh-11p5eer_SZDEER2017AnyRFF2007CZ02cDXGF | 98146 |  | #N/A | #N/A | #N/A | 89.5 | 0.15 | 0 | #N/A | #N/A | #N/A | 89.5 | 0.15 | 0 | #N/A | #N/A | 21.1 | 4000
NE-HVAC-airAC-SpltPkg-240to759kBtuh-11p5eer | DEER2017 | D17 v2 |  | Any | RFF | 2007 | CZ03 | cDXGF | Cap-Tons | 16.3 | 4000 | None | 47.3 | 0.103 | 0 | 47.3 | 0.103 | 0 | 47.3 | 0.103 | 0 | 47.3 | 0.103 | 0 | DEER:HVAC_Split-Package_AC | Annual | 1719 | 47.3 | 0.103 | 0 | 47.3 | 0.103 | 0 | NE-HVAC-airAC-SpltPkg-240to759kBtuh-11p5eer_MZDEER2017AnyRFF2007CZ03cPVVG | #N/A | NE-HVAC-airAC-SpltPkg-240to759kBtuh-11p5eer_SZDEER2017AnyRFF2007CZ03cDXGF | 98147 |  | #N/A | #N/A | #N/A | 47.3 | 0.103 | 0 | #N/A | #N/A | #N/A | 47.3 | 0.103 | 0 | #N/A | #N/A | 16.3 | 4000
NE-HVAC-airAC-SpltPkg-240to759kBtuh-11p5eer | DEER2017 | D17 v2 |  | Any | RFF | 2007 | CZ04 | cDXGF | Cap-Tons | 21.5 | 4000 | None | 104 | 0.141 | 0 | 104 | 0.141 | 0 | 104 | 0.141 | 0 | 104 | 0.141 | 0 | DEER:HVAC_Split-Package_AC | Annual | 1719 | 104 | 0.141 | 0 | 104 | 0.141 | 0 | NE-HVAC-airAC-SpltPkg-240to759kBtuh-11p5eer_MZDEER2017AnyRFF2007CZ04cPVVG | #N/A | NE-HVAC-airAC-SpltPkg-240to759kBtuh-11p5eer_SZDEER2017AnyRFF2007CZ04cDXGF | 98148 |  | #N/A | #N/A | #N/A | 104 | 0.141 | 0 | #N/A | #N/A | #N/A | 104 | 0.141 | 0 | #N/A | #N/A | 21.5 | 4000
NE-HVAC-airAC-SpltPkg-240to759kBtuh-11p5eer | DEER2017 | D17 v2 |  | Any | RFF | 2007 | CZ05 | cDXGF | Cap-Tons | 14.5 | 4000 | None | 53.7 | 0.0775 | 0 | 53.7 | 0.0775 | 0 | 53.7 | 0.0775 | 0 | 53.7 | 0.0775 | 0 | DEER:HVAC_Split-Package_AC | Annual | 1719 | 53.7 | 0.0775 | 0 | 53.7 | 0.0775 | 0 | NE-HVAC-airAC-SpltPkg-240to759kBtuh-11p5eer_MZDEER2017AnyRFF2007CZ05cPVVG | #N/A | NE-HVAC-airAC-SpltPkg-240to759kBtuh-11p5eer_SZDEER2017AnyRFF2007CZ05cDXGF | 98149 |  | #N/A | #N/A | #N/A | 53.7 | 0.0775 | 0 | #N/A | #N/A | #N/A | 53.7 | 0.0775 | 0 | #N/A | #N/A | 14.5 | 4000
NE-HVAC-airAC-SpltPkg-240to759kBtuh-11p5eer | DEER2017 | D17 v2 |  | Any | RFF | 2007 | CZ06 | cDXGF | Cap-Tons | 22.1 | 4000 | None | 90 | 0.0955 | 0 | 90 | 0.0955 | 0 | 90 | 0.0955 | 0 | 90 | 0.0955 | 0 | DEER:HVAC_Split-Package_AC | Annual | 1719 | 90 | 0.0955 | 0 | 90 | 0.0955 | 0 | NE-HVAC-airAC-SpltPkg-240to759kBtuh-11p5eer_MZDEER2017AnyRFF2007CZ06cPVVG | #N/A | NE-HVAC-airAC-SpltPkg-240to759kBtuh-11p5eer_SZDEER2017AnyRFF2007CZ06cDXGF | 98150 |  | #N/A | #N/A | #N/A | 90 | 0.0955 | 0 | #N/A | #N/A | #N/A | 90 | 0.0955 | 0 | #N/A | #N/A | 22.1 | 4000
NE-HVAC-airAC-SpltPkg-240to759kBtuh-11p5eer | DEER2017 | D17 v2 |  | Any | RFF | 2007 | CZ07 | cDXGF | Cap-Tons | 17.7 | 4000 | None | 96 | 0.109 | 0 | 96 | 0.109 | 0 | 96 | 0.109 | 0 | 96 | 0.109 | 0 | DEER:HVAC_Split-Package_AC | Annual | 1719 | 96 | 0.109 | 0 | 96 | 0.109 | 0 | NE-HVAC-airAC-SpltPkg-240to759kBtuh-11p5eer_MZDEER2017AnyRFF2007CZ07cPVVG | #N/A | NE-HVAC-airAC-SpltPkg-240to759kBtuh-11p5eer_SZDEER2017AnyRFF2007CZ07cDXGF | 98151 |  | #N/A | #N/A | #N/A | 96 | 0.109 | 0 | #N/A | #N/A | #N/A | 96 | 0.109 | 0 | #N/A | #N/A | 17.7 | 4000
NE-HVAC-airAC-SpltPkg-240to759kBtuh-11p5eer | DEER2017 | D17 v2 |  | Any | RFF | 2007 | CZ08 | cDXGF | Cap-Tons | 22.1 | 4000 | None | 133 | 0.127 | 0 | 133 | 0.127 | 0 | 133 | 0.127 | 0 | 133 | 0.127 | 0 | DEER:HVAC_Split-Package_AC | Annual | 1719 | 133 | 0.127 | 0 | 133 | 0.127 | 0 | NE-HVAC-airAC-SpltPkg-240to759kBtuh-11p5eer_MZDEER2017AnyRFF2007CZ08cPVVG | #N/A | NE-HVAC-airAC-SpltPkg-240to759kBtuh-11p5eer_SZDEER2017AnyRFF2007CZ08cDXGF | 98152 |  | #N/A | #N/A | #N/A | 133 | 0.127 | 0 | #N/A | #N/A | #N/A | 133 | 0.127 | 0 | #N/A | #N/A | 22.1 | 4000
NE-HVAC-airAC-SpltPkg-240to759kBtuh-11p5eer | DEER2017 | D17 v2 |  | Any | RFF | 2007 | CZ09 | cDXGF | Cap-Tons | 30.5 | 4000 | None | 121 | 0.149 | 0 | 121 | 0.149 | 0 | 121 | 0.149 | 0 | 121 | 0.149 | 0 | DEER:HVAC_Split-Package_AC | Annual | 1719 | 121 | 0.149 | 0 | 121 | 0.149 | 0 | NE-HVAC-airAC-SpltPkg-240to759kBtuh-11p5eer_MZDEER2017AnyRFF2007CZ09cPVVG | #N/A | NE-HVAC-airAC-SpltPkg-240to759kBtuh-11p5eer_SZDEER2017AnyRFF2007CZ09cDXGF | 98153 |  | #N/A | #N/A | #N/A | 121 | 0.149 | 0 | #N/A | #N/A | #N/A | 121 | 0.149 | 0 | #N/A | #N/A | 30.5 | 4000
NE-HVAC-airAC-SpltPkg-240to759kBtuh-11p5eer | DEER2017 | D17 v2 |  | Any | RFF | 2007 | CZ10 | cDXGF | Cap-Tons | 24 | 4000 | None | 167 | 0.184 | 0 | 167 | 0.184 | 0 | 167 | 0.184 | 0 | 167 | 0.184 | 0 | DEER:HVAC_Split-Package_AC | Annual | 1719 | 167 | 0.184 | 0 | 167 | 0.184 | 0 | NE-HVAC-airAC-SpltPkg-240to759kBtuh-11p5eer_MZDEER2017AnyRFF2007CZ10cPVVG | #N/A | NE-HVAC-airAC-SpltPkg-240to759kBtuh-11p5eer_SZDEER2017AnyRFF2007CZ10cDXGF | 98154 |  | #N/A | #N/A | #N/A | 167 | 0.184 | 0 | #N/A | #N/A | #N/A | 167 | 0.184 | 0 | #N/A | #N/A | 24 | 4000
NE-HVAC-airAC-SpltPkg-240to759kBtuh-11p5eer | DEER2017 | D17 v2 |  | Any | RFF | 2007 | CZ11 | cDXGF | Cap-Tons | 26.9 | 4000 | None | 175 | 0.144 | 0 | 175 | 0.144 | 0 | 175 | 0.144 | 0 | 175 | 0.144 | 0 | DEER:HVAC_Split-Package_AC | Annual | 1719 | 175 | 0.144 | 0 | 175 | 0.144 | 0 | NE-HVAC-airAC-SpltPkg-240to759kBtuh-11p5eer_MZDEER2017AnyRFF2007CZ11cPVVG | #N/A | NE-HVAC-airAC-SpltPkg-240to759kBtuh-11p5eer_SZDEER2017AnyRFF2007CZ11cDXGF | 98155 |  | #N/A | #N/A | #N/A | 175 | 0.144 | 0 | #N/A | #N/A | #N/A | 175 | 0.144 | 0 | #N/A | #N/A | 26.9 | 4000
NE-HVAC-airAC-SpltPkg-240to759kBtuh-11p5eer | DEER2017 | D17 v2 |  | Any | RFF | 2007 | CZ12 | cDXGF | Cap-Tons | 27.4 | 4000 | None | 123 | 0.134 | 0 | 123 | 0.134 | 0 | 123 | 0.134 | 0 | 123 | 0.134 | 0 | DEER:HVAC_Split-Package_AC | Annual | 1719 | 123 | 0.134 | 0 | 123 | 0.134 | 0 | NE-HVAC-airAC-SpltPkg-240to759kBtuh-11p5eer_MZDEER2017AnyRFF2007CZ12cPVVG | #N/A | NE-HVAC-airAC-SpltPkg-240to759kBtuh-11p5eer_SZDEER2017AnyRFF2007CZ12cDXGF | 98156 |  | #N/A | #N/A | #N/A | 123 | 0.134 | 0 | #N/A | #N/A | #N/A | 123 | 0.134 | 0 | #N/A | #N/A | 27.4 | 4000
NE-HVAC-airAC-SpltPkg-240to759kBtuh-11p5eer | DEER2017 | D17 v2 |  | Any | RFF | 2007 | CZ13 | cDXGF | Cap-Tons | 27.1 | 4000 | None | 185 | 0.145 | 0 | 185 | 0.145 | 0 | 185 | 0.145 | 0 | 185 | 0.145 | 0 | DEER:HVAC_Split-Package_AC | Annual | 1719 | 185 | 0.145 | 0 | 185 | 0.145 | 0 | NE-HVAC-airAC-SpltPkg-240to759kBtuh-11p5eer_MZDEER2017AnyRFF2007CZ13cPVVG | #N/A | NE-HVAC-airAC-SpltPkg-240to759kBtuh-11p5eer_SZDEER2017AnyRFF2007CZ13cDXGF | 98157 |  | #N/A | #N/A | #N/A | 185 | 0.145 | 0 | #N/A | #N/A | #N/A | 185 | 0.145 | 0 | #N/A | #N/A | 27.1 | 4000
NE-HVAC-airAC-SpltPkg-240to759kBtuh-11p5eer | DEER2017 | D17 v2 |  | Any | RFF | 2007 | CZ14 | cDXGF | Cap-Tons | 21 | 4000 | None | 224 | 0.18 | 0 | 224 | 0.18 | 0 | 224 | 0.18 | 0 | 224 | 0.18 | 0 | DEER:HVAC_Split-Package_AC | Annual | 1719 | 224 | 0.18 | 0 | 224 | 0.18 | 0 | NE-HVAC-airAC-SpltPkg-240to759kBtuh-11p5eer_MZDEER2017AnyRFF2007CZ14cPVVG | #N/A | NE-HVAC-airAC-SpltPkg-240to759kBtuh-11p5eer_SZDEER2017AnyRFF2007CZ14cDXGF | 98158 |  | #N/A | #N/A | #N/A | 224 | 0.18 | 0 | #N/A | #N/A | #N/A | 224 | 0.18 | 0 | #N/A | #N/A | 21 | 4000
NE-HVAC-airAC-SpltPkg-240to759kBtuh-11p5eer | DEER2017 | D17 v2 |  | Any | RFF | 2007 | CZ15 | cDXGF | Cap-Tons | 31.7 | 4000 | None | 336 | 0.168 | 0 | 336 | 0.168 | 0 | 336 | 0.168 | 0 | 336 | 0.168 | 0 | DEER:HVAC_Split-Package_AC | Annual | 1719 | 336 | 0.168 | 0 | 336 | 0.168 | 0 | NE-HVAC-airAC-SpltPkg-240to759kBtuh-11p5eer_MZDEER2017AnyRFF2007CZ15cPVVG | #N/A | NE-HVAC-airAC-SpltPkg-240to759kBtuh-11p5eer_SZDEER2017AnyRFF2007CZ15cDXGF | 98159 |  | #N/A | #N/A | #N/A | 336 | 0.168 | 0 | #N/A | #N/A | #N/A | 336 | 0.168 | 0 | #N/A | #N/A | 31.7 | 4000
NE-HVAC-airAC-SpltPkg-240to759kBtuh-11p5eer | DEER2017 | D17 v2 |  | Any | RFF | 2007 | CZ16 | cDXGF | Cap-Tons | 17.1 | 4000 | None | 75.9 | 0.0968 | 0 | 75.9 | 0.0968 | 0 | 75.9 | 0.0968 | 0 | 75.9 | 0.0968 | 0 | DEER:HVAC_Split-Package_AC | Annual | 1719 | 75.9 | 0.0968 | 0 | 75.9 | 0.0968 | 0 | NE-HVAC-airAC-SpltPkg-240to759kBtuh-11p5eer_MZDEER2017AnyRFF2007CZ16cPVVG | #N/A | NE-HVAC-airAC-SpltPkg-240to759kBtuh-11p5eer_SZDEER2017AnyRFF2007CZ16cDXGF | 98160 |  | #N/A | #N/A | #N/A | 75.9 | 0.0968 | 0 | #N/A | #N/A | #N/A | 75.9 | 0.0968 | 0 | #N/A | #N/A | 17.1 | 4000
NE-HVAC-airAC-SpltPkg-240to759kBtuh-11p5eer | DEER2017 | D17 v2 |  | Any | RFF | 2011 | CZ01 | cDXGF | Cap-Tons | 11.9 | 4000 | None | 439 | 0.0883 | 53.5 | 11.1 | 0.0336 | 0 | 439 | 0.0883 | 53.5 | 11.1 | 0.0336 | 0 | DEER:HVAC_Split-Package_AC | Annual | 1719 | 439 | 0.0883 | 53.5 | 11.1 | 0.0336 | 0 | NE-HVAC-airAC-SpltPkg-240to759kBtuh-11p5eer_MZDEER2017AnyRFF2011CZ01cPVVG | #N/A | NE-HVAC-airAC-SpltPkg-240to759kBtuh-11p5eer_SZDEER2017AnyRFF2011CZ01cDXGF | 119505 |  | #N/A | #N/A | #N/A | 439 | 0.0883 | 53.5 | #N/A | #N/A | #N/A | 11.1 | 0.0336 | 0 | #N/A | #N/A | 11.9 | 4000
NE-HVAC-airAC-SpltPkg-240to759kBtuh-11p5eer | DEER2017 | D17 v2 |  | Any | RFF | 2011 | CZ02 | cDXGF | Cap-Tons | 21.1 | 4000 | None | 584 | 0.236 | -12.8 | 89.5 | 0.15 | 0 | 584 | 0.236 | -12.8 | 89.5 | 0.15 | 0 | DEER:HVAC_Split-Package_AC | Annual | 1719 | 584 | 0.236 | -12.8 | 89.5 | 0.15 | 0 | NE-HVAC-airAC-SpltPkg-240to759kBtuh-11p5eer_MZDEER2017AnyRFF2011CZ02cPVVG | #N/A | NE-HVAC-airAC-SpltPkg-240to759kBtuh-11p5eer_SZDEER2017AnyRFF2011CZ02cDXGF | 119506 |  | #N/A | #N/A | #N/A | 584 | 0.236 | -12.8 | #N/A | #N/A | #N/A | 89.5 | 0.15 | 0 | #N/A | #N/A | 21.1 | 4000
NE-HVAC-airAC-SpltPkg-240to759kBtuh-11p5eer | DEER2017 | D17 v2 |  | Any | RFF | 2011 | CZ03 | cDXGF | Cap-Tons | 16.3 | 4000 | None | 521 | 0.202 | 3.13 | 47.6 | 0.103 | 0 | 521 | 0.202 | 3.13 | 47.6 | 0.103 | 0 | DEER:HVAC_Split-Package_AC | Annual | 1719 | 521 | 0.202 | 3.13 | 47.6 | 0.103 | 0 | NE-HVAC-airAC-SpltPkg-240to759kBtuh-11p5eer_MZDEER2017AnyRFF2011CZ03cPVVG | #N/A | NE-HVAC-airAC-SpltPkg-240to759kBtuh-11p5eer_SZDEER2017AnyRFF2011CZ03cDXGF | 119507 |  | #N/A | #N/A | #N/A | 521 | 0.202 | 3.13 | #N/A | #N/A | #N/A | 47.6 | 0.103 | 0 | #N/A | #N/A | 16.3 | 4000
NE-HVAC-airAC-SpltPkg-240to759kBtuh-11p5eer | DEER2017 | D17 v2 |  | Any | RFF | 2011 | CZ04 | cDXGF | Cap-Tons | 21.4 | 4000 | None | 652 | 0.225 | -10.9 | 105 | 0.141 | 0 | 652 | 0.225 | -10.9 | 105 | 0.141 | 0 | DEER:HVAC_Split-Package_AC | Annual | 1719 | 652 | 0.225 | -10.9 | 105 | 0.141 | 0 | NE-HVAC-airAC-SpltPkg-240to759kBtuh-11p5eer_MZDEER2017AnyRFF2011CZ04cPVVG | #N/A | NE-HVAC-airAC-SpltPkg-240to759kBtuh-11p5eer_SZDEER2017AnyRFF2011CZ04cDXGF | 119508 |  | #N/A | #N/A | #N/A | 652 | 0.225 | -10.9 | #N/A | #N/A | #N/A | 105 | 0.141 | 0 | #N/A | #N/A | 21.4 | 4000
NE-HVAC-airAC-SpltPkg-240to759kBtuh-11p5eer | DEER2017 | D17 v2 |  | Any | RFF | 2011 | CZ05 | cDXGF | Cap-Tons | 14.5 | 4000 | None | 501 | 0.186 | 5.26 | 54 | 0.0777 | 0 | 501 | 0.186 | 5.26 | 54 | 0.0777 | 0 | DEER:HVAC_Split-Package_AC | Annual | 1719 | 501 | 0.186 | 5.26 | 54 | 0.0777 | 0 | NE-HVAC-airAC-SpltPkg-240to759kBtuh-11p5eer_MZDEER2017AnyRFF2011CZ05cPVVG | #N/A | NE-HVAC-airAC-SpltPkg-240to759kBtuh-11p5eer_SZDEER2017AnyRFF2011CZ05cDXGF | 119509 |  | #N/A | #N/A | #N/A | 501 | 0.186 | 5.26 | #N/A | #N/A | #N/A | 54 | 0.0777 | 0 | #N/A | #N/A | 14.5 | 4000
NE-HVAC-airAC-SpltPkg-240to759kBtuh-11p5eer | DEER2017 | D17 v2 |  | Any | RFF | 2011 | CZ06 | cDXGF | Cap-Tons | 22.1 | 4000 | None | 618 | 0.179 | -8.05 | 90.2 | 0.0961 | 0 | 618 | 0.179 | -8.05 | 90.2 | 0.0961 | 0 | DEER:HVAC_Split-Package_AC | Annual | 1719 | 618 | 0.179 | -8.05 | 90.2 | 0.0961 | 0 | NE-HVAC-airAC-SpltPkg-240to759kBtuh-11p5eer_MZDEER2017AnyRFF2011CZ06cPVVG | #N/A | NE-HVAC-airAC-SpltPkg-240to759kBtuh-11p5eer_SZDEER2017AnyRFF2011CZ06cDXGF | 119510 |  | #N/A | #N/A | #N/A | 618 | 0.179 | -8.05 | #N/A | #N/A | #N/A | 90.2 | 0.0961 | 0 | #N/A | #N/A | 22.1 | 4000
NE-HVAC-airAC-SpltPkg-240to759kBtuh-11p5eer | DEER2017 | D17 v2 |  | Any | RFF | 2011 | CZ07 | cDXGF | Cap-Tons | 17.7 | 4000 | None | 571 | 0.18 | -0.101 | 96.3 | 0.109 | 0 | 571 | 0.18 | -0.101 | 96.3 | 0.109 | 0 | DEER:HVAC_Split-Package_AC | Annual | 1719 | 571 | 0.18 | -0.101 | 96.3 | 0.109 | 0 | NE-HVAC-airAC-SpltPkg-240to759kBtuh-11p5eer_MZDEER2017AnyRFF2011CZ07cPVVG | #N/A | NE-HVAC-airAC-SpltPkg-240to759kBtuh-11p5eer_SZDEER2017AnyRFF2011CZ07cDXGF | 119511 |  | #N/A | #N/A | #N/A | 571 | 0.18 | -0.101 | #N/A | #N/A | #N/A | 96.3 | 0.109 | 0 | #N/A | #N/A | 17.7 | 4000
NE-HVAC-airAC-SpltPkg-240to759kBtuh-11p5eer | DEER2017 | D17 v2 |  | Any | RFF | 2011 | CZ08 | cDXGF | Cap-Tons | 22 | 4000 | None | 677 | 0.213 | -6.93 | 133 | 0.126 | 0 | 677 | 0.213 | -6.93 | 133 | 0.126 | 0 | DEER:HVAC_Split-Package_AC | Annual | 1719 | 677 | 0.213 | -6.93 | 133 | 0.126 | 0 | NE-HVAC-airAC-SpltPkg-240to759kBtuh-11p5eer_MZDEER2017AnyRFF2011CZ08cPVVG | #N/A | NE-HVAC-airAC-SpltPkg-240to759kBtuh-11p5eer_SZDEER2017AnyRFF2011CZ08cDXGF | 119512 |  | #N/A | #N/A | #N/A | 677 | 0.213 | -6.93 | #N/A | #N/A | #N/A | 133 | 0.126 | 0 | #N/A | #N/A | 22 | 4000
NE-HVAC-airAC-SpltPkg-240to759kBtuh-11p5eer | DEER2017 | D17 v2 |  | Any | RFF | 2011 | CZ09 | cDXGF | Cap-Tons | 30.4 | 4000 | None | 717 | 0.247 | -7.67 | 121 | 0.149 | 0 | 717 | 0.247 | -7.67 | 121 | 0.149 | 0 | DEER:HVAC_Split-Package_AC | Annual | 1719 | 717 | 0.247 | -7.67 | 121 | 0.149 | 0 | NE-HVAC-airAC-SpltPkg-240to759kBtuh-11p5eer_MZDEER2017AnyRFF2011CZ09cPVVG | #N/A | NE-HVAC-airAC-SpltPkg-240to759kBtuh-11p5eer_SZDEER2017AnyRFF2011CZ09cDXGF | 119513 |  | #N/A | #N/A | #N/A | 717 | 0.247 | -7.67 | #N/A | #N/A | #N/A | 121 | 0.149 | 0 | #N/A | #N/A | 30.4 | 4000
NE-HVAC-airAC-SpltPkg-240to759kBtuh-11p5eer | DEER2017 | D17 v2 |  | Any | RFF | 2011 | CZ10 | cDXGF | Cap-Tons | 23.9 | 4000 | None | 728 | 0.257 | -7.64 | 167 | 0.184 | 0 | 728 | 0.257 | -7.64 | 167 | 0.184 | 0 | DEER:HVAC_Split-Package_AC | Annual | 1719 | 728 | 0.257 | -7.64 | 167 | 0.184 | 0 | NE-HVAC-airAC-SpltPkg-240to759kBtuh-11p5eer_MZDEER2017AnyRFF2011CZ10cPVVG | #N/A | NE-HVAC-airAC-SpltPkg-240to759kBtuh-11p5eer_SZDEER2017AnyRFF2011CZ10cDXGF | 119514 |  | #N/A | #N/A | #N/A | 728 | 0.257 | -7.64 | #N/A | #N/A | #N/A | 167 | 0.184 | 0 | #N/A | #N/A | 23.9 | 4000
NE-HVAC-airAC-SpltPkg-240to759kBtuh-11p5eer | DEER2017 | D17 v2 |  | Any | RFF | 2011 | CZ11 | cDXGF | Cap-Tons | 26.4 | 4000 | None | 717 | 0.252 | -9.82 | 174 | 0.143 | 0 | 717 | 0.252 | -9.82 | 174 | 0.143 | 0 | DEER:HVAC_Split-Package_AC | Annual | 1719 | 717 | 0.252 | -9.82 | 174 | 0.143 | 0 | NE-HVAC-airAC-SpltPkg-240to759kBtuh-11p5eer_MZDEER2017AnyRFF2011CZ11cPVVG | #N/A | NE-HVAC-airAC-SpltPkg-240to759kBtuh-11p5eer_SZDEER2017AnyRFF2011CZ11cDXGF | 119515 |  | #N/A | #N/A | #N/A | 717 | 0.252 | -9.82 | #N/A | #N/A | #N/A | 174 | 0.143 | 0 | #N/A | #N/A | 26.4 | 4000
NE-HVAC-airAC-SpltPkg-240to759kBtuh-11p5eer | DEER2017 | D17 v2 |  | Any | RFF | 2011 | CZ12 | cDXGF | Cap-Tons | 27.3 | 4000 | None | 692 | 0.216 | -10.6 | 123 | 0.134 | 0 | 692 | 0.216 | -10.6 | 123 | 0.134 | 0 | DEER:HVAC_Split-Package_AC | Annual | 1719 | 692 | 0.216 | -10.6 | 123 | 0.134 | 0 | NE-HVAC-airAC-SpltPkg-240to759kBtuh-11p5eer_MZDEER2017AnyRFF2011CZ12cPVVG | #N/A | NE-HVAC-airAC-SpltPkg-240to759kBtuh-11p5eer_SZDEER2017AnyRFF2011CZ12cDXGF | 119516 |  | #N/A | #N/A | #N/A | 692 | 0.216 | -10.6 | #N/A | #N/A | #N/A | 123 | 0.134 | 0 | #N/A | #N/A | 27.3 | 4000
NE-HVAC-airAC-SpltPkg-240to759kBtuh-11p5eer | DEER2017 | D17 v2 |  | Any | RFF | 2011 | CZ13 | cDXGF | Cap-Tons | 26.8 | 4000 | None | 718 | 0.23 | -9.18 | 183 | 0.144 | 0 | 718 | 0.23 | -9.18 | 183 | 0.144 | 0 | DEER:HVAC_Split-Package_AC | Annual | 1719 | 718 | 0.23 | -9.18 | 183 | 0.144 | 0 | NE-HVAC-airAC-SpltPkg-240to759kBtuh-11p5eer_MZDEER2017AnyRFF2011CZ13cPVVG | #N/A | NE-HVAC-airAC-SpltPkg-240to759kBtuh-11p5eer_SZDEER2017AnyRFF2011CZ13cDXGF | 119517 |  | #N/A | #N/A | #N/A | 718 | 0.23 | -9.18 | #N/A | #N/A | #N/A | 183 | 0.144 | 0 | #N/A | #N/A | 26.8 | 4000
NE-HVAC-airAC-SpltPkg-240to759kBtuh-11p5eer | DEER2017 | D17 v2 |  | Any | RFF | 2011 | CZ14 | cDXGF | Cap-Tons | 29.5 | 4000 | None | 711 | 0.216 | -9.39 | 156 | 0.124 | 0 | 711 | 0.216 | -9.39 | 156 | 0.124 | 0 | DEER:HVAC_Split-Package_AC | Annual | 1719 | 711 | 0.216 | -9.39 | 156 | 0.124 | 0 | NE-HVAC-airAC-SpltPkg-240to759kBtuh-11p5eer_MZDEER2017AnyRFF2011CZ14cPVVG | #N/A | NE-HVAC-airAC-SpltPkg-240to759kBtuh-11p5eer_SZDEER2017AnyRFF2011CZ14cDXGF | 119518 |  | #N/A | #N/A | #N/A | 711 | 0.216 | -9.39 | #N/A | #N/A | #N/A | 156 | 0.124 | 0 | #N/A | #N/A | 29.5 | 4000
NE-HVAC-airAC-SpltPkg-240to759kBtuh-11p5eer | DEER2017 | D17 v2 |  | Any | RFF | 2011 | CZ15 | cDXGF | Cap-Tons | 31 | 4000 | None | 916 | 0.274 | -3.61 | 332 | 0.167 | 0 | 916 | 0.274 | -3.61 | 332 | 0.167 | 0 | DEER:HVAC_Split-Package_AC | Annual | 1719 | 916 | 0.274 | -3.61 | 332 | 0.167 | 0 | NE-HVAC-airAC-SpltPkg-240to759kBtuh-11p5eer_MZDEER2017AnyRFF2011CZ15cPVVG | #N/A | NE-HVAC-airAC-SpltPkg-240to759kBtuh-11p5eer_SZDEER2017AnyRFF2011CZ15cDXGF | 119519 |  | #N/A | #N/A | #N/A | 916 | 0.274 | -3.61 | #N/A | #N/A | #N/A | 332 | 0.167 | 0 | #N/A | #N/A | 31 | 4000
NE-HVAC-airAC-SpltPkg-240to759kBtuh-11p5eer | DEER2017 | D17 v2 |  | Any | RFF | 2011 | CZ16 | cDXGF | Cap-Tons | 16.7 | 4000 | None | 522 | 0.223 | 0.434 | 76.3 | 0.0962 | 0 | 522 | 0.223 | 0.434 | 76.3 | 0.0962 | 0 | DEER:HVAC_Split-Package_AC | Annual | 1719 | 522 | 0.223 | 0.434 | 76.3 | 0.0962 | 0 | NE-HVAC-airAC-SpltPkg-240to759kBtuh-11p5eer_MZDEER2017AnyRFF2011CZ16cPVVG | #N/A | NE-HVAC-airAC-SpltPkg-240to759kBtuh-11p5eer_SZDEER2017AnyRFF2011CZ16cDXGF | 119520 |  | #N/A | #N/A | #N/A | 522 | 0.223 | 0.434 | #N/A | #N/A | #N/A | 76.3 | 0.0962 | 0 | #N/A | #N/A | 16.7 | 4000
NE-HVAC-airAC-SpltPkg-240to759kBtuh-11p5eer | DEER2017 | D17 v2 |  | Any | RFF | 2014 | CZ01 | cDXGF | Cap-Tons | 10.1 | 4000 | None | 6.74 | 0.026 | 0 | 6.74 | 0.026 | 0 | 6.74 | 0.026 | 0 | 6.74 | 0.026 | 0 | DEER:HVAC_Split-Package_AC | Annual | 1719 | 6.74 | 0.026 | 0 | 6.74 | 0.026 | 0 | NE-HVAC-airAC-SpltPkg-240to759kBtuh-11p5eer_MZDEER2017AnyRFF2014CZ01cPVVG | #N/A | NE-HVAC-airAC-SpltPkg-240to759kBtuh-11p5eer_SZDEER2017AnyRFF2014CZ01cDXGF | 140865 |  | #N/A | #N/A | #N/A | 6.74 | 0.026 | 0 | #N/A | #N/A | #N/A | 6.74 | 0.026 | 0 | #N/A | #N/A | 10.1 | 4000
NE-HVAC-airAC-SpltPkg-240to759kBtuh-11p5eer | DEER2017 | D17 v2 |  | Any | RFF | 2014 | CZ02 | cDXGF | Cap-Tons | 18.8 | 4000 | None | 85.7 | 0.147 | 0 | 85.7 | 0.147 | 0 | 85.7 | 0.147 | 0 | 85.7 | 0.147 | 0 | DEER:HVAC_Split-Package_AC | Annual | 1719 | 85.7 | 0.147 | 0 | 85.7 | 0.147 | 0 | NE-HVAC-airAC-SpltPkg-240to759kBtuh-11p5eer_MZDEER2017AnyRFF2014CZ02cPVVG | #N/A | NE-HVAC-airAC-SpltPkg-240to759kBtuh-11p5eer_SZDEER2017AnyRFF2014CZ02cDXGF | 140866 |  | #N/A | #N/A | #N/A | 85.7 | 0.147 | 0 | #N/A | #N/A | #N/A | 85.7 | 0.147 | 0 | #N/A | #N/A | 18.8 | 4000
NE-HVAC-airAC-SpltPkg-240to759kBtuh-11p5eer | DEER2017 | D17 v2 |  | Any | RFF | 2014 | CZ03 | cDXGF | Cap-Tons | 13.3 | 4000 | None | 45.5 | 0.0949 | 0 | 45.5 | 0.0949 | 0 | 45.5 | 0.0949 | 0 | 45.5 | 0.0949 | 0 | DEER:HVAC_Split-Package_AC | Annual | 1719 | 45.5 | 0.0949 | 0 | 45.5 | 0.0949 | 0 | NE-HVAC-airAC-SpltPkg-240to759kBtuh-11p5eer_MZDEER2017AnyRFF2014CZ03cPVVG | #N/A | NE-HVAC-airAC-SpltPkg-240to759kBtuh-11p5eer_SZDEER2017AnyRFF2014CZ03cDXGF | 140867 |  | #N/A | #N/A | #N/A | 45.5 | 0.0949 | 0 | #N/A | #N/A | #N/A | 45.5 | 0.0949 | 0 | #N/A | #N/A | 13.3 | 4000
NE-HVAC-airAC-SpltPkg-240to759kBtuh-11p5eer | DEER2017 | D17 v2 |  | Any | RFF | 2014 | CZ04 | cDXGF | Cap-Tons | 17.4 | 4000 | None | 101 | 0.138 | 0 | 101 | 0.138 | 0 | 101 | 0.138 | 0 | 101 | 0.138 | 0 | DEER:HVAC_Split-Package_AC | Annual | 1719 | 101 | 0.138 | 0 | 101 | 0.138 | 0 | NE-HVAC-airAC-SpltPkg-240to759kBtuh-11p5eer_MZDEER2017AnyRFF2014CZ04cPVVG | #N/A | NE-HVAC-airAC-SpltPkg-240to759kBtuh-11p5eer_SZDEER2017AnyRFF2014CZ04cDXGF | 140868 |  | #N/A | #N/A | #N/A | 101 | 0.138 | 0 | #N/A | #N/A | #N/A | 101 | 0.138 | 0 | #N/A | #N/A | 17.4 | 4000
NE-HVAC-airAC-SpltPkg-240to759kBtuh-11p5eer | DEER2017 | D17 v2 |  | Any | RFF | 2014 | CZ05 | cDXGF | Cap-Tons | 11.8 | 4000 | None | 48.4 | 0.0677 | 0 | 48.4 | 0.0677 | 0 | 48.4 | 0.0677 | 0 | 48.4 | 0.0677 | 0 | DEER:HVAC_Split-Package_AC | Annual | 1719 | 48.4 | 0.0677 | 0 | 48.4 | 0.0677 | 0 | NE-HVAC-airAC-SpltPkg-240to759kBtuh-11p5eer_MZDEER2017AnyRFF2014CZ05cPVVG | #N/A | NE-HVAC-airAC-SpltPkg-240to759kBtuh-11p5eer_SZDEER2017AnyRFF2014CZ05cDXGF | 140869 |  | #N/A | #N/A | #N/A | 48.4 | 0.0677 | 0 | #N/A | #N/A | #N/A | 48.4 | 0.0677 | 0 | #N/A | #N/A | 11.8 | 4000
NE-HVAC-airAC-SpltPkg-240to759kBtuh-11p5eer | DEER2017 | D17 v2 |  | Any | RFF | 2014 | CZ06 | cDXGF | Cap-Tons | 18.2 | 4000 | None | 87.2 | 0.0952 | 0 | 87.2 | 0.0952 | 0 | 87.2 | 0.0952 | 0 | 87.2 | 0.0952 | 0 | DEER:HVAC_Split-Package_AC | Annual | 1719 | 87.2 | 0.0952 | 0 | 87.2 | 0.0952 | 0 | NE-HVAC-airAC-SpltPkg-240to759kBtuh-11p5eer_MZDEER2017AnyRFF2014CZ06cPVVG | #N/A | NE-HVAC-airAC-SpltPkg-240to759kBtuh-11p5eer_SZDEER2017AnyRFF2014CZ06cDXGF | 140870 |  | #N/A | #N/A | #N/A | 87.2 | 0.0952 | 0 | #N/A | #N/A | #N/A | 87.2 | 0.0952 | 0 | #N/A | #N/A | 18.2 | 4000
NE-HVAC-airAC-SpltPkg-240to759kBtuh-11p5eer | DEER2017 | D17 v2 |  | Any | RFF | 2014 | CZ07 | cDXGF | Cap-Tons | 13.9 | 4000 | None | 110 | 0.108 | 0 | 110 | 0.108 | 0 | 110 | 0.108 | 0 | 110 | 0.108 | 0 | DEER:HVAC_Split-Package_AC | Annual | 1719 | 110 | 0.108 | 0 | 110 | 0.108 | 0 | NE-HVAC-airAC-SpltPkg-240to759kBtuh-11p5eer_MZDEER2017AnyRFF2014CZ07cPVVG | #N/A | NE-HVAC-airAC-SpltPkg-240to759kBtuh-11p5eer_SZDEER2017AnyRFF2014CZ07cDXGF | 140871 |  | #N/A | #N/A | #N/A | 110 | 0.108 | 0 | #N/A | #N/A | #N/A | 110 | 0.108 | 0 | #N/A | #N/A | 13.9 | 4000
NE-HVAC-airAC-SpltPkg-240to759kBtuh-11p5eer | DEER2017 | D17 v2 |  | Any | RFF | 2014 | CZ08 | cDXGF | Cap-Tons | 18.5 | 4000 | None | 129 | 0.123 | 0 | 129 | 0.123 | 0 | 129 | 0.123 | 0 | 129 | 0.123 | 0 | DEER:HVAC_Split-Package_AC | Annual | 1719 | 129 | 0.123 | 0 | 129 | 0.123 | 0 | NE-HVAC-airAC-SpltPkg-240to759kBtuh-11p5eer_MZDEER2017AnyRFF2014CZ08cPVVG | #N/A | NE-HVAC-airAC-SpltPkg-240to759kBtuh-11p5eer_SZDEER2017AnyRFF2014CZ08cDXGF | 140872 |  | #N/A | #N/A | #N/A | 129 | 0.123 | 0 | #N/A | #N/A | #N/A | 129 | 0.123 | 0 | #N/A | #N/A | 18.5 | 4000
NE-HVAC-airAC-SpltPkg-240to759kBtuh-11p5eer | DEER2017 | D17 v2 |  | Any | RFF | 2014 | CZ09 | cDXGF | Cap-Tons | 23.8 | 4000 | None | 127 | 0.164 | 0 | 127 | 0.164 | 0 | 127 | 0.164 | 0 | 127 | 0.164 | 0 | DEER:HVAC_Split-Package_AC | Annual | 1719 | 127 | 0.164 | 0 | 127 | 0.164 | 0 | NE-HVAC-airAC-SpltPkg-240to759kBtuh-11p5eer_MZDEER2017AnyRFF2014CZ09cPVVG | #N/A | NE-HVAC-airAC-SpltPkg-240to759kBtuh-11p5eer_SZDEER2017AnyRFF2014CZ09cDXGF | 140873 |  | #N/A | #N/A | #N/A | 127 | 0.164 | 0 | #N/A | #N/A | #N/A | 127 | 0.164 | 0 | #N/A | #N/A | 23.8 | 4000
NE-HVAC-airAC-SpltPkg-240to759kBtuh-11p5eer | DEER2017 | D17 v2 |  | Any | RFF | 2014 | CZ10 | cDXGF | Cap-Tons | 21.4 | 4000 | None | 162 | 0.184 | 0 | 162 | 0.184 | 0 | 162 | 0.184 | 0 | 162 | 0.184 | 0 | DEER:HVAC_Split-Package_AC | Annual | 1719 | 162 | 0.184 | 0 | 162 | 0.184 | 0 | NE-HVAC-airAC-SpltPkg-240to759kBtuh-11p5eer_MZDEER2017AnyRFF2014CZ10cPVVG | #N/A | NE-HVAC-airAC-SpltPkg-240to759kBtuh-11p5eer_SZDEER2017AnyRFF2014CZ10cDXGF | 140874 |  | #N/A | #N/A | #N/A | 162 | 0.184 | 0 | #N/A | #N/A | #N/A | 162 | 0.184 | 0 | #N/A | #N/A | 21.4 | 4000
NE-HVAC-airAC-SpltPkg-240to759kBtuh-11p5eer | DEER2017 | D17 v2 |  | Any | RFF | 2014 | CZ11 | cDXGF | Cap-Tons | 23.8 | 4000 | None | 174 | 0.145 | 0 | 174 | 0.145 | 0 | 174 | 0.145 | 0 | 174 | 0.145 | 0 | DEER:HVAC_Split-Package_AC | Annual | 1719 | 174 | 0.145 | 0 | 174 | 0.145 | 0 | NE-HVAC-airAC-SpltPkg-240to759kBtuh-11p5eer_MZDEER2017AnyRFF2014CZ11cPVVG | #N/A | NE-HVAC-airAC-SpltPkg-240to759kBtuh-11p5eer_SZDEER2017AnyRFF2014CZ11cDXGF | 140875 |  | #N/A | #N/A | #N/A | 174 | 0.145 | 0 | #N/A | #N/A | #N/A | 174 | 0.145 | 0 | #N/A | #N/A | 23.8 | 4000
NE-HVAC-airAC-SpltPkg-240to759kBtuh-11p5eer | DEER2017 | D17 v2 |  | Any | RFF | 2014 | CZ12 | cDXGF | Cap-Tons | 24.6 | 4000 | None | 118 | 0.136 | 0 | 118 | 0.136 | 0 | 118 | 0.136 | 0 | 118 | 0.136 | 0 | DEER:HVAC_Split-Package_AC | Annual | 1719 | 118 | 0.136 | 0 | 118 | 0.136 | 0 | NE-HVAC-airAC-SpltPkg-240to759kBtuh-11p5eer_MZDEER2017AnyRFF2014CZ12cPVVG | #N/A | NE-HVAC-airAC-SpltPkg-240to759kBtuh-11p5eer_SZDEER2017AnyRFF2014CZ12cDXGF | 140876 |  | #N/A | #N/A | #N/A | 118 | 0.136 | 0 | #N/A | #N/A | #N/A | 118 | 0.136 | 0 | #N/A | #N/A | 24.6 | 4000
NE-HVAC-airAC-SpltPkg-240to759kBtuh-11p5eer | DEER2017 | D17 v2 |  | Any | RFF | 2014 | CZ13 | cDXGF | Cap-Tons | 24.1 | 4000 | None | 184 | 0.146 | 0 | 184 | 0.146 | 0 | 184 | 0.146 | 0 | 184 | 0.146 | 0 | DEER:HVAC_Split-Package_AC | Annual | 1719 | 184 | 0.146 | 0 | 184 | 0.146 | 0 | NE-HVAC-airAC-SpltPkg-240to759kBtuh-11p5eer_MZDEER2017AnyRFF2014CZ13cPVVG | #N/A | NE-HVAC-airAC-SpltPkg-240to759kBtuh-11p5eer_SZDEER2017AnyRFF2014CZ13cDXGF | 140877 |  | #N/A | #N/A | #N/A | 184 | 0.146 | 0 | #N/A | #N/A | #N/A | 184 | 0.146 | 0 | #N/A | #N/A | 24.1 | 4000
NE-HVAC-airAC-SpltPkg-240to759kBtuh-11p5eer | DEER2017 | D17 v2 |  | Any | RFF | 2014 | CZ14 | cDXGF | Cap-Tons | 18.3 | 4000 | None | 222 | 0.182 | 0 | 222 | 0.182 | 0 | 222 | 0.182 | 0 | 222 | 0.182 | 0 | DEER:HVAC_Split-Package_AC | Annual | 1719 | 222 | 0.182 | 0 | 222 | 0.182 | 0 | NE-HVAC-airAC-SpltPkg-240to759kBtuh-11p5eer_MZDEER2017AnyRFF2014CZ14cPVVG | #N/A | NE-HVAC-airAC-SpltPkg-240to759kBtuh-11p5eer_SZDEER2017AnyRFF2014CZ14cDXGF | 140878 |  | #N/A | #N/A | #N/A | 222 | 0.182 | 0 | #N/A | #N/A | #N/A | 222 | 0.182 | 0 | #N/A | #N/A | 18.3 | 4000
NE-HVAC-airAC-SpltPkg-240to759kBtuh-11p5eer | DEER2017 | D17 v2 |  | Any | RFF | 2014 | CZ15 | cDXGF | Cap-Tons | 28.3 | 4000 | None | 337 | 0.169 | 0 | 337 | 0.169 | 0 | 337 | 0.169 | 0 | 337 | 0.169 | 0 | DEER:HVAC_Split-Package_AC | Annual | 1719 | 337 | 0.169 | 0 | 337 | 0.169 | 0 | NE-HVAC-airAC-SpltPkg-240to759kBtuh-11p5eer_MZDEER2017AnyRFF2014CZ15cPVVG | #N/A | NE-HVAC-airAC-SpltPkg-240to759kBtuh-11p5eer_SZDEER2017AnyRFF2014CZ15cDXGF | 140879 |  | #N/A | #N/A | #N/A | 337 | 0.169 | 0 | #N/A | #N/A | #N/A | 337 | 0.169 | 0 | #N/A | #N/A | 28.3 | 4000
NE-HVAC-airAC-SpltPkg-240to759kBtuh-11p5eer | DEER2017 | D17 v2 |  | Any | RFF | 2014 | CZ16 | cDXGF | Cap-Tons | 14.3 | 4000 | None | 72.8 | 0.0921 | 0 | 72.8 | 0.0921 | 0 | 72.8 | 0.0921 | 0 | 72.8 | 0.0921 | 0 | DEER:HVAC_Split-Package_AC | Annual | 1719 | 72.8 | 0.0921 | 0 | 72.8 | 0.0921 | 0 | NE-HVAC-airAC-SpltPkg-240to759kBtuh-11p5eer_MZDEER2017AnyRFF2014CZ16cPVVG | #N/A | NE-HVAC-airAC-SpltPkg-240to759kBtuh-11p5eer_SZDEER2017AnyRFF2014CZ16cDXGF | 140880 |  | #N/A | #N/A | #N/A | 72.8 | 0.0921 | 0 | #N/A | #N/A | #N/A | 72.8 | 0.0921 | 0 | #N/A | #N/A | 14.3 | 4000
NE-HVAC-airAC-SpltPkg-240to759kBtuh-11p5eer | DEER2017 | D17 v2 |  | Any | RFF | New | CZ01 | cDXGF | Cap-Tons | 10.1 | 4000 | None | 6.74 | 0.026 | 0 | 6.74 | 0.026 | 0 | 6.74 | 0.026 | 0 | 6.74 | 0.026 | 0 | DEER:HVAC_Split-Package_AC | Annual | 1719 | 6.74 | 0.026 | 0 | 6.74 | 0.026 | 0 | NE-HVAC-airAC-SpltPkg-240to759kBtuh-11p5eer_MZDEER2017AnyRFFNewCZ01cPVVG | #N/A | NE-HVAC-airAC-SpltPkg-240to759kBtuh-11p5eer_SZDEER2017AnyRFFNewCZ01cDXGF | 165465 |  | #N/A | #N/A | #N/A | 6.74 | 0.026 | 0 | #N/A | #N/A | #N/A | 6.74 | 0.026 | 0 | #N/A | #N/A | 10.1 | 4000
NE-HVAC-airAC-SpltPkg-240to759kBtuh-11p5eer | DEER2017 | D17 v2 |  | Any | RFF | New | CZ02 | cDXGF | Cap-Tons | 18.8 | 4000 | None | 85.7 | 0.147 | 0 | 85.7 | 0.147 | 0 | 85.7 | 0.147 | 0 | 85.7 | 0.147 | 0 | DEER:HVAC_Split-Package_AC | Annual | 1719 | 85.7 | 0.147 | 0 | 85.7 | 0.147 | 0 | NE-HVAC-airAC-SpltPkg-240to759kBtuh-11p5eer_MZDEER2017AnyRFFNewCZ02cPVVG | #N/A | NE-HVAC-airAC-SpltPkg-240to759kBtuh-11p5eer_SZDEER2017AnyRFFNewCZ02cDXGF | 165466 |  | #N/A | #N/A | #N/A | 85.7 | 0.147 | 0 | #N/A | #N/A | #N/A | 85.7 | 0.147 | 0 | #N/A | #N/A | 18.8 | 4000
NE-HVAC-airAC-SpltPkg-240to759kBtuh-11p5eer | DEER2017 | D17 v2 |  | Any | RFF | New | CZ03 | cDXGF | Cap-Tons | 13.3 | 4000 | None | 45.5 | 0.0949 | 0 | 45.5 | 0.0949 | 0 | 45.5 | 0.0949 | 0 | 45.5 | 0.0949 | 0 | DEER:HVAC_Split-Package_AC | Annual | 1719 | 45.5 | 0.0949 | 0 | 45.5 | 0.0949 | 0 | NE-HVAC-airAC-SpltPkg-240to759kBtuh-11p5eer_MZDEER2017AnyRFFNewCZ03cPVVG | #N/A | NE-HVAC-airAC-SpltPkg-240to759kBtuh-11p5eer_SZDEER2017AnyRFFNewCZ03cDXGF | 165467 |  | #N/A | #N/A | #N/A | 45.5 | 0.0949 | 0 | #N/A | #N/A | #N/A | 45.5 | 0.0949 | 0 | #N/A | #N/A | 13.3 | 4000
NE-HVAC-airAC-SpltPkg-240to759kBtuh-11p5eer | DEER2017 | D17 v2 |  | Any | RFF | New | CZ04 | cDXGF | Cap-Tons | 17.4 | 4000 | None | 101 | 0.138 | 0 | 101 | 0.138 | 0 | 101 | 0.138 | 0 | 101 | 0.138 | 0 | DEER:HVAC_Split-Package_AC | Annual | 1719 | 101 | 0.138 | 0 | 101 | 0.138 | 0 | NE-HVAC-airAC-SpltPkg-240to759kBtuh-11p5eer_MZDEER2017AnyRFFNewCZ04cPVVG | #N/A | NE-HVAC-airAC-SpltPkg-240to759kBtuh-11p5eer_SZDEER2017AnyRFFNewCZ04cDXGF | 165468 |  | #N/A | #N/A | #N/A | 101 | 0.138 | 0 | #N/A | #N/A | #N/A | 101 | 0.138 | 0 | #N/A | #N/A | 17.4 | 4000
NE-HVAC-airAC-SpltPkg-240to759kBtuh-11p5eer | DEER2017 | D17 v2 |  | Any | RFF | New | CZ05 | cDXGF | Cap-Tons | 11.8 | 4000 | None | 48.4 | 0.0677 | 0 | 48.4 | 0.0677 | 0 | 48.4 | 0.0677 | 0 | 48.4 | 0.0677 | 0 | DEER:HVAC_Split-Package_AC | Annual | 1719 | 48.4 | 0.0677 | 0 | 48.4 | 0.0677 | 0 | NE-HVAC-airAC-SpltPkg-240to759kBtuh-11p5eer_MZDEER2017AnyRFFNewCZ05cPVVG | #N/A | NE-HVAC-airAC-SpltPkg-240to759kBtuh-11p5eer_SZDEER2017AnyRFFNewCZ05cDXGF | 165469 |  | #N/A | #N/A | #N/A | 48.4 | 0.0677 | 0 | #N/A | #N/A | #N/A | 48.4 | 0.0677 | 0 | #N/A | #N/A | 11.8 | 4000
NE-HVAC-airAC-SpltPkg-240to759kBtuh-11p5eer | DEER2017 | D17 v2 |  | Any | RFF | New | CZ06 | cDXGF | Cap-Tons | 18.2 | 4000 | None | 87.2 | 0.0952 | 0 | 87.2 | 0.0952 | 0 | 87.2 | 0.0952 | 0 | 87.2 | 0.0952 | 0 | DEER:HVAC_Split-Package_AC | Annual | 1719 | 87.2 | 0.0952 | 0 | 87.2 | 0.0952 | 0 | NE-HVAC-airAC-SpltPkg-240to759kBtuh-11p5eer_MZDEER2017AnyRFFNewCZ06cPVVG | #N/A | NE-HVAC-airAC-SpltPkg-240to759kBtuh-11p5eer_SZDEER2017AnyRFFNewCZ06cDXGF | 165470 |  | #N/A | #N/A | #N/A | 87.2 | 0.0952 | 0 | #N/A | #N/A | #N/A | 87.2 | 0.0952 | 0 | #N/A | #N/A | 18.2 | 4000
NE-HVAC-airAC-SpltPkg-240to759kBtuh-11p5eer | DEER2017 | D17 v2 |  | Any | RFF | New | CZ07 | cDXGF | Cap-Tons | 13.9 | 4000 | None | 110 | 0.108 | 0 | 110 | 0.108 | 0 | 110 | 0.108 | 0 | 110 | 0.108 | 0 | DEER:HVAC_Split-Package_AC | Annual | 1719 | 110 | 0.108 | 0 | 110 | 0.108 | 0 | NE-HVAC-airAC-SpltPkg-240to759kBtuh-11p5eer_MZDEER2017AnyRFFNewCZ07cPVVG | #N/A | NE-HVAC-airAC-SpltPkg-240to759kBtuh-11p5eer_SZDEER2017AnyRFFNewCZ07cDXGF | 165471 |  | #N/A | #N/A | #N/A | 110 | 0.108 | 0 | #N/A | #N/A | #N/A | 110 | 0.108 | 0 | #N/A | #N/A | 13.9 | 4000
NE-HVAC-airAC-SpltPkg-240to759kBtuh-11p5eer | DEER2017 | D17 v2 |  | Any | RFF | New | CZ08 | cDXGF | Cap-Tons | 18.5 | 4000 | None | 129 | 0.123 | 0 | 129 | 0.123 | 0 | 129 | 0.123 | 0 | 129 | 0.123 | 0 | DEER:HVAC_Split-Package_AC | Annual | 1719 | 129 | 0.123 | 0 | 129 | 0.123 | 0 | NE-HVAC-airAC-SpltPkg-240to759kBtuh-11p5eer_MZDEER2017AnyRFFNewCZ08cPVVG | #N/A | NE-HVAC-airAC-SpltPkg-240to759kBtuh-11p5eer_SZDEER2017AnyRFFNewCZ08cDXGF | 165472 |  | #N/A | #N/A | #N/A | 129 | 0.123 | 0 | #N/A | #N/A | #N/A | 129 | 0.123 | 0 | #N/A | #N/A | 18.5 | 4000
NE-HVAC-airAC-SpltPkg-240to759kBtuh-11p5eer | DEER2017 | D17 v2 |  | Any | RFF | New | CZ09 | cDXGF | Cap-Tons | 23.8 | 4000 | None | 127 | 0.164 | 0 | 127 | 0.164 | 0 | 127 | 0.164 | 0 | 127 | 0.164 | 0 | DEER:HVAC_Split-Package_AC | Annual | 1719 | 127 | 0.164 | 0 | 127 | 0.164 | 0 | NE-HVAC-airAC-SpltPkg-240to759kBtuh-11p5eer_MZDEER2017AnyRFFNewCZ09cPVVG | #N/A | NE-HVAC-airAC-SpltPkg-240to759kBtuh-11p5eer_SZDEER2017AnyRFFNewCZ09cDXGF | 165473 |  | #N/A | #N/A | #N/A | 127 | 0.164 | 0 | #N/A | #N/A | #N/A | 127 | 0.164 | 0 | #N/A | #N/A | 23.8 | 4000
NE-HVAC-airAC-SpltPkg-240to759kBtuh-11p5eer | DEER2017 | D17 v2 |  | Any | RFF | New | CZ10 | cDXGF | Cap-Tons | 21.4 | 4000 | None | 162 | 0.184 | 0 | 162 | 0.184 | 0 | 162 | 0.184 | 0 | 162 | 0.184 | 0 | DEER:HVAC_Split-Package_AC | Annual | 1719 | 162 | 0.184 | 0 | 162 | 0.184 | 0 | NE-HVAC-airAC-SpltPkg-240to759kBtuh-11p5eer_MZDEER2017AnyRFFNewCZ10cPVVG | #N/A | NE-HVAC-airAC-SpltPkg-240to759kBtuh-11p5eer_SZDEER2017AnyRFFNewCZ10cDXGF | 165474 |  | #N/A | #N/A | #N/A | 162 | 0.184 | 0 | #N/A | #N/A | #N/A | 162 | 0.184 | 0 | #N/A | #N/A | 21.4 | 4000
NE-HVAC-airAC-SpltPkg-240to759kBtuh-11p5eer | DEER2017 | D17 v2 |  | Any | RFF | New | CZ11 | cDXGF | Cap-Tons | 23.8 | 4000 | None | 174 | 0.145 | 0 | 174 | 0.145 | 0 | 174 | 0.145 | 0 | 174 | 0.145 | 0 | DEER:HVAC_Split-Package_AC | Annual | 1719 | 174 | 0.145 | 0 | 174 | 0.145 | 0 | NE-HVAC-airAC-SpltPkg-240to759kBtuh-11p5eer_MZDEER2017AnyRFFNewCZ11cPVVG | #N/A | NE-HVAC-airAC-SpltPkg-240to759kBtuh-11p5eer_SZDEER2017AnyRFFNewCZ11cDXGF | 165475 |  | #N/A | #N/A | #N/A | 174 | 0.145 | 0 | #N/A | #N/A | #N/A | 174 | 0.145 | 0 | #N/A | #N/A | 23.8 | 4000
NE-HVAC-airAC-SpltPkg-240to759kBtuh-11p5eer | DEER2017 | D17 v2 |  | Any | RFF | New | CZ12 | cDXGF | Cap-Tons | 24.6 | 4000 | None | 118 | 0.136 | 0 | 118 | 0.136 | 0 | 118 | 0.136 | 0 | 118 | 0.136 | 0 | DEER:HVAC_Split-Package_AC | Annual | 1719 | 118 | 0.136 | 0 | 118 | 0.136 | 0 | NE-HVAC-airAC-SpltPkg-240to759kBtuh-11p5eer_MZDEER2017AnyRFFNewCZ12cPVVG | #N/A | NE-HVAC-airAC-SpltPkg-240to759kBtuh-11p5eer_SZDEER2017AnyRFFNewCZ12cDXGF | 165476 |  | #N/A | #N/A | #N/A | 118 | 0.136 | 0 | #N/A | #N/A | #N/A | 118 | 0.136 | 0 | #N/A | #N/A | 24.6 | 4000
NE-HVAC-airAC-SpltPkg-240to759kBtuh-11p5eer | DEER2017 | D17 v2 |  | Any | RFF | New | CZ13 | cDXGF | Cap-Tons | 24.1 | 4000 | None | 184 | 0.146 | 0 | 184 | 0.146 | 0 | 184 | 0.146 | 0 | 184 | 0.146 | 0 | DEER:HVAC_Split-Package_AC | Annual | 1719 | 184 | 0.146 | 0 | 184 | 0.146 | 0 | NE-HVAC-airAC-SpltPkg-240to759kBtuh-11p5eer_MZDEER2017AnyRFFNewCZ13cPVVG | #N/A | NE-HVAC-airAC-SpltPkg-240to759kBtuh-11p5eer_SZDEER2017AnyRFFNewCZ13cDXGF | 165477 |  | #N/A | #N/A | #N/A | 184 | 0.146 | 0 | #N/A | #N/A | #N/A | 184 | 0.146 | 0 | #N/A | #N/A | 24.1 | 4000
NE-HVAC-airAC-SpltPkg-240to759kBtuh-11p5eer | DEER2017 | D17 v2 |  | Any | RFF | New | CZ14 | cDXGF | Cap-Tons | 18.3 | 4000 | None | 222 | 0.182 | 0 | 222 | 0.182 | 0 | 222 | 0.182 | 0 | 222 | 0.182 | 0 | DEER:HVAC_Split-Package_AC | Annual | 1719 | 222 | 0.182 | 0 | 222 | 0.182 | 0 | NE-HVAC-airAC-SpltPkg-240to759kBtuh-11p5eer_MZDEER2017AnyRFFNewCZ14cPVVG | #N/A | NE-HVAC-airAC-SpltPkg-240to759kBtuh-11p5eer_SZDEER2017AnyRFFNewCZ14cDXGF | 165478 |  | #N/A | #N/A | #N/A | 222 | 0.182 | 0 | #N/A | #N/A | #N/A | 222 | 0.182 | 0 | #N/A | #N/A | 18.3 | 4000
NE-HVAC-airAC-SpltPkg-240to759kBtuh-11p5eer | DEER2017 | D17 v2 |  | Any | RFF | New | CZ15 | cDXGF | Cap-Tons | 28.3 | 4000 | None | 337 | 0.169 | 0 | 337 | 0.169 | 0 | 337 | 0.169 | 0 | 337 | 0.169 | 0 | DEER:HVAC_Split-Package_AC | Annual | 1719 | 337 | 0.169 | 0 | 337 | 0.169 | 0 | NE-HVAC-airAC-SpltPkg-240to759kBtuh-11p5eer_MZDEER2017AnyRFFNewCZ15cPVVG | #N/A | NE-HVAC-airAC-SpltPkg-240to759kBtuh-11p5eer_SZDEER2017AnyRFFNewCZ15cDXGF | 165479 |  | #N/A | #N/A | #N/A | 337 | 0.169 | 0 | #N/A | #N/A | #N/A | 337 | 0.169 | 0 | #N/A | #N/A | 28.3 | 4000
NE-HVAC-airAC-SpltPkg-240to759kBtuh-11p5eer | DEER2017 | D17 v2 |  | Any | RFF | New | CZ16 | cDXGF | Cap-Tons | 14.3 | 4000 | None | 72.8 | 0.0921 | 0 | 72.8 | 0.0921 | 0 | 72.8 | 0.0921 | 0 | 72.8 | 0.0921 | 0 | DEER:HVAC_Split-Package_AC | Annual | 1719 | 72.8 | 0.0921 | 0 | 72.8 | 0.0921 | 0 | NE-HVAC-airAC-SpltPkg-240to759kBtuh-11p5eer_MZDEER2017AnyRFFNewCZ16cPVVG | #N/A | NE-HVAC-airAC-SpltPkg-240to759kBtuh-11p5eer_SZDEER2017AnyRFFNewCZ16cDXGF | 165480 |  | #N/A | #N/A | #N/A | 72.8 | 0.0921 | 0 | #N/A | #N/A | #N/A | 72.8 | 0.0921 | 0 | #N/A | #N/A | 14.3 | 4000
NE-HVAC-airAC-SpltPkg-240to759kBtuh-11p5eer | DEER2017 | D17 v2 |  | Any | RSD | 1975 | CZ01 | cDXGF | Cap-Tons | 27.1 | 11200 | None | 21.4 | 0.0516 | 0 | 21.4 | 0.0516 | 0 | 21.4 | 0.0516 | 0 | 21.4 | 0.0516 | 0 | DEER:HVAC_Split-Package_AC | Annual | 1719 | 21.4 | 0.0516 | 0 | 21.4 | 0.0516 | 0 | NE-HVAC-airAC-SpltPkg-240to759kBtuh-11p5eer_MZDEER2017AnyRSD1975CZ01cPVVG | #N/A | NE-HVAC-airAC-SpltPkg-240to759kBtuh-11p5eer_SZDEER2017AnyRSD1975CZ01cDXGF | 12721 |  | #N/A | #N/A | #N/A | 21.4 | 0.0516 | 0 | #N/A | #N/A | #N/A | 21.4 | 0.0516 | 0 | #N/A | #N/A | 27.1 | 11200
NE-HVAC-airAC-SpltPkg-240to759kBtuh-11p5eer | DEER2017 | D17 v2 |  | Any | RSD | 1975 | CZ02 | cDXGF | Cap-Tons | 54 | 11200 | None | 98.9 | 0.166 | 0 | 98.9 | 0.166 | 0 | 98.9 | 0.166 | 0 | 98.9 | 0.166 | 0 | DEER:HVAC_Split-Package_AC | Annual | 1719 | 98.9 | 0.166 | 0 | 98.9 | 0.166 | 0 | NE-HVAC-airAC-SpltPkg-240to759kBtuh-11p5eer_MZDEER2017AnyRSD1975CZ02cPVVG | #N/A | NE-HVAC-airAC-SpltPkg-240to759kBtuh-11p5eer_SZDEER2017AnyRSD1975CZ02cDXGF | 12722 |  | #N/A | #N/A | #N/A | 98.9 | 0.166 | 0 | #N/A | #N/A | #N/A | 98.9 | 0.166 | 0 | #N/A | #N/A | 54 | 11200
NE-HVAC-airAC-SpltPkg-240to759kBtuh-11p5eer | DEER2017 | D17 v2 |  | Any | RSD | 1975 | CZ03 | cDXGF | Cap-Tons | 38.5 | 11200 | None | 60.7 | 0.114 | 0 | 60.7 | 0.114 | 0 | 60.7 | 0.114 | 0 | 60.7 | 0.114 | 0 | DEER:HVAC_Split-Package_AC | Annual | 1719 | 60.7 | 0.114 | 0 | 60.7 | 0.114 | 0 | NE-HVAC-airAC-SpltPkg-240to759kBtuh-11p5eer_MZDEER2017AnyRSD1975CZ03cPVVG | #N/A | NE-HVAC-airAC-SpltPkg-240to759kBtuh-11p5eer_SZDEER2017AnyRSD1975CZ03cDXGF | 12723 |  | #N/A | #N/A | #N/A | 60.7 | 0.114 | 0 | #N/A | #N/A | #N/A | 60.7 | 0.114 | 0 | #N/A | #N/A | 38.5 | 11200
NE-HVAC-airAC-SpltPkg-240to759kBtuh-11p5eer | DEER2017 | D17 v2 |  | Any | RSD | 1975 | CZ04 | cDXGF | Cap-Tons | 50.4 | 11200 | None | 114 | 0.153 | 0 | 114 | 0.153 | 0 | 114 | 0.153 | 0 | 114 | 0.153 | 0 | DEER:HVAC_Split-Package_AC | Annual | 1719 | 114 | 0.153 | 0 | 114 | 0.153 | 0 | NE-HVAC-airAC-SpltPkg-240to759kBtuh-11p5eer_MZDEER2017AnyRSD1975CZ04cPVVG | #N/A | NE-HVAC-airAC-SpltPkg-240to759kBtuh-11p5eer_SZDEER2017AnyRSD1975CZ04cDXGF | 12724 |  | #N/A | #N/A | #N/A | 114 | 0.153 | 0 | #N/A | #N/A | #N/A | 114 | 0.153 | 0 | #N/A | #N/A | 50.4 | 11200
NE-HVAC-airAC-SpltPkg-240to759kBtuh-11p5eer | DEER2017 | D17 v2 |  | Any | RSD | 1975 | CZ05 | cDXGF | Cap-Tons | 37.1 | 11200 | None | 63.1 | 0.0775 | 0 | 63.1 | 0.0775 | 0 | 63.1 | 0.0775 | 0 | 63.1 | 0.0775 | 0 | DEER:HVAC_Split-Package_AC | Annual | 1719 | 63.1 | 0.0775 | 0 | 63.1 | 0.0775 | 0 | NE-HVAC-airAC-SpltPkg-240to759kBtuh-11p5eer_MZDEER2017AnyRSD1975CZ05cPVVG | #N/A | NE-HVAC-airAC-SpltPkg-240to759kBtuh-11p5eer_SZDEER2017AnyRSD1975CZ05cDXGF | 12725 |  | #N/A | #N/A | #N/A | 63.1 | 0.0775 | 0 | #N/A | #N/A | #N/A | 63.1 | 0.0775 | 0 | #N/A | #N/A | 37.1 | 11200
NE-HVAC-airAC-SpltPkg-240to759kBtuh-11p5eer | DEER2017 | D17 v2 |  | Any | RSD | 1975 | CZ06 | cDXGF | Cap-Tons | 42.7 | 11200 | None | 133 | 0.135 | 0 | 133 | 0.135 | 0 | 133 | 0.135 | 0 | 133 | 0.135 | 0 | DEER:HVAC_Split-Package_AC | Annual | 1719 | 133 | 0.135 | 0 | 133 | 0.135 | 0 | NE-HVAC-airAC-SpltPkg-240to759kBtuh-11p5eer_MZDEER2017AnyRSD1975CZ06cPVVG | #N/A | NE-HVAC-airAC-SpltPkg-240to759kBtuh-11p5eer_SZDEER2017AnyRSD1975CZ06cDXGF | 12726 |  | #N/A | #N/A | #N/A | 133 | 0.135 | 0 | #N/A | #N/A | #N/A | 133 | 0.135 | 0 | #N/A | #N/A | 42.7 | 11200
NE-HVAC-airAC-SpltPkg-240to759kBtuh-11p5eer | DEER2017 | D17 v2 |  | Any | RSD | 1975 | CZ07 | cDXGF | Cap-Tons | 39.1 | 11200 | None | 129 | 0.125 | 0 | 129 | 0.125 | 0 | 129 | 0.125 | 0 | 129 | 0.125 | 0 | DEER:HVAC_Split-Package_AC | Annual | 1719 | 129 | 0.125 | 0 | 129 | 0.125 | 0 | NE-HVAC-airAC-SpltPkg-240to759kBtuh-11p5eer_MZDEER2017AnyRSD1975CZ07cPVVG | #N/A | NE-HVAC-airAC-SpltPkg-240to759kBtuh-11p5eer_SZDEER2017AnyRSD1975CZ07cDXGF | 12727 |  | #N/A | #N/A | #N/A | 129 | 0.125 | 0 | #N/A | #N/A | #N/A | 129 | 0.125 | 0 | #N/A | #N/A | 39.1 | 11200
NE-HVAC-airAC-SpltPkg-240to759kBtuh-11p5eer | DEER2017 | D17 v2 |  | Any | RSD | 1975 | CZ08 | cDXGF | Cap-Tons | 46 | 11200 | None | 167 | 0.15 | 0 | 167 | 0.15 | 0 | 167 | 0.15 | 0 | 167 | 0.15 | 0 | DEER:HVAC_Split-Package_AC | Annual | 1719 | 167 | 0.15 | 0 | 167 | 0.15 | 0 | NE-HVAC-airAC-SpltPkg-240to759kBtuh-11p5eer_MZDEER2017AnyRSD1975CZ08cPVVG | #N/A | NE-HVAC-airAC-SpltPkg-240to759kBtuh-11p5eer_SZDEER2017AnyRSD1975CZ08cDXGF | 12728 |  | #N/A | #N/A | #N/A | 167 | 0.15 | 0 | #N/A | #N/A | #N/A | 167 | 0.15 | 0 | #N/A | #N/A | 46 | 11200
NE-HVAC-airAC-SpltPkg-240to759kBtuh-11p5eer | DEER2017 | D17 v2 |  | Any | RSD | 1975 | CZ09 | cDXGF | Cap-Tons | 61.3 | 11200 | None | 150 | 0.18 | 0 | 150 | 0.18 | 0 | 150 | 0.18 | 0 | 150 | 0.18 | 0 | DEER:HVAC_Split-Package_AC | Annual | 1719 | 150 | 0.18 | 0 | 150 | 0.18 | 0 | NE-HVAC-airAC-SpltPkg-240to759kBtuh-11p5eer_MZDEER2017AnyRSD1975CZ09cPVVG | #N/A | NE-HVAC-airAC-SpltPkg-240to759kBtuh-11p5eer_SZDEER2017AnyRSD1975CZ09cDXGF | 12729 |  | #N/A | #N/A | #N/A | 150 | 0.18 | 0 | #N/A | #N/A | #N/A | 150 | 0.18 | 0 | #N/A | #N/A | 61.3 | 11200
NE-HVAC-airAC-SpltPkg-240to759kBtuh-11p5eer | DEER2017 | D17 v2 |  | Any | RSD | 1975 | CZ10 | cDXGF | Cap-Tons | 55.4 | 11200 | None | 190 | 0.195 | 0 | 190 | 0.195 | 0 | 190 | 0.195 | 0 | 190 | 0.195 | 0 | DEER:HVAC_Split-Package_AC | Annual | 1719 | 190 | 0.195 | 0 | 190 | 0.195 | 0 | NE-HVAC-airAC-SpltPkg-240to759kBtuh-11p5eer_MZDEER2017AnyRSD1975CZ10cPVVG | #N/A | NE-HVAC-airAC-SpltPkg-240to759kBtuh-11p5eer_SZDEER2017AnyRSD1975CZ10cDXGF | 12730 |  | #N/A | #N/A | #N/A | 190 | 0.195 | 0 | #N/A | #N/A | #N/A | 190 | 0.195 | 0 | #N/A | #N/A | 55.4 | 11200
NE-HVAC-airAC-SpltPkg-240to759kBtuh-11p5eer | DEER2017 | D17 v2 |  | Any | RSD | 1975 | CZ11 | cDXGF | Cap-Tons | 68.6 | 11200 | None | 175 | 0.157 | 0 | 175 | 0.157 | 0 | 175 | 0.157 | 0 | 175 | 0.157 | 0 | DEER:HVAC_Split-Package_AC | Annual | 1719 | 175 | 0.157 | 0 | 175 | 0.157 | 0 | NE-HVAC-airAC-SpltPkg-240to759kBtuh-11p5eer_MZDEER2017AnyRSD1975CZ11cPVVG | #N/A | NE-HVAC-airAC-SpltPkg-240to759kBtuh-11p5eer_SZDEER2017AnyRSD1975CZ11cDXGF | 12731 |  | #N/A | #N/A | #N/A | 175 | 0.157 | 0 | #N/A | #N/A | #N/A | 175 | 0.157 | 0 | #N/A | #N/A | 68.6 | 11200
NE-HVAC-airAC-SpltPkg-240to759kBtuh-11p5eer | DEER2017 | D17 v2 |  | Any | RSD | 1975 | CZ12 | cDXGF | Cap-Tons | 51.8 | 11200 | None | 172 | 0.172 | 0 | 172 | 0.172 | 0 | 172 | 0.172 | 0 | 172 | 0.172 | 0 | DEER:HVAC_Split-Package_AC | Annual | 1719 | 172 | 0.172 | 0 | 172 | 0.172 | 0 | NE-HVAC-airAC-SpltPkg-240to759kBtuh-11p5eer_MZDEER2017AnyRSD1975CZ12cPVVG | #N/A | NE-HVAC-airAC-SpltPkg-240to759kBtuh-11p5eer_SZDEER2017AnyRSD1975CZ12cDXGF | 12732 |  | #N/A | #N/A | #N/A | 172 | 0.172 | 0 | #N/A | #N/A | #N/A | 172 | 0.172 | 0 | #N/A | #N/A | 51.8 | 11200
NE-HVAC-airAC-SpltPkg-240to759kBtuh-11p5eer | DEER2017 | D17 v2 |  | Any | RSD | 1975 | CZ13 | cDXGF | Cap-Tons | 70.3 | 11200 | None | 181 | 0.157 | 0 | 181 | 0.157 | 0 | 181 | 0.157 | 0 | 181 | 0.157 | 0 | DEER:HVAC_Split-Package_AC | Annual | 1719 | 181 | 0.157 | 0 | 181 | 0.157 | 0 | NE-HVAC-airAC-SpltPkg-240to759kBtuh-11p5eer_MZDEER2017AnyRSD1975CZ13cPVVG | #N/A | NE-HVAC-airAC-SpltPkg-240to759kBtuh-11p5eer_SZDEER2017AnyRSD1975CZ13cDXGF | 12733 |  | #N/A | #N/A | #N/A | 181 | 0.157 | 0 | #N/A | #N/A | #N/A | 181 | 0.157 | 0 | #N/A | #N/A | 70.3 | 11200
NE-HVAC-airAC-SpltPkg-240to759kBtuh-11p5eer | DEER2017 | D17 v2 |  | Any | RSD | 1975 | CZ14 | cDXGF | Cap-Tons | 53.5 | 11200 | None | 222 | 0.187 | 0 | 222 | 0.187 | 0 | 222 | 0.187 | 0 | 222 | 0.187 | 0 | DEER:HVAC_Split-Package_AC | Annual | 1719 | 222 | 0.187 | 0 | 222 | 0.187 | 0 | NE-HVAC-airAC-SpltPkg-240to759kBtuh-11p5eer_MZDEER2017AnyRSD1975CZ14cPVVG | #N/A | NE-HVAC-airAC-SpltPkg-240to759kBtuh-11p5eer_SZDEER2017AnyRSD1975CZ14cDXGF | 12734 |  | #N/A | #N/A | #N/A | 222 | 0.187 | 0 | #N/A | #N/A | #N/A | 222 | 0.187 | 0 | #N/A | #N/A | 53.5 | 11200
NE-HVAC-airAC-SpltPkg-240to759kBtuh-11p5eer | DEER2017 | D17 v2 |  | Any | RSD | 1975 | CZ15 | cDXGF | Cap-Tons | 92.7 | 11200 | None | 276 | 0.16 | 0 | 276 | 0.16 | 0 | 276 | 0.16 | 0 | 276 | 0.16 | 0 | DEER:HVAC_Split-Package_AC | Annual | 1719 | 276 | 0.16 | 0 | 276 | 0.16 | 0 | NE-HVAC-airAC-SpltPkg-240to759kBtuh-11p5eer_MZDEER2017AnyRSD1975CZ15cPVVG | #N/A | NE-HVAC-airAC-SpltPkg-240to759kBtuh-11p5eer_SZDEER2017AnyRSD1975CZ15cDXGF | 12735 |  | #N/A | #N/A | #N/A | 276 | 0.16 | 0 | #N/A | #N/A | #N/A | 276 | 0.16 | 0 | #N/A | #N/A | 92.7 | 11200
NE-HVAC-airAC-SpltPkg-240to759kBtuh-11p5eer | DEER2017 | D17 v2 |  | Any | RSD | 1975 | CZ16 | cDXGF | Cap-Tons | 34.7 | 11200 | None | 96.1 | 0.127 | 0 | 96.1 | 0.127 | 0 | 96.1 | 0.127 | 0 | 96.1 | 0.127 | 0 | DEER:HVAC_Split-Package_AC | Annual | 1719 | 96.1 | 0.127 | 0 | 96.1 | 0.127 | 0 | NE-HVAC-airAC-SpltPkg-240to759kBtuh-11p5eer_MZDEER2017AnyRSD1975CZ16cPVVG | #N/A | NE-HVAC-airAC-SpltPkg-240to759kBtuh-11p5eer_SZDEER2017AnyRSD1975CZ16cDXGF | 12736 |  | #N/A | #N/A | #N/A | 96.1 | 0.127 | 0 | #N/A | #N/A | #N/A | 96.1 | 0.127 | 0 | #N/A | #N/A | 34.7 | 11200
NE-HVAC-airAC-SpltPkg-240to759kBtuh-11p5eer | DEER2017 | D17 v2 |  | Any | RSD | 1985 | CZ01 | cDXGF | Cap-Tons | 25.8 | 11200 | None | 26 | 0.0531 | 0 | 26 | 0.0531 | 0 | 26 | 0.0531 | 0 | 26 | 0.0531 | 0 | DEER:HVAC_Split-Package_AC | Annual | 1719 | 26 | 0.0531 | 0 | 26 | 0.0531 | 0 | NE-HVAC-airAC-SpltPkg-240to759kBtuh-11p5eer_MZDEER2017AnyRSD1985CZ01cPVVG | #N/A | NE-HVAC-airAC-SpltPkg-240to759kBtuh-11p5eer_SZDEER2017AnyRSD1985CZ01cDXGF | 34081 |  | #N/A | #N/A | #N/A | 26 | 0.0531 | 0 | #N/A | #N/A | #N/A | 26 | 0.0531 | 0 | #N/A | #N/A | 25.8 | 11200
NE-HVAC-airAC-SpltPkg-240to759kBtuh-11p5eer | DEER2017 | D17 v2 |  | Any | RSD | 1985 | CZ02 | cDXGF | Cap-Tons | 51.8 | 11200 | None | 95.7 | 0.16 | 0 | 95.7 | 0.16 | 0 | 95.7 | 0.16 | 0 | 95.7 | 0.16 | 0 | DEER:HVAC_Split-Package_AC | Annual | 1719 | 95.7 | 0.16 | 0 | 95.7 | 0.16 | 0 | NE-HVAC-airAC-SpltPkg-240to759kBtuh-11p5eer_MZDEER2017AnyRSD1985CZ02cPVVG | #N/A | NE-HVAC-airAC-SpltPkg-240to759kBtuh-11p5eer_SZDEER2017AnyRSD1985CZ02cDXGF | 34082 |  | #N/A | #N/A | #N/A | 95.7 | 0.16 | 0 | #N/A | #N/A | #N/A | 95.7 | 0.16 | 0 | #N/A | #N/A | 51.8 | 11200
NE-HVAC-airAC-SpltPkg-240to759kBtuh-11p5eer | DEER2017 | D17 v2 |  | Any | RSD | 1985 | CZ03 | cDXGF | Cap-Tons | 36.7 | 11200 | None | 61.6 | 0.11 | 0 | 61.6 | 0.11 | 0 | 61.6 | 0.11 | 0 | 61.6 | 0.11 | 0 | DEER:HVAC_Split-Package_AC | Annual | 1719 | 61.6 | 0.11 | 0 | 61.6 | 0.11 | 0 | NE-HVAC-airAC-SpltPkg-240to759kBtuh-11p5eer_MZDEER2017AnyRSD1985CZ03cPVVG | #N/A | NE-HVAC-airAC-SpltPkg-240to759kBtuh-11p5eer_SZDEER2017AnyRSD1985CZ03cDXGF | 34083 |  | #N/A | #N/A | #N/A | 61.6 | 0.11 | 0 | #N/A | #N/A | #N/A | 61.6 | 0.11 | 0 | #N/A | #N/A | 36.7 | 11200
NE-HVAC-airAC-SpltPkg-240to759kBtuh-11p5eer | DEER2017 | D17 v2 |  | Any | RSD | 1985 | CZ04 | cDXGF | Cap-Tons | 48.4 | 11200 | None | 112 | 0.148 | 0 | 112 | 0.148 | 0 | 112 | 0.148 | 0 | 112 | 0.148 | 0 | DEER:HVAC_Split-Package_AC | Annual | 1719 | 112 | 0.148 | 0 | 112 | 0.148 | 0 | NE-HVAC-airAC-SpltPkg-240to759kBtuh-11p5eer_MZDEER2017AnyRSD1985CZ04cPVVG | #N/A | NE-HVAC-airAC-SpltPkg-240to759kBtuh-11p5eer_SZDEER2017AnyRSD1985CZ04cDXGF | 34084 |  | #N/A | #N/A | #N/A | 112 | 0.148 | 0 | #N/A | #N/A | #N/A | 112 | 0.148 | 0 | #N/A | #N/A | 48.4 | 11200
NE-HVAC-airAC-SpltPkg-240to759kBtuh-11p5eer | DEER2017 | D17 v2 |  | Any | RSD | 1985 | CZ05 | cDXGF | Cap-Tons | 35.5 | 11200 | None | 62.7 | 0.0721 | 0 | 62.7 | 0.0721 | 0 | 62.7 | 0.0721 | 0 | 62.7 | 0.0721 | 0 | DEER:HVAC_Split-Package_AC | Annual | 1719 | 62.7 | 0.0721 | 0 | 62.7 | 0.0721 | 0 | NE-HVAC-airAC-SpltPkg-240to759kBtuh-11p5eer_MZDEER2017AnyRSD1985CZ05cPVVG | #N/A | NE-HVAC-airAC-SpltPkg-240to759kBtuh-11p5eer_SZDEER2017AnyRSD1985CZ05cDXGF | 34085 |  | #N/A | #N/A | #N/A | 62.7 | 0.0721 | 0 | #N/A | #N/A | #N/A | 62.7 | 0.0721 | 0 | #N/A | #N/A | 35.5 | 11200
NE-HVAC-airAC-SpltPkg-240to759kBtuh-11p5eer | DEER2017 | D17 v2 |  | Any | RSD | 1985 | CZ06 | cDXGF | Cap-Tons | 40.9 | 11200 | None | 133 | 0.129 | 0 | 133 | 0.129 | 0 | 133 | 0.129 | 0 | 133 | 0.129 | 0 | DEER:HVAC_Split-Package_AC | Annual | 1719 | 133 | 0.129 | 0 | 133 | 0.129 | 0 | NE-HVAC-airAC-SpltPkg-240to759kBtuh-11p5eer_MZDEER2017AnyRSD1985CZ06cPVVG | #N/A | NE-HVAC-airAC-SpltPkg-240to759kBtuh-11p5eer_SZDEER2017AnyRSD1985CZ06cDXGF | 34086 |  | #N/A | #N/A | #N/A | 133 | 0.129 | 0 | #N/A | #N/A | #N/A | 133 | 0.129 | 0 | #N/A | #N/A | 40.9 | 11200
NE-HVAC-airAC-SpltPkg-240to759kBtuh-11p5eer | DEER2017 | D17 v2 |  | Any | RSD | 1985 | CZ07 | cDXGF | Cap-Tons | 37.5 | 11200 | None | 130 | 0.119 | 0 | 130 | 0.119 | 0 | 130 | 0.119 | 0 | 130 | 0.119 | 0 | DEER:HVAC_Split-Package_AC | Annual | 1719 | 130 | 0.119 | 0 | 130 | 0.119 | 0 | NE-HVAC-airAC-SpltPkg-240to759kBtuh-11p5eer_MZDEER2017AnyRSD1985CZ07cPVVG | #N/A | NE-HVAC-airAC-SpltPkg-240to759kBtuh-11p5eer_SZDEER2017AnyRSD1985CZ07cDXGF | 34087 |  | #N/A | #N/A | #N/A | 130 | 0.119 | 0 | #N/A | #N/A | #N/A | 130 | 0.119 | 0 | #N/A | #N/A | 37.5 | 11200
NE-HVAC-airAC-SpltPkg-240to759kBtuh-11p5eer | DEER2017 | D17 v2 |  | Any | RSD | 1985 | CZ08 | cDXGF | Cap-Tons | 44.2 | 11200 | None | 163 | 0.144 | 0 | 163 | 0.144 | 0 | 163 | 0.144 | 0 | 163 | 0.144 | 0 | DEER:HVAC_Split-Package_AC | Annual | 1719 | 163 | 0.144 | 0 | 163 | 0.144 | 0 | NE-HVAC-airAC-SpltPkg-240to759kBtuh-11p5eer_MZDEER2017AnyRSD1985CZ08cPVVG | #N/A | NE-HVAC-airAC-SpltPkg-240to759kBtuh-11p5eer_SZDEER2017AnyRSD1985CZ08cDXGF | 34088 |  | #N/A | #N/A | #N/A | 163 | 0.144 | 0 | #N/A | #N/A | #N/A | 163 | 0.144 | 0 | #N/A | #N/A | 44.2 | 11200
NE-HVAC-airAC-SpltPkg-240to759kBtuh-11p5eer | DEER2017 | D17 v2 |  | Any | RSD | 1985 | CZ09 | cDXGF | Cap-Tons | 58.9 | 11200 | None | 146 | 0.178 | 0 | 146 | 0.178 | 0 | 146 | 0.178 | 0 | 146 | 0.178 | 0 | DEER:HVAC_Split-Package_AC | Annual | 1719 | 146 | 0.178 | 0 | 146 | 0.178 | 0 | NE-HVAC-airAC-SpltPkg-240to759kBtuh-11p5eer_MZDEER2017AnyRSD1985CZ09cPVVG | #N/A | NE-HVAC-airAC-SpltPkg-240to759kBtuh-11p5eer_SZDEER2017AnyRSD1985CZ09cDXGF | 34089 |  | #N/A | #N/A | #N/A | 146 | 0.178 | 0 | #N/A | #N/A | #N/A | 146 | 0.178 | 0 | #N/A | #N/A | 58.9 | 11200
NE-HVAC-airAC-SpltPkg-240to759kBtuh-11p5eer | DEER2017 | D17 v2 |  | Any | RSD | 1985 | CZ10 | cDXGF | Cap-Tons | 53.1 | 11200 | None | 186 | 0.194 | 0 | 186 | 0.194 | 0 | 186 | 0.194 | 0 | 186 | 0.194 | 0 | DEER:HVAC_Split-Package_AC | Annual | 1719 | 186 | 0.194 | 0 | 186 | 0.194 | 0 | NE-HVAC-airAC-SpltPkg-240to759kBtuh-11p5eer_MZDEER2017AnyRSD1985CZ10cPVVG | #N/A | NE-HVAC-airAC-SpltPkg-240to759kBtuh-11p5eer_SZDEER2017AnyRSD1985CZ10cDXGF | 34090 |  | #N/A | #N/A | #N/A | 186 | 0.194 | 0 | #N/A | #N/A | #N/A | 186 | 0.194 | 0 | #N/A | #N/A | 53.1 | 11200
NE-HVAC-airAC-SpltPkg-240to759kBtuh-11p5eer | DEER2017 | D17 v2 |  | Any | RSD | 1985 | CZ11 | cDXGF | Cap-Tons | 65.6 | 11200 | None | 172 | 0.154 | 0 | 172 | 0.154 | 0 | 172 | 0.154 | 0 | 172 | 0.154 | 0 | DEER:HVAC_Split-Package_AC | Annual | 1719 | 172 | 0.154 | 0 | 172 | 0.154 | 0 | NE-HVAC-airAC-SpltPkg-240to759kBtuh-11p5eer_MZDEER2017AnyRSD1985CZ11cPVVG | #N/A | NE-HVAC-airAC-SpltPkg-240to759kBtuh-11p5eer_SZDEER2017AnyRSD1985CZ11cDXGF | 34091 |  | #N/A | #N/A | #N/A | 172 | 0.154 | 0 | #N/A | #N/A | #N/A | 172 | 0.154 | 0 | #N/A | #N/A | 65.6 | 11200
NE-HVAC-airAC-SpltPkg-240to759kBtuh-11p5eer | DEER2017 | D17 v2 |  | Any | RSD | 1985 | CZ12 | cDXGF | Cap-Tons | 49.5 | 11200 | None | 168 | 0.169 | 0 | 168 | 0.169 | 0 | 168 | 0.169 | 0 | 168 | 0.169 | 0 | DEER:HVAC_Split-Package_AC | Annual | 1719 | 168 | 0.169 | 0 | 168 | 0.169 | 0 | NE-HVAC-airAC-SpltPkg-240to759kBtuh-11p5eer_MZDEER2017AnyRSD1985CZ12cPVVG | #N/A | NE-HVAC-airAC-SpltPkg-240to759kBtuh-11p5eer_SZDEER2017AnyRSD1985CZ12cDXGF | 34092 |  | #N/A | #N/A | #N/A | 168 | 0.169 | 0 | #N/A | #N/A | #N/A | 168 | 0.169 | 0 | #N/A | #N/A | 49.5 | 11200
NE-HVAC-airAC-SpltPkg-240to759kBtuh-11p5eer | DEER2017 | D17 v2 |  | Any | RSD | 1985 | CZ13 | cDXGF | Cap-Tons | 67.4 | 11200 | None | 176 | 0.151 | 0 | 176 | 0.151 | 0 | 176 | 0.151 | 0 | 176 | 0.151 | 0 | DEER:HVAC_Split-Package_AC | Annual | 1719 | 176 | 0.151 | 0 | 176 | 0.151 | 0 | NE-HVAC-airAC-SpltPkg-240to759kBtuh-11p5eer_MZDEER2017AnyRSD1985CZ13cPVVG | #N/A | NE-HVAC-airAC-SpltPkg-240to759kBtuh-11p5eer_SZDEER2017AnyRSD1985CZ13cDXGF | 34093 |  | #N/A | #N/A | #N/A | 176 | 0.151 | 0 | #N/A | #N/A | #N/A | 176 | 0.151 | 0 | #N/A | #N/A | 67.4 | 11200
NE-HVAC-airAC-SpltPkg-240to759kBtuh-11p5eer | DEER2017 | D17 v2 |  | Any | RSD | 1985 | CZ14 | cDXGF | Cap-Tons | 56.7 | 11200 | None | 198 | 0.172 | 0 | 198 | 0.172 | 0 | 198 | 0.172 | 0 | 198 | 0.172 | 0 | DEER:HVAC_Split-Package_AC | Annual | 1719 | 198 | 0.172 | 0 | 198 | 0.172 | 0 | NE-HVAC-airAC-SpltPkg-240to759kBtuh-11p5eer_MZDEER2017AnyRSD1985CZ14cPVVG | #N/A | NE-HVAC-airAC-SpltPkg-240to759kBtuh-11p5eer_SZDEER2017AnyRSD1985CZ14cDXGF | 34094 |  | #N/A | #N/A | #N/A | 198 | 0.172 | 0 | #N/A | #N/A | #N/A | 198 | 0.172 | 0 | #N/A | #N/A | 56.7 | 11200
NE-HVAC-airAC-SpltPkg-240to759kBtuh-11p5eer | DEER2017 | D17 v2 |  | Any | RSD | 1985 | CZ15 | cDXGF | Cap-Tons | 86.7 | 11200 | None | 275 | 0.153 | 0 | 275 | 0.153 | 0 | 275 | 0.153 | 0 | 275 | 0.153 | 0 | DEER:HVAC_Split-Package_AC | Annual | 1719 | 275 | 0.153 | 0 | 275 | 0.153 | 0 | NE-HVAC-airAC-SpltPkg-240to759kBtuh-11p5eer_MZDEER2017AnyRSD1985CZ15cPVVG | #N/A | NE-HVAC-airAC-SpltPkg-240to759kBtuh-11p5eer_SZDEER2017AnyRSD1985CZ15cDXGF | 34095 |  | #N/A | #N/A | #N/A | 275 | 0.153 | 0 | #N/A | #N/A | #N/A | 275 | 0.153 | 0 | #N/A | #N/A | 86.7 | 11200
NE-HVAC-airAC-SpltPkg-240to759kBtuh-11p5eer | DEER2017 | D17 v2 |  | Any | RSD | 1985 | CZ16 | cDXGF | Cap-Tons | 32.7 | 11200 | None | 96.6 | 0.12 | 0 | 96.6 | 0.12 | 0 | 96.6 | 0.12 | 0 | 96.6 | 0.12 | 0 | DEER:HVAC_Split-Package_AC | Annual | 1719 | 96.6 | 0.12 | 0 | 96.6 | 0.12 | 0 | NE-HVAC-airAC-SpltPkg-240to759kBtuh-11p5eer_MZDEER2017AnyRSD1985CZ16cPVVG | #N/A | NE-HVAC-airAC-SpltPkg-240to759kBtuh-11p5eer_SZDEER2017AnyRSD1985CZ16cDXGF | 34096 |  | #N/A | #N/A | #N/A | 96.6 | 0.12 | 0 | #N/A | #N/A | #N/A | 96.6 | 0.12 | 0 | #N/A | #N/A | 32.7 | 11200
NE-HVAC-airAC-SpltPkg-240to759kBtuh-11p5eer | DEER2017 | D17 v2 |  | Any | RSD | 1996 | CZ01 | cDXGF | Cap-Tons | 22.4 | 11200 | None | 25.2 | 0.0511 | 0 | 25.2 | 0.0511 | 0 | 25.2 | 0.0511 | 0 | 25.2 | 0.0511 | 0 | DEER:HVAC_Split-Package_AC | Annual | 1719 | 25.2 | 0.0511 | 0 | 25.2 | 0.0511 | 0 | NE-HVAC-airAC-SpltPkg-240to759kBtuh-11p5eer_MZDEER2017AnyRSD1996CZ01cPVVG | #N/A | NE-HVAC-airAC-SpltPkg-240to759kBtuh-11p5eer_SZDEER2017AnyRSD1996CZ01cDXGF | 55441 |  | #N/A | #N/A | #N/A | 25.2 | 0.0511 | 0 | #N/A | #N/A | #N/A | 25.2 | 0.0511 | 0 | #N/A | #N/A | 22.4 | 11200
NE-HVAC-airAC-SpltPkg-240to759kBtuh-11p5eer | DEER2017 | D17 v2 |  | Any | RSD | 1996 | CZ02 | cDXGF | Cap-Tons | 42 | 11200 | None | 108 | 0.164 | 0 | 108 | 0.164 | 0 | 108 | 0.164 | 0 | 108 | 0.164 | 0 | DEER:HVAC_Split-Package_AC | Annual | 1719 | 108 | 0.164 | 0 | 108 | 0.164 | 0 | NE-HVAC-airAC-SpltPkg-240to759kBtuh-11p5eer_MZDEER2017AnyRSD1996CZ02cPVVG | #N/A | NE-HVAC-airAC-SpltPkg-240to759kBtuh-11p5eer_SZDEER2017AnyRSD1996CZ02cDXGF | 55442 |  | #N/A | #N/A | #N/A | 108 | 0.164 | 0 | #N/A | #N/A | #N/A | 108 | 0.164 | 0 | #N/A | #N/A | 42 | 11200
NE-HVAC-airAC-SpltPkg-240to759kBtuh-11p5eer | DEER2017 | D17 v2 |  | Any | RSD | 1996 | CZ03 | cDXGF | Cap-Tons | 33.4 | 11200 | None | 59.3 | 0.105 | 0 | 59.3 | 0.105 | 0 | 59.3 | 0.105 | 0 | 59.3 | 0.105 | 0 | DEER:HVAC_Split-Package_AC | Annual | 1719 | 59.3 | 0.105 | 0 | 59.3 | 0.105 | 0 | NE-HVAC-airAC-SpltPkg-240to759kBtuh-11p5eer_MZDEER2017AnyRSD1996CZ03cPVVG | #N/A | NE-HVAC-airAC-SpltPkg-240to759kBtuh-11p5eer_SZDEER2017AnyRSD1996CZ03cDXGF | 55443 |  | #N/A | #N/A | #N/A | 59.3 | 0.105 | 0 | #N/A | #N/A | #N/A | 59.3 | 0.105 | 0 | #N/A | #N/A | 33.4 | 11200
NE-HVAC-airAC-SpltPkg-240to759kBtuh-11p5eer | DEER2017 | D17 v2 |  | Any | RSD | 1996 | CZ04 | cDXGF | Cap-Tons | 44.2 | 11200 | None | 111 | 0.144 | 0 | 111 | 0.144 | 0 | 111 | 0.144 | 0 | 111 | 0.144 | 0 | DEER:HVAC_Split-Package_AC | Annual | 1719 | 111 | 0.144 | 0 | 111 | 0.144 | 0 | NE-HVAC-airAC-SpltPkg-240to759kBtuh-11p5eer_MZDEER2017AnyRSD1996CZ04cPVVG | #N/A | NE-HVAC-airAC-SpltPkg-240to759kBtuh-11p5eer_SZDEER2017AnyRSD1996CZ04cDXGF | 55444 |  | #N/A | #N/A | #N/A | 111 | 0.144 | 0 | #N/A | #N/A | #N/A | 111 | 0.144 | 0 | #N/A | #N/A | 44.2 | 11200
NE-HVAC-airAC-SpltPkg-240to759kBtuh-11p5eer | DEER2017 | D17 v2 |  | Any | RSD | 1996 | CZ05 | cDXGF | Cap-Tons | 32.5 | 11200 | None | 59 | 0.0701 | 0 | 59 | 0.0701 | 0 | 59 | 0.0701 | 0 | 59 | 0.0701 | 0 | DEER:HVAC_Split-Package_AC | Annual | 1719 | 59 | 0.0701 | 0 | 59 | 0.0701 | 0 | NE-HVAC-airAC-SpltPkg-240to759kBtuh-11p5eer_MZDEER2017AnyRSD1996CZ05cPVVG | #N/A | NE-HVAC-airAC-SpltPkg-240to759kBtuh-11p5eer_SZDEER2017AnyRSD1996CZ05cDXGF | 55445 |  | #N/A | #N/A | #N/A | 59 | 0.0701 | 0 | #N/A | #N/A | #N/A | 59 | 0.0701 | 0 | #N/A | #N/A | 32.5 | 11200
NE-HVAC-airAC-SpltPkg-240to759kBtuh-11p5eer | DEER2017 | D17 v2 |  | Any | RSD | 1996 | CZ06 | cDXGF | Cap-Tons | 37.6 | 11200 | None | 134 | 0.128 | 0 | 134 | 0.128 | 0 | 134 | 0.128 | 0 | 134 | 0.128 | 0 | DEER:HVAC_Split-Package_AC | Annual | 1719 | 134 | 0.128 | 0 | 134 | 0.128 | 0 | NE-HVAC-airAC-SpltPkg-240to759kBtuh-11p5eer_MZDEER2017AnyRSD1996CZ06cPVVG | #N/A | NE-HVAC-airAC-SpltPkg-240to759kBtuh-11p5eer_SZDEER2017AnyRSD1996CZ06cDXGF | 55446 |  | #N/A | #N/A | #N/A | 134 | 0.128 | 0 | #N/A | #N/A | #N/A | 134 | 0.128 | 0 | #N/A | #N/A | 37.6 | 11200
NE-HVAC-airAC-SpltPkg-240to759kBtuh-11p5eer | DEER2017 | D17 v2 |  | Any | RSD | 1996 | CZ07 | cDXGF | Cap-Tons | 34.2 | 11200 | None | 129 | 0.118 | 0 | 129 | 0.118 | 0 | 129 | 0.118 | 0 | 129 | 0.118 | 0 | DEER:HVAC_Split-Package_AC | Annual | 1719 | 129 | 0.118 | 0 | 129 | 0.118 | 0 | NE-HVAC-airAC-SpltPkg-240to759kBtuh-11p5eer_MZDEER2017AnyRSD1996CZ07cPVVG | #N/A | NE-HVAC-airAC-SpltPkg-240to759kBtuh-11p5eer_SZDEER2017AnyRSD1996CZ07cDXGF | 55447 |  | #N/A | #N/A | #N/A | 129 | 0.118 | 0 | #N/A | #N/A | #N/A | 129 | 0.118 | 0 | #N/A | #N/A | 34.2 | 11200
NE-HVAC-airAC-SpltPkg-240to759kBtuh-11p5eer | DEER2017 | D17 v2 |  | Any | RSD | 1996 | CZ08 | cDXGF | Cap-Tons | 40.7 | 11200 | None | 166 | 0.143 | 0 | 166 | 0.143 | 0 | 166 | 0.143 | 0 | 166 | 0.143 | 0 | DEER:HVAC_Split-Package_AC | Annual | 1719 | 166 | 0.143 | 0 | 166 | 0.143 | 0 | NE-HVAC-airAC-SpltPkg-240to759kBtuh-11p5eer_MZDEER2017AnyRSD1996CZ08cPVVG | #N/A | NE-HVAC-airAC-SpltPkg-240to759kBtuh-11p5eer_SZDEER2017AnyRSD1996CZ08cDXGF | 55448 |  | #N/A | #N/A | #N/A | 166 | 0.143 | 0 | #N/A | #N/A | #N/A | 166 | 0.143 | 0 | #N/A | #N/A | 40.7 | 11200
NE-HVAC-airAC-SpltPkg-240to759kBtuh-11p5eer | DEER2017 | D17 v2 |  | Any | RSD | 1996 | CZ09 | cDXGF | Cap-Tons | 54.8 | 11200 | None | 147 | 0.18 | 0 | 147 | 0.18 | 0 | 147 | 0.18 | 0 | 147 | 0.18 | 0 | DEER:HVAC_Split-Package_AC | Annual | 1719 | 147 | 0.18 | 0 | 147 | 0.18 | 0 | NE-HVAC-airAC-SpltPkg-240to759kBtuh-11p5eer_MZDEER2017AnyRSD1996CZ09cPVVG | #N/A | NE-HVAC-airAC-SpltPkg-240to759kBtuh-11p5eer_SZDEER2017AnyRSD1996CZ09cDXGF | 55449 |  | #N/A | #N/A | #N/A | 147 | 0.18 | 0 | #N/A | #N/A | #N/A | 147 | 0.18 | 0 | #N/A | #N/A | 54.8 | 11200
NE-HVAC-airAC-SpltPkg-240to759kBtuh-11p5eer | DEER2017 | D17 v2 |  | Any | RSD | 1996 | CZ10 | cDXGF | Cap-Tons | 49 | 11200 | None | 185 | 0.194 | 0 | 185 | 0.194 | 0 | 185 | 0.194 | 0 | 185 | 0.194 | 0 | DEER:HVAC_Split-Package_AC | Annual | 1719 | 185 | 0.194 | 0 | 185 | 0.194 | 0 | NE-HVAC-airAC-SpltPkg-240to759kBtuh-11p5eer_MZDEER2017AnyRSD1996CZ10cPVVG | #N/A | NE-HVAC-airAC-SpltPkg-240to759kBtuh-11p5eer_SZDEER2017AnyRSD1996CZ10cDXGF | 55450 |  | #N/A | #N/A | #N/A | 185 | 0.194 | 0 | #N/A | #N/A | #N/A | 185 | 0.194 | 0 | #N/A | #N/A | 49 | 11200
NE-HVAC-airAC-SpltPkg-240to759kBtuh-11p5eer | DEER2017 | D17 v2 |  | Any | RSD | 1996 | CZ11 | cDXGF | Cap-Tons | 57 | 11200 | None | 179 | 0.163 | 0 | 179 | 0.163 | 0 | 179 | 0.163 | 0 | 179 | 0.163 | 0 | DEER:HVAC_Split-Package_AC | Annual | 1719 | 179 | 0.163 | 0 | 179 | 0.163 | 0 | NE-HVAC-airAC-SpltPkg-240to759kBtuh-11p5eer_MZDEER2017AnyRSD1996CZ11cPVVG | #N/A | NE-HVAC-airAC-SpltPkg-240to759kBtuh-11p5eer_SZDEER2017AnyRSD1996CZ11cDXGF | 55451 |  | #N/A | #N/A | #N/A | 179 | 0.163 | 0 | #N/A | #N/A | #N/A | 179 | 0.163 | 0 | #N/A | #N/A | 57 | 11200
NE-HVAC-airAC-SpltPkg-240to759kBtuh-11p5eer | DEER2017 | D17 v2 |  | Any | RSD | 1996 | CZ12 | cDXGF | Cap-Tons | 44.4 | 11200 | None | 165 | 0.167 | 0 | 165 | 0.167 | 0 | 165 | 0.167 | 0 | 165 | 0.167 | 0 | DEER:HVAC_Split-Package_AC | Annual | 1719 | 165 | 0.167 | 0 | 165 | 0.167 | 0 | NE-HVAC-airAC-SpltPkg-240to759kBtuh-11p5eer_MZDEER2017AnyRSD1996CZ12cPVVG | #N/A | NE-HVAC-airAC-SpltPkg-240to759kBtuh-11p5eer_SZDEER2017AnyRSD1996CZ12cDXGF | 55452 |  | #N/A | #N/A | #N/A | 165 | 0.167 | 0 | #N/A | #N/A | #N/A | 165 | 0.167 | 0 | #N/A | #N/A | 44.4 | 11200
NE-HVAC-airAC-SpltPkg-240to759kBtuh-11p5eer | DEER2017 | D17 v2 |  | Any | RSD | 1996 | CZ13 | cDXGF | Cap-Tons | 61.3 | 11200 | None | 176 | 0.153 | 0 | 176 | 0.153 | 0 | 176 | 0.153 | 0 | 176 | 0.153 | 0 | DEER:HVAC_Split-Package_AC | Annual | 1719 | 176 | 0.153 | 0 | 176 | 0.153 | 0 | NE-HVAC-airAC-SpltPkg-240to759kBtuh-11p5eer_MZDEER2017AnyRSD1996CZ13cPVVG | #N/A | NE-HVAC-airAC-SpltPkg-240to759kBtuh-11p5eer_SZDEER2017AnyRSD1996CZ13cDXGF | 55453 |  | #N/A | #N/A | #N/A | 176 | 0.153 | 0 | #N/A | #N/A | #N/A | 176 | 0.153 | 0 | #N/A | #N/A | 61.3 | 11200
NE-HVAC-airAC-SpltPkg-240to759kBtuh-11p5eer | DEER2017 | D17 v2 |  | Any | RSD | 1996 | CZ14 | cDXGF | Cap-Tons | 45.1 | 11200 | None | 218 | 0.187 | 0 | 218 | 0.187 | 0 | 218 | 0.187 | 0 | 218 | 0.187 | 0 | DEER:HVAC_Split-Package_AC | Annual | 1719 | 218 | 0.187 | 0 | 218 | 0.187 | 0 | NE-HVAC-airAC-SpltPkg-240to759kBtuh-11p5eer_MZDEER2017AnyRSD1996CZ14cPVVG | #N/A | NE-HVAC-airAC-SpltPkg-240to759kBtuh-11p5eer_SZDEER2017AnyRSD1996CZ14cDXGF | 55454 |  | #N/A | #N/A | #N/A | 218 | 0.187 | 0 | #N/A | #N/A | #N/A | 218 | 0.187 | 0 | #N/A | #N/A | 45.1 | 11200
NE-HVAC-airAC-SpltPkg-240to759kBtuh-11p5eer | DEER2017 | D17 v2 |  | Any | RSD | 1996 | CZ15 | cDXGF | Cap-Tons | 78.4 | 11200 | None | 281 | 0.158 | 0 | 281 | 0.158 | 0 | 281 | 0.158 | 0 | 281 | 0.158 | 0 | DEER:HVAC_Split-Package_AC | Annual | 1719 | 281 | 0.158 | 0 | 281 | 0.158 | 0 | NE-HVAC-airAC-SpltPkg-240to759kBtuh-11p5eer_MZDEER2017AnyRSD1996CZ15cPVVG | #N/A | NE-HVAC-airAC-SpltPkg-240to759kBtuh-11p5eer_SZDEER2017AnyRSD1996CZ15cDXGF | 55455 |  | #N/A | #N/A | #N/A | 281 | 0.158 | 0 | #N/A | #N/A | #N/A | 281 | 0.158 | 0 | #N/A | #N/A | 78.4 | 11200
NE-HVAC-airAC-SpltPkg-240to759kBtuh-11p5eer | DEER2017 | D17 v2 |  | Any | RSD | 1996 | CZ16 | cDXGF | Cap-Tons | 29.1 | 11200 | None | 93 | 0.115 | 0 | 93 | 0.115 | 0 | 93 | 0.115 | 0 | 93 | 0.115 | 0 | DEER:HVAC_Split-Package_AC | Annual | 1719 | 93 | 0.115 | 0 | 93 | 0.115 | 0 | NE-HVAC-airAC-SpltPkg-240to759kBtuh-11p5eer_MZDEER2017AnyRSD1996CZ16cPVVG | #N/A | NE-HVAC-airAC-SpltPkg-240to759kBtuh-11p5eer_SZDEER2017AnyRSD1996CZ16cDXGF | 55456 |  | #N/A | #N/A | #N/A | 93 | 0.115 | 0 | #N/A | #N/A | #N/A | 93 | 0.115 | 0 | #N/A | #N/A | 29.1 | 11200
NE-HVAC-airAC-SpltPkg-240to759kBtuh-11p5eer | DEER2017 | D17 v2 |  | Any | RSD | 2003 | CZ01 | cDXGF | Cap-Tons | 15.7 | 11200 | None | 68.6 | 0.0851 | 0 | 68.6 | 0.0851 | 0 | 68.6 | 0.0851 | 0 | 68.6 | 0.0851 | 0 | DEER:HVAC_Split-Package_AC | Annual | 1719 | 68.6 | 0.0851 | 0 | 68.6 | 0.0851 | 0 | NE-HVAC-airAC-SpltPkg-240to759kBtuh-11p5eer_MZDEER2017AnyRSD2003CZ01cPVVG | #N/A | NE-HVAC-airAC-SpltPkg-240to759kBtuh-11p5eer_SZDEER2017AnyRSD2003CZ01cDXGF | 76801 |  | #N/A | #N/A | #N/A | 68.6 | 0.0851 | 0 | #N/A | #N/A | #N/A | 68.6 | 0.0851 | 0 | #N/A | #N/A | 15.7 | 11200
NE-HVAC-airAC-SpltPkg-240to759kBtuh-11p5eer | DEER2017 | D17 v2 |  | Any | RSD | 2003 | CZ02 | cDXGF | Cap-Tons | 40.6 | 11200 | None | 110 | 0.159 | 0 | 110 | 0.159 | 0 | 110 | 0.159 | 0 | 110 | 0.159 | 0 | DEER:HVAC_Split-Package_AC | Annual | 1719 | 110 | 0.159 | 0 | 110 | 0.159 | 0 | NE-HVAC-airAC-SpltPkg-240to759kBtuh-11p5eer_MZDEER2017AnyRSD2003CZ02cPVVG | #N/A | NE-HVAC-airAC-SpltPkg-240to759kBtuh-11p5eer_SZDEER2017AnyRSD2003CZ02cDXGF | 76802 |  | #N/A | #N/A | #N/A | 110 | 0.159 | 0 | #N/A | #N/A | #N/A | 110 | 0.159 | 0 | #N/A | #N/A | 40.6 | 11200
NE-HVAC-airAC-SpltPkg-240to759kBtuh-11p5eer | DEER2017 | D17 v2 |  | Any | RSD | 2003 | CZ03 | cDXGF | Cap-Tons | 33.2 | 11200 | None | 61.4 | 0.105 | 0 | 61.4 | 0.105 | 0 | 61.4 | 0.105 | 0 | 61.4 | 0.105 | 0 | DEER:HVAC_Split-Package_AC | Annual | 1719 | 61.4 | 0.105 | 0 | 61.4 | 0.105 | 0 | NE-HVAC-airAC-SpltPkg-240to759kBtuh-11p5eer_MZDEER2017AnyRSD2003CZ03cPVVG | #N/A | NE-HVAC-airAC-SpltPkg-240to759kBtuh-11p5eer_SZDEER2017AnyRSD2003CZ03cDXGF | 76803 |  | #N/A | #N/A | #N/A | 61.4 | 0.105 | 0 | #N/A | #N/A | #N/A | 61.4 | 0.105 | 0 | #N/A | #N/A | 33.2 | 11200
NE-HVAC-airAC-SpltPkg-240to759kBtuh-11p5eer | DEER2017 | D17 v2 |  | Any | RSD | 2003 | CZ04 | cDXGF | Cap-Tons | 44.7 | 11200 | None | 110 | 0.141 | 0 | 110 | 0.141 | 0 | 110 | 0.141 | 0 | 110 | 0.141 | 0 | DEER:HVAC_Split-Package_AC | Annual | 1719 | 110 | 0.141 | 0 | 110 | 0.141 | 0 | NE-HVAC-airAC-SpltPkg-240to759kBtuh-11p5eer_MZDEER2017AnyRSD2003CZ04cPVVG | #N/A | NE-HVAC-airAC-SpltPkg-240to759kBtuh-11p5eer_SZDEER2017AnyRSD2003CZ04cDXGF | 76804 |  | #N/A | #N/A | #N/A | 110 | 0.141 | 0 | #N/A | #N/A | #N/A | 110 | 0.141 | 0 | #N/A | #N/A | 44.7 | 11200
NE-HVAC-airAC-SpltPkg-240to759kBtuh-11p5eer | DEER2017 | D17 v2 |  | Any | RSD | 2003 | CZ05 | cDXGF | Cap-Tons | 32.4 | 11200 | None | 60.7 | 0.0699 | 0 | 60.7 | 0.0699 | 0 | 60.7 | 0.0699 | 0 | 60.7 | 0.0699 | 0 | DEER:HVAC_Split-Package_AC | Annual | 1719 | 60.7 | 0.0699 | 0 | 60.7 | 0.0699 | 0 | NE-HVAC-airAC-SpltPkg-240to759kBtuh-11p5eer_MZDEER2017AnyRSD2003CZ05cPVVG | #N/A | NE-HVAC-airAC-SpltPkg-240to759kBtuh-11p5eer_SZDEER2017AnyRSD2003CZ05cDXGF | 76805 |  | #N/A | #N/A | #N/A | 60.7 | 0.0699 | 0 | #N/A | #N/A | #N/A | 60.7 | 0.0699 | 0 | #N/A | #N/A | 32.4 | 11200
NE-HVAC-airAC-SpltPkg-240to759kBtuh-11p5eer | DEER2017 | D17 v2 |  | Any | RSD | 2003 | CZ06 | cDXGF | Cap-Tons | 37.2 | 11200 | None | 137 | 0.128 | 0 | 137 | 0.128 | 0 | 137 | 0.128 | 0 | 137 | 0.128 | 0 | DEER:HVAC_Split-Package_AC | Annual | 1719 | 137 | 0.128 | 0 | 137 | 0.128 | 0 | NE-HVAC-airAC-SpltPkg-240to759kBtuh-11p5eer_MZDEER2017AnyRSD2003CZ06cPVVG | #N/A | NE-HVAC-airAC-SpltPkg-240to759kBtuh-11p5eer_SZDEER2017AnyRSD2003CZ06cDXGF | 76806 |  | #N/A | #N/A | #N/A | 137 | 0.128 | 0 | #N/A | #N/A | #N/A | 137 | 0.128 | 0 | #N/A | #N/A | 37.2 | 11200
NE-HVAC-airAC-SpltPkg-240to759kBtuh-11p5eer | DEER2017 | D17 v2 |  | Any | RSD | 2003 | CZ07 | cDXGF | Cap-Tons | 34.1 | 11200 | None | 132 | 0.117 | 0 | 132 | 0.117 | 0 | 132 | 0.117 | 0 | 132 | 0.117 | 0 | DEER:HVAC_Split-Package_AC | Annual | 1719 | 132 | 0.117 | 0 | 132 | 0.117 | 0 | NE-HVAC-airAC-SpltPkg-240to759kBtuh-11p5eer_MZDEER2017AnyRSD2003CZ07cPVVG | #N/A | NE-HVAC-airAC-SpltPkg-240to759kBtuh-11p5eer_SZDEER2017AnyRSD2003CZ07cDXGF | 76807 |  | #N/A | #N/A | #N/A | 132 | 0.117 | 0 | #N/A | #N/A | #N/A | 132 | 0.117 | 0 | #N/A | #N/A | 34.1 | 11200
NE-HVAC-airAC-SpltPkg-240to759kBtuh-11p5eer | DEER2017 | D17 v2 |  | Any | RSD | 2003 | CZ08 | cDXGF | Cap-Tons | 40.5 | 11200 | None | 167 | 0.143 | 0 | 167 | 0.143 | 0 | 167 | 0.143 | 0 | 167 | 0.143 | 0 | DEER:HVAC_Split-Package_AC | Annual | 1719 | 167 | 0.143 | 0 | 167 | 0.143 | 0 | NE-HVAC-airAC-SpltPkg-240to759kBtuh-11p5eer_MZDEER2017AnyRSD2003CZ08cPVVG | #N/A | NE-HVAC-airAC-SpltPkg-240to759kBtuh-11p5eer_SZDEER2017AnyRSD2003CZ08cDXGF | 76808 |  | #N/A | #N/A | #N/A | 167 | 0.143 | 0 | #N/A | #N/A | #N/A | 167 | 0.143 | 0 | #N/A | #N/A | 40.5 | 11200
NE-HVAC-airAC-SpltPkg-240to759kBtuh-11p5eer | DEER2017 | D17 v2 |  | Any | RSD | 2003 | CZ09 | cDXGF | Cap-Tons | 54 | 11200 | None | 146 | 0.178 | 0 | 146 | 0.178 | 0 | 146 | 0.178 | 0 | 146 | 0.178 | 0 | DEER:HVAC_Split-Package_AC | Annual | 1719 | 146 | 0.178 | 0 | 146 | 0.178 | 0 | NE-HVAC-airAC-SpltPkg-240to759kBtuh-11p5eer_MZDEER2017AnyRSD2003CZ09cPVVG | #N/A | NE-HVAC-airAC-SpltPkg-240to759kBtuh-11p5eer_SZDEER2017AnyRSD2003CZ09cDXGF | 76809 |  | #N/A | #N/A | #N/A | 146 | 0.178 | 0 | #N/A | #N/A | #N/A | 146 | 0.178 | 0 | #N/A | #N/A | 54 | 11200
NE-HVAC-airAC-SpltPkg-240to759kBtuh-11p5eer | DEER2017 | D17 v2 |  | Any | RSD | 2003 | CZ10 | cDXGF | Cap-Tons | 47.1 | 11200 | None | 186 | 0.192 | 0 | 186 | 0.192 | 0 | 186 | 0.192 | 0 | 186 | 0.192 | 0 | DEER:HVAC_Split-Package_AC | Annual | 1719 | 186 | 0.192 | 0 | 186 | 0.192 | 0 | NE-HVAC-airAC-SpltPkg-240to759kBtuh-11p5eer_MZDEER2017AnyRSD2003CZ10cPVVG | #N/A | NE-HVAC-airAC-SpltPkg-240to759kBtuh-11p5eer_SZDEER2017AnyRSD2003CZ10cDXGF | 76810 |  | #N/A | #N/A | #N/A | 186 | 0.192 | 0 | #N/A | #N/A | #N/A | 186 | 0.192 | 0 | #N/A | #N/A | 47.1 | 11200
NE-HVAC-airAC-SpltPkg-240to759kBtuh-11p5eer | DEER2017 | D17 v2 |  | Any | RSD | 2003 | CZ11 | cDXGF | Cap-Tons | 55.1 | 11200 | None | 184 | 0.164 | 0 | 184 | 0.164 | 0 | 184 | 0.164 | 0 | 184 | 0.164 | 0 | DEER:HVAC_Split-Package_AC | Annual | 1719 | 184 | 0.164 | 0 | 184 | 0.164 | 0 | NE-HVAC-airAC-SpltPkg-240to759kBtuh-11p5eer_MZDEER2017AnyRSD2003CZ11cPVVG | #N/A | NE-HVAC-airAC-SpltPkg-240to759kBtuh-11p5eer_SZDEER2017AnyRSD2003CZ11cDXGF | 76811 |  | #N/A | #N/A | #N/A | 184 | 0.164 | 0 | #N/A | #N/A | #N/A | 184 | 0.164 | 0 | #N/A | #N/A | 55.1 | 11200
NE-HVAC-airAC-SpltPkg-240to759kBtuh-11p5eer | DEER2017 | D17 v2 |  | Any | RSD | 2003 | CZ12 | cDXGF | Cap-Tons | 43.5 | 11200 | None | 169 | 0.167 | 0 | 169 | 0.167 | 0 | 169 | 0.167 | 0 | 169 | 0.167 | 0 | DEER:HVAC_Split-Package_AC | Annual | 1719 | 169 | 0.167 | 0 | 169 | 0.167 | 0 | NE-HVAC-airAC-SpltPkg-240to759kBtuh-11p5eer_MZDEER2017AnyRSD2003CZ12cPVVG | #N/A | NE-HVAC-airAC-SpltPkg-240to759kBtuh-11p5eer_SZDEER2017AnyRSD2003CZ12cDXGF | 76812 |  | #N/A | #N/A | #N/A | 169 | 0.167 | 0 | #N/A | #N/A | #N/A | 169 | 0.167 | 0 | #N/A | #N/A | 43.5 | 11200
NE-HVAC-airAC-SpltPkg-240to759kBtuh-11p5eer | DEER2017 | D17 v2 |  | Any | RSD | 2003 | CZ13 | cDXGF | Cap-Tons | 59.4 | 11200 | None | 179 | 0.155 | 0 | 179 | 0.155 | 0 | 179 | 0.155 | 0 | 179 | 0.155 | 0 | DEER:HVAC_Split-Package_AC | Annual | 1719 | 179 | 0.155 | 0 | 179 | 0.155 | 0 | NE-HVAC-airAC-SpltPkg-240to759kBtuh-11p5eer_MZDEER2017AnyRSD2003CZ13cPVVG | #N/A | NE-HVAC-airAC-SpltPkg-240to759kBtuh-11p5eer_SZDEER2017AnyRSD2003CZ13cDXGF | 76813 |  | #N/A | #N/A | #N/A | 179 | 0.155 | 0 | #N/A | #N/A | #N/A | 179 | 0.155 | 0 | #N/A | #N/A | 59.4 | 11200
NE-HVAC-airAC-SpltPkg-240to759kBtuh-11p5eer | DEER2017 | D17 v2 |  | Any | RSD | 2003 | CZ14 | cDXGF | Cap-Tons | 44.4 | 11200 | None | 219 | 0.187 | 0 | 219 | 0.187 | 0 | 219 | 0.187 | 0 | 219 | 0.187 | 0 | DEER:HVAC_Split-Package_AC | Annual | 1719 | 219 | 0.187 | 0 | 219 | 0.187 | 0 | NE-HVAC-airAC-SpltPkg-240to759kBtuh-11p5eer_MZDEER2017AnyRSD2003CZ14cPVVG | #N/A | NE-HVAC-airAC-SpltPkg-240to759kBtuh-11p5eer_SZDEER2017AnyRSD2003CZ14cDXGF | 76814 |  | #N/A | #N/A | #N/A | 219 | 0.187 | 0 | #N/A | #N/A | #N/A | 219 | 0.187 | 0 | #N/A | #N/A | 44.4 | 11200
NE-HVAC-airAC-SpltPkg-240to759kBtuh-11p5eer | DEER2017 | D17 v2 |  | Any | RSD | 2003 | CZ15 | cDXGF | Cap-Tons | 76.8 | 11200 | None | 284 | 0.16 | 0 | 284 | 0.16 | 0 | 284 | 0.16 | 0 | 284 | 0.16 | 0 | DEER:HVAC_Split-Package_AC | Annual | 1719 | 284 | 0.16 | 0 | 284 | 0.16 | 0 | NE-HVAC-airAC-SpltPkg-240to759kBtuh-11p5eer_MZDEER2017AnyRSD2003CZ15cPVVG | #N/A | NE-HVAC-airAC-SpltPkg-240to759kBtuh-11p5eer_SZDEER2017AnyRSD2003CZ15cDXGF | 76815 |  | #N/A | #N/A | #N/A | 284 | 0.16 | 0 | #N/A | #N/A | #N/A | 284 | 0.16 | 0 | #N/A | #N/A | 76.8 | 11200
NE-HVAC-airAC-SpltPkg-240to759kBtuh-11p5eer | DEER2017 | D17 v2 |  | Any | RSD | 2003 | CZ16 | cDXGF | Cap-Tons | 29 | 11200 | None | 94.9 | 0.115 | 0 | 94.9 | 0.115 | 0 | 94.9 | 0.115 | 0 | 94.9 | 0.115 | 0 | DEER:HVAC_Split-Package_AC | Annual | 1719 | 94.9 | 0.115 | 0 | 94.9 | 0.115 | 0 | NE-HVAC-airAC-SpltPkg-240to759kBtuh-11p5eer_MZDEER2017AnyRSD2003CZ16cPVVG | #N/A | NE-HVAC-airAC-SpltPkg-240to759kBtuh-11p5eer_SZDEER2017AnyRSD2003CZ16cDXGF | 76816 |  | #N/A | #N/A | #N/A | 94.9 | 0.115 | 0 | #N/A | #N/A | #N/A | 94.9 | 0.115 | 0 | #N/A | #N/A | 29 | 11200
NE-HVAC-airAC-SpltPkg-240to759kBtuh-11p5eer | DEER2017 | D17 v2 |  | Any | RSD | 2007 | CZ01 | cDXGF | Cap-Tons | 15.4 | 11200 | None | 67.4 | 0.0844 | 0 | 67.4 | 0.0844 | 0 | 67.4 | 0.0844 | 0 | 67.4 | 0.0844 | 0 | DEER:HVAC_Split-Package_AC | Annual | 1719 | 67.4 | 0.0844 | 0 | 67.4 | 0.0844 | 0 | NE-HVAC-airAC-SpltPkg-240to759kBtuh-11p5eer_MZDEER2017AnyRSD2007CZ01cPVVG | #N/A | NE-HVAC-airAC-SpltPkg-240to759kBtuh-11p5eer_SZDEER2017AnyRSD2007CZ01cDXGF | 98161 |  | #N/A | #N/A | #N/A | 67.4 | 0.0844 | 0 | #N/A | #N/A | #N/A | 67.4 | 0.0844 | 0 | #N/A | #N/A | 15.4 | 11200
NE-HVAC-airAC-SpltPkg-240to759kBtuh-11p5eer | DEER2017 | D17 v2 |  | Any | RSD | 2007 | CZ02 | cDXGF | Cap-Tons | 40.3 | 11200 | None | 109 | 0.159 | 0 | 109 | 0.159 | 0 | 109 | 0.159 | 0 | 109 | 0.159 | 0 | DEER:HVAC_Split-Package_AC | Annual | 1719 | 109 | 0.159 | 0 | 109 | 0.159 | 0 | NE-HVAC-airAC-SpltPkg-240to759kBtuh-11p5eer_MZDEER2017AnyRSD2007CZ02cPVVG | #N/A | NE-HVAC-airAC-SpltPkg-240to759kBtuh-11p5eer_SZDEER2017AnyRSD2007CZ02cDXGF | 98162 |  | #N/A | #N/A | #N/A | 109 | 0.159 | 0 | #N/A | #N/A | #N/A | 109 | 0.159 | 0 | #N/A | #N/A | 40.3 | 11200
NE-HVAC-airAC-SpltPkg-240to759kBtuh-11p5eer | DEER2017 | D17 v2 |  | Any | RSD | 2007 | CZ03 | cDXGF | Cap-Tons | 33 | 11200 | None | 60.3 | 0.104 | 0 | 60.3 | 0.104 | 0 | 60.3 | 0.104 | 0 | 60.3 | 0.104 | 0 | DEER:HVAC_Split-Package_AC | Annual | 1719 | 60.3 | 0.104 | 0 | 60.3 | 0.104 | 0 | NE-HVAC-airAC-SpltPkg-240to759kBtuh-11p5eer_MZDEER2017AnyRSD2007CZ03cPVVG | #N/A | NE-HVAC-airAC-SpltPkg-240to759kBtuh-11p5eer_SZDEER2017AnyRSD2007CZ03cDXGF | 98163 |  | #N/A | #N/A | #N/A | 60.3 | 0.104 | 0 | #N/A | #N/A | #N/A | 60.3 | 0.104 | 0 | #N/A | #N/A | 33 | 11200
NE-HVAC-airAC-SpltPkg-240to759kBtuh-11p5eer | DEER2017 | D17 v2 |  | Any | RSD | 2007 | CZ04 | cDXGF | Cap-Tons | 44.5 | 11200 | None | 109 | 0.141 | 0 | 109 | 0.141 | 0 | 109 | 0.141 | 0 | 109 | 0.141 | 0 | DEER:HVAC_Split-Package_AC | Annual | 1719 | 109 | 0.141 | 0 | 109 | 0.141 | 0 | NE-HVAC-airAC-SpltPkg-240to759kBtuh-11p5eer_MZDEER2017AnyRSD2007CZ04cPVVG | #N/A | NE-HVAC-airAC-SpltPkg-240to759kBtuh-11p5eer_SZDEER2017AnyRSD2007CZ04cDXGF | 98164 |  | #N/A | #N/A | #N/A | 109 | 0.141 | 0 | #N/A | #N/A | #N/A | 109 | 0.141 | 0 | #N/A | #N/A | 44.5 | 11200
NE-HVAC-airAC-SpltPkg-240to759kBtuh-11p5eer | DEER2017 | D17 v2 |  | Any | RSD | 2007 | CZ05 | cDXGF | Cap-Tons | 32.2 | 11200 | None | 59.3 | 0.0693 | 0 | 59.3 | 0.0693 | 0 | 59.3 | 0.0693 | 0 | 59.3 | 0.0693 | 0 | DEER:HVAC_Split-Package_AC | Annual | 1719 | 59.3 | 0.0693 | 0 | 59.3 | 0.0693 | 0 | NE-HVAC-airAC-SpltPkg-240to759kBtuh-11p5eer_MZDEER2017AnyRSD2007CZ05cPVVG | #N/A | NE-HVAC-airAC-SpltPkg-240to759kBtuh-11p5eer_SZDEER2017AnyRSD2007CZ05cDXGF | 98165 |  | #N/A | #N/A | #N/A | 59.3 | 0.0693 | 0 | #N/A | #N/A | #N/A | 59.3 | 0.0693 | 0 | #N/A | #N/A | 32.2 | 11200
NE-HVAC-airAC-SpltPkg-240to759kBtuh-11p5eer | DEER2017 | D17 v2 |  | Any | RSD | 2007 | CZ06 | cDXGF | Cap-Tons | 37 | 11200 | None | 135 | 0.127 | 0 | 135 | 0.127 | 0 | 135 | 0.127 | 0 | 135 | 0.127 | 0 | DEER:HVAC_Split-Package_AC | Annual | 1719 | 135 | 0.127 | 0 | 135 | 0.127 | 0 | NE-HVAC-airAC-SpltPkg-240to759kBtuh-11p5eer_MZDEER2017AnyRSD2007CZ06cPVVG | #N/A | NE-HVAC-airAC-SpltPkg-240to759kBtuh-11p5eer_SZDEER2017AnyRSD2007CZ06cDXGF | 98166 |  | #N/A | #N/A | #N/A | 135 | 0.127 | 0 | #N/A | #N/A | #N/A | 135 | 0.127 | 0 | #N/A | #N/A | 37 | 11200
NE-HVAC-airAC-SpltPkg-240to759kBtuh-11p5eer | DEER2017 | D17 v2 |  | Any | RSD | 2007 | CZ07 | cDXGF | Cap-Tons | 33.9 | 11200 | None | 129 | 0.117 | 0 | 129 | 0.117 | 0 | 129 | 0.117 | 0 | 129 | 0.117 | 0 | DEER:HVAC_Split-Package_AC | Annual | 1719 | 129 | 0.117 | 0 | 129 | 0.117 | 0 | NE-HVAC-airAC-SpltPkg-240to759kBtuh-11p5eer_MZDEER2017AnyRSD2007CZ07cPVVG | #N/A | NE-HVAC-airAC-SpltPkg-240to759kBtuh-11p5eer_SZDEER2017AnyRSD2007CZ07cDXGF | 98167 |  | #N/A | #N/A | #N/A | 129 | 0.117 | 0 | #N/A | #N/A | #N/A | 129 | 0.117 | 0 | #N/A | #N/A | 33.9 | 11200
NE-HVAC-airAC-SpltPkg-240to759kBtuh-11p5eer | DEER2017 | D17 v2 |  | Any | RSD | 2007 | CZ08 | cDXGF | Cap-Tons | 40.2 | 11200 | None | 165 | 0.143 | 0 | 165 | 0.143 | 0 | 165 | 0.143 | 0 | 165 | 0.143 | 0 | DEER:HVAC_Split-Package_AC | Annual | 1719 | 165 | 0.143 | 0 | 165 | 0.143 | 0 | NE-HVAC-airAC-SpltPkg-240to759kBtuh-11p5eer_MZDEER2017AnyRSD2007CZ08cPVVG | #N/A | NE-HVAC-airAC-SpltPkg-240to759kBtuh-11p5eer_SZDEER2017AnyRSD2007CZ08cDXGF | 98168 |  | #N/A | #N/A | #N/A | 165 | 0.143 | 0 | #N/A | #N/A | #N/A | 165 | 0.143 | 0 | #N/A | #N/A | 40.2 | 11200
NE-HVAC-airAC-SpltPkg-240to759kBtuh-11p5eer | DEER2017 | D17 v2 |  | Any | RSD | 2007 | CZ09 | cDXGF | Cap-Tons | 53.7 | 11200 | None | 145 | 0.178 | 0 | 145 | 0.178 | 0 | 145 | 0.178 | 0 | 145 | 0.178 | 0 | DEER:HVAC_Split-Package_AC | Annual | 1719 | 145 | 0.178 | 0 | 145 | 0.178 | 0 | NE-HVAC-airAC-SpltPkg-240to759kBtuh-11p5eer_MZDEER2017AnyRSD2007CZ09cPVVG | #N/A | NE-HVAC-airAC-SpltPkg-240to759kBtuh-11p5eer_SZDEER2017AnyRSD2007CZ09cDXGF | 98169 |  | #N/A | #N/A | #N/A | 145 | 0.178 | 0 | #N/A | #N/A | #N/A | 145 | 0.178 | 0 | #N/A | #N/A | 53.7 | 11200
NE-HVAC-airAC-SpltPkg-240to759kBtuh-11p5eer | DEER2017 | D17 v2 |  | Any | RSD | 2007 | CZ10 | cDXGF | Cap-Tons | 46.9 | 11200 | None | 185 | 0.192 | 0 | 185 | 0.192 | 0 | 185 | 0.192 | 0 | 185 | 0.192 | 0 | DEER:HVAC_Split-Package_AC | Annual | 1719 | 185 | 0.192 | 0 | 185 | 0.192 | 0 | NE-HVAC-airAC-SpltPkg-240to759kBtuh-11p5eer_MZDEER2017AnyRSD2007CZ10cPVVG | #N/A | NE-HVAC-airAC-SpltPkg-240to759kBtuh-11p5eer_SZDEER2017AnyRSD2007CZ10cDXGF | 98170 |  | #N/A | #N/A | #N/A | 185 | 0.192 | 0 | #N/A | #N/A | #N/A | 185 | 0.192 | 0 | #N/A | #N/A | 46.9 | 11200
NE-HVAC-airAC-SpltPkg-240to759kBtuh-11p5eer | DEER2017 | D17 v2 |  | Any | RSD | 2007 | CZ11 | cDXGF | Cap-Tons | 54.8 | 11200 | None | 183 | 0.164 | 0 | 183 | 0.164 | 0 | 183 | 0.164 | 0 | 183 | 0.164 | 0 | DEER:HVAC_Split-Package_AC | Annual | 1719 | 183 | 0.164 | 0 | 183 | 0.164 | 0 | NE-HVAC-airAC-SpltPkg-240to759kBtuh-11p5eer_MZDEER2017AnyRSD2007CZ11cPVVG | #N/A | NE-HVAC-airAC-SpltPkg-240to759kBtuh-11p5eer_SZDEER2017AnyRSD2007CZ11cDXGF | 98171 |  | #N/A | #N/A | #N/A | 183 | 0.164 | 0 | #N/A | #N/A | #N/A | 183 | 0.164 | 0 | #N/A | #N/A | 54.8 | 11200
NE-HVAC-airAC-SpltPkg-240to759kBtuh-11p5eer | DEER2017 | D17 v2 |  | Any | RSD | 2007 | CZ12 | cDXGF | Cap-Tons | 43.2 | 11200 | None | 168 | 0.166 | 0 | 168 | 0.166 | 0 | 168 | 0.166 | 0 | 168 | 0.166 | 0 | DEER:HVAC_Split-Package_AC | Annual | 1719 | 168 | 0.166 | 0 | 168 | 0.166 | 0 | NE-HVAC-airAC-SpltPkg-240to759kBtuh-11p5eer_MZDEER2017AnyRSD2007CZ12cPVVG | #N/A | NE-HVAC-airAC-SpltPkg-240to759kBtuh-11p5eer_SZDEER2017AnyRSD2007CZ12cDXGF | 98172 |  | #N/A | #N/A | #N/A | 168 | 0.166 | 0 | #N/A | #N/A | #N/A | 168 | 0.166 | 0 | #N/A | #N/A | 43.2 | 11200
NE-HVAC-airAC-SpltPkg-240to759kBtuh-11p5eer | DEER2017 | D17 v2 |  | Any | RSD | 2007 | CZ13 | cDXGF | Cap-Tons | 59.1 | 11200 | None | 179 | 0.155 | 0 | 179 | 0.155 | 0 | 179 | 0.155 | 0 | 179 | 0.155 | 0 | DEER:HVAC_Split-Package_AC | Annual | 1719 | 179 | 0.155 | 0 | 179 | 0.155 | 0 | NE-HVAC-airAC-SpltPkg-240to759kBtuh-11p5eer_MZDEER2017AnyRSD2007CZ13cPVVG | #N/A | NE-HVAC-airAC-SpltPkg-240to759kBtuh-11p5eer_SZDEER2017AnyRSD2007CZ13cDXGF | 98173 |  | #N/A | #N/A | #N/A | 179 | 0.155 | 0 | #N/A | #N/A | #N/A | 179 | 0.155 | 0 | #N/A | #N/A | 59.1 | 11200
NE-HVAC-airAC-SpltPkg-240to759kBtuh-11p5eer | DEER2017 | D17 v2 |  | Any | RSD | 2007 | CZ14 | cDXGF | Cap-Tons | 44.1 | 11200 | None | 218 | 0.186 | 0 | 218 | 0.186 | 0 | 218 | 0.186 | 0 | 218 | 0.186 | 0 | DEER:HVAC_Split-Package_AC | Annual | 1719 | 218 | 0.186 | 0 | 218 | 0.186 | 0 | NE-HVAC-airAC-SpltPkg-240to759kBtuh-11p5eer_MZDEER2017AnyRSD2007CZ14cPVVG | #N/A | NE-HVAC-airAC-SpltPkg-240to759kBtuh-11p5eer_SZDEER2017AnyRSD2007CZ14cDXGF | 98174 |  | #N/A | #N/A | #N/A | 218 | 0.186 | 0 | #N/A | #N/A | #N/A | 218 | 0.186 | 0 | #N/A | #N/A | 44.1 | 11200
NE-HVAC-airAC-SpltPkg-240to759kBtuh-11p5eer | DEER2017 | D17 v2 |  | Any | RSD | 2007 | CZ15 | cDXGF | Cap-Tons | 76.4 | 11200 | None | 283 | 0.16 | 0 | 283 | 0.16 | 0 | 283 | 0.16 | 0 | 283 | 0.16 | 0 | DEER:HVAC_Split-Package_AC | Annual | 1719 | 283 | 0.16 | 0 | 283 | 0.16 | 0 | NE-HVAC-airAC-SpltPkg-240to759kBtuh-11p5eer_MZDEER2017AnyRSD2007CZ15cPVVG | #N/A | NE-HVAC-airAC-SpltPkg-240to759kBtuh-11p5eer_SZDEER2017AnyRSD2007CZ15cDXGF | 98175 |  | #N/A | #N/A | #N/A | 283 | 0.16 | 0 | #N/A | #N/A | #N/A | 283 | 0.16 | 0 | #N/A | #N/A | 76.4 | 11200
NE-HVAC-airAC-SpltPkg-240to759kBtuh-11p5eer | DEER2017 | D17 v2 |  | Any | RSD | 2007 | CZ16 | cDXGF | Cap-Tons | 28.7 | 11200 | None | 93.8 | 0.114 | 0 | 93.8 | 0.114 | 0 | 93.8 | 0.114 | 0 | 93.8 | 0.114 | 0 | DEER:HVAC_Split-Package_AC | Annual | 1719 | 93.8 | 0.114 | 0 | 93.8 | 0.114 | 0 | NE-HVAC-airAC-SpltPkg-240to759kBtuh-11p5eer_MZDEER2017AnyRSD2007CZ16cPVVG | #N/A | NE-HVAC-airAC-SpltPkg-240to759kBtuh-11p5eer_SZDEER2017AnyRSD2007CZ16cDXGF | 98176 |  | #N/A | #N/A | #N/A | 93.8 | 0.114 | 0 | #N/A | #N/A | #N/A | 93.8 | 0.114 | 0 | #N/A | #N/A | 28.7 | 11200
NE-HVAC-airAC-SpltPkg-240to759kBtuh-11p5eer | DEER2017 | D17 v2 |  | Any | RSD | 2011 | CZ01 | cDXGF | Cap-Tons | 15.4 | 11200 | None | 285 | 0.0845 | 58 | 68.4 | 0.0849 | 0 | 285 | 0.0845 | 58 | 68.4 | 0.0849 | 0 | DEER:HVAC_Split-Package_AC | Annual | 1719 | 285 | 0.0845 | 58 | 68.4 | 0.0849 | 0 | NE-HVAC-airAC-SpltPkg-240to759kBtuh-11p5eer_MZDEER2017AnyRSD2011CZ01cPVVG | #N/A | NE-HVAC-airAC-SpltPkg-240to759kBtuh-11p5eer_SZDEER2017AnyRSD2011CZ01cDXGF | 119521 |  | #N/A | #N/A | #N/A | 285 | 0.0845 | 58 | #N/A | #N/A | #N/A | 68.4 | 0.0849 | 0 | #N/A | #N/A | 15.4 | 11200
NE-HVAC-airAC-SpltPkg-240to759kBtuh-11p5eer | DEER2017 | D17 v2 |  | Any | RSD | 2011 | CZ02 | cDXGF | Cap-Tons | 39.9 | 11200 | None | 558 | 0.312 | 13.6 | 109 | 0.156 | 0 | 558 | 0.312 | 13.6 | 109 | 0.156 | 0 | DEER:HVAC_Split-Package_AC | Annual | 1719 | 558 | 0.312 | 13.6 | 109 | 0.156 | 0 | NE-HVAC-airAC-SpltPkg-240to759kBtuh-11p5eer_MZDEER2017AnyRSD2011CZ02cPVVG | #N/A | NE-HVAC-airAC-SpltPkg-240to759kBtuh-11p5eer_SZDEER2017AnyRSD2011CZ02cDXGF | 119522 |  | #N/A | #N/A | #N/A | 558 | 0.312 | 13.6 | #N/A | #N/A | #N/A | 109 | 0.156 | 0 | #N/A | #N/A | 39.9 | 11200
NE-HVAC-airAC-SpltPkg-240to759kBtuh-11p5eer | DEER2017 | D17 v2 |  | Any | RSD | 2011 | CZ03 | cDXGF | Cap-Tons | 32.9 | 11200 | None | 439 | 0.254 | 45.7 | 60.3 | 0.102 | 0 | 439 | 0.254 | 45.7 | 60.3 | 0.102 | 0 | DEER:HVAC_Split-Package_AC | Annual | 1719 | 439 | 0.254 | 45.7 | 60.3 | 0.102 | 0 | NE-HVAC-airAC-SpltPkg-240to759kBtuh-11p5eer_MZDEER2017AnyRSD2011CZ03cPVVG | #N/A | NE-HVAC-airAC-SpltPkg-240to759kBtuh-11p5eer_SZDEER2017AnyRSD2011CZ03cDXGF | 119523 |  | #N/A | #N/A | #N/A | 439 | 0.254 | 45.7 | #N/A | #N/A | #N/A | 60.3 | 0.102 | 0 | #N/A | #N/A | 32.9 | 11200
NE-HVAC-airAC-SpltPkg-240to759kBtuh-11p5eer | DEER2017 | D17 v2 |  | Any | RSD | 2011 | CZ04 | cDXGF | Cap-Tons | 44.1 | 11200 | None | 574 | 0.279 | 1.17 | 110 | 0.139 | 0 | 574 | 0.279 | 1.17 | 110 | 0.139 | 0 | DEER:HVAC_Split-Package_AC | Annual | 1719 | 574 | 0.279 | 1.17 | 110 | 0.139 | 0 | NE-HVAC-airAC-SpltPkg-240to759kBtuh-11p5eer_MZDEER2017AnyRSD2011CZ04cPVVG | #N/A | NE-HVAC-airAC-SpltPkg-240to759kBtuh-11p5eer_SZDEER2017AnyRSD2011CZ04cDXGF | 119524 |  | #N/A | #N/A | #N/A | 574 | 0.279 | 1.17 | #N/A | #N/A | #N/A | 110 | 0.139 | 0 | #N/A | #N/A | 44.1 | 11200
NE-HVAC-airAC-SpltPkg-240to759kBtuh-11p5eer | DEER2017 | D17 v2 |  | Any | RSD | 2011 | CZ05 | cDXGF | Cap-Tons | 32.1 | 11200 | None | 439 | 0.203 | 48 | 59.5 | 0.0694 | 0 | 439 | 0.203 | 48 | 59.5 | 0.0694 | 0 | DEER:HVAC_Split-Package_AC | Annual | 1719 | 439 | 0.203 | 48 | 59.5 | 0.0694 | 0 | NE-HVAC-airAC-SpltPkg-240to759kBtuh-11p5eer_MZDEER2017AnyRSD2011CZ05cPVVG | #N/A | NE-HVAC-airAC-SpltPkg-240to759kBtuh-11p5eer_SZDEER2017AnyRSD2011CZ05cDXGF | 119525 |  | #N/A | #N/A | #N/A | 439 | 0.203 | 48 | #N/A | #N/A | #N/A | 59.5 | 0.0694 | 0 | #N/A | #N/A | 32.1 | 11200
NE-HVAC-airAC-SpltPkg-240to759kBtuh-11p5eer | DEER2017 | D17 v2 |  | Any | RSD | 2011 | CZ06 | cDXGF | Cap-Tons | 36.9 | 11200 | None | 530 | 0.232 | 14.6 | 135 | 0.127 | 0 | 530 | 0.232 | 14.6 | 135 | 0.127 | 0 | DEER:HVAC_Split-Package_AC | Annual | 1719 | 530 | 0.232 | 14.6 | 135 | 0.127 | 0 | NE-HVAC-airAC-SpltPkg-240to759kBtuh-11p5eer_MZDEER2017AnyRSD2011CZ06cPVVG | #N/A | NE-HVAC-airAC-SpltPkg-240to759kBtuh-11p5eer_SZDEER2017AnyRSD2011CZ06cDXGF | 119526 |  | #N/A | #N/A | #N/A | 530 | 0.232 | 14.6 | #N/A | #N/A | #N/A | 135 | 0.127 | 0 | #N/A | #N/A | 36.9 | 11200
NE-HVAC-airAC-SpltPkg-240to759kBtuh-11p5eer | DEER2017 | D17 v2 |  | Any | RSD | 2011 | CZ07 | cDXGF | Cap-Tons | 33.8 | 11200 | None | 460 | 0.205 | 18.6 | 129 | 0.115 | 0 | 460 | 0.205 | 18.6 | 129 | 0.115 | 0 | DEER:HVAC_Split-Package_AC | Annual | 1719 | 460 | 0.205 | 18.6 | 129 | 0.115 | 0 | NE-HVAC-airAC-SpltPkg-240to759kBtuh-11p5eer_MZDEER2017AnyRSD2011CZ07cPVVG | #N/A | NE-HVAC-airAC-SpltPkg-240to759kBtuh-11p5eer_SZDEER2017AnyRSD2011CZ07cDXGF | 119527 |  | #N/A | #N/A | #N/A | 460 | 0.205 | 18.6 | #N/A | #N/A | #N/A | 129 | 0.115 | 0 | #N/A | #N/A | 33.8 | 11200
NE-HVAC-airAC-SpltPkg-240to759kBtuh-11p5eer | DEER2017 | D17 v2 |  | Any | RSD | 2011 | CZ08 | cDXGF | Cap-Tons | 40.1 | 11200 | None | 608 | 0.238 | 6.51 | 165 | 0.141 | 0 | 608 | 0.238 | 6.51 | 165 | 0.141 | 0 | DEER:HVAC_Split-Package_AC | Annual | 1719 | 608 | 0.238 | 6.51 | 165 | 0.141 | 0 | NE-HVAC-airAC-SpltPkg-240to759kBtuh-11p5eer_MZDEER2017AnyRSD2011CZ08cPVVG | #N/A | NE-HVAC-airAC-SpltPkg-240to759kBtuh-11p5eer_SZDEER2017AnyRSD2011CZ08cDXGF | 119528 |  | #N/A | #N/A | #N/A | 608 | 0.238 | 6.51 | #N/A | #N/A | #N/A | 165 | 0.141 | 0 | #N/A | #N/A | 40.1 | 11200
NE-HVAC-airAC-SpltPkg-240to759kBtuh-11p5eer | DEER2017 | D17 v2 |  | Any | RSD | 2011 | CZ09 | cDXGF | Cap-Tons | 53.2 | 11200 | None | 617 | 0.263 | -3.16 | 145 | 0.177 | 0 | 617 | 0.263 | -3.16 | 145 | 0.177 | 0 | DEER:HVAC_Split-Package_AC | Annual | 1719 | 617 | 0.263 | -3.16 | 145 | 0.177 | 0 | NE-HVAC-airAC-SpltPkg-240to759kBtuh-11p5eer_MZDEER2017AnyRSD2011CZ09cPVVG | #N/A | NE-HVAC-airAC-SpltPkg-240to759kBtuh-11p5eer_SZDEER2017AnyRSD2011CZ09cDXGF | 119529 |  | #N/A | #N/A | #N/A | 617 | 0.263 | -3.16 | #N/A | #N/A | #N/A | 145 | 0.177 | 0 | #N/A | #N/A | 53.2 | 11200
NE-HVAC-airAC-SpltPkg-240to759kBtuh-11p5eer | DEER2017 | D17 v2 |  | Any | RSD | 2011 | CZ10 | cDXGF | Cap-Tons | 46.4 | 11200 | None | 668 | 0.247 | -1.16 | 185 | 0.191 | 0 | 668 | 0.247 | -1.16 | 185 | 0.191 | 0 | DEER:HVAC_Split-Package_AC | Annual | 1719 | 668 | 0.247 | -1.16 | 185 | 0.191 | 0 | NE-HVAC-airAC-SpltPkg-240to759kBtuh-11p5eer_MZDEER2017AnyRSD2011CZ10cPVVG | #N/A | NE-HVAC-airAC-SpltPkg-240to759kBtuh-11p5eer_SZDEER2017AnyRSD2011CZ10cDXGF | 119530 |  | #N/A | #N/A | #N/A | 668 | 0.247 | -1.16 | #N/A | #N/A | #N/A | 185 | 0.191 | 0 | #N/A | #N/A | 46.4 | 11200
NE-HVAC-airAC-SpltPkg-240to759kBtuh-11p5eer | DEER2017 | D17 v2 |  | Any | RSD | 2011 | CZ11 | cDXGF | Cap-Tons | 54.4 | 11200 | None | 645 | 0.277 | -6.73 | 182 | 0.163 | 0 | 645 | 0.277 | -6.73 | 182 | 0.163 | 0 | DEER:HVAC_Split-Package_AC | Annual | 1719 | 645 | 0.277 | -6.73 | 182 | 0.163 | 0 | NE-HVAC-airAC-SpltPkg-240to759kBtuh-11p5eer_MZDEER2017AnyRSD2011CZ11cPVVG | #N/A | NE-HVAC-airAC-SpltPkg-240to759kBtuh-11p5eer_SZDEER2017AnyRSD2011CZ11cDXGF | 119531 |  | #N/A | #N/A | #N/A | 645 | 0.277 | -6.73 | #N/A | #N/A | #N/A | 182 | 0.163 | 0 | #N/A | #N/A | 54.4 | 11200
NE-HVAC-airAC-SpltPkg-240to759kBtuh-11p5eer | DEER2017 | D17 v2 |  | Any | RSD | 2011 | CZ12 | cDXGF | Cap-Tons | 42.8 | 11200 | None | 658 | 0.256 | 3.22 | 168 | 0.165 | 0 | 658 | 0.256 | 3.22 | 168 | 0.165 | 0 | DEER:HVAC_Split-Package_AC | Annual | 1719 | 658 | 0.256 | 3.22 | 168 | 0.165 | 0 | NE-HVAC-airAC-SpltPkg-240to759kBtuh-11p5eer_MZDEER2017AnyRSD2011CZ12cPVVG | #N/A | NE-HVAC-airAC-SpltPkg-240to759kBtuh-11p5eer_SZDEER2017AnyRSD2011CZ12cDXGF | 119532 |  | #N/A | #N/A | #N/A | 658 | 0.256 | 3.22 | #N/A | #N/A | #N/A | 168 | 0.165 | 0 | #N/A | #N/A | 42.8 | 11200
NE-HVAC-airAC-SpltPkg-240to759kBtuh-11p5eer | DEER2017 | D17 v2 |  | Any | RSD | 2011 | CZ13 | cDXGF | Cap-Tons | 58.6 | 11200 | None | 629 | 0.248 | -6.68 | 178 | 0.154 | 0 | 629 | 0.248 | -6.68 | 178 | 0.154 | 0 | DEER:HVAC_Split-Package_AC | Annual | 1719 | 629 | 0.248 | -6.68 | 178 | 0.154 | 0 | NE-HVAC-airAC-SpltPkg-240to759kBtuh-11p5eer_MZDEER2017AnyRSD2011CZ13cPVVG | #N/A | NE-HVAC-airAC-SpltPkg-240to759kBtuh-11p5eer_SZDEER2017AnyRSD2011CZ13cDXGF | 119533 |  | #N/A | #N/A | #N/A | 629 | 0.248 | -6.68 | #N/A | #N/A | #N/A | 178 | 0.154 | 0 | #N/A | #N/A | 58.6 | 11200
NE-HVAC-airAC-SpltPkg-240to759kBtuh-11p5eer | DEER2017 | D17 v2 |  | Any | RSD | 2011 | CZ14 | cDXGF | Cap-Tons | 43.7 | 11200 | None | 715 | 0.231 | 0.585 | 217 | 0.186 | 0 | 715 | 0.231 | 0.585 | 217 | 0.186 | 0 | DEER:HVAC_Split-Package_AC | Annual | 1719 | 715 | 0.231 | 0.585 | 217 | 0.186 | 0 | NE-HVAC-airAC-SpltPkg-240to759kBtuh-11p5eer_MZDEER2017AnyRSD2011CZ14cPVVG | #N/A | NE-HVAC-airAC-SpltPkg-240to759kBtuh-11p5eer_SZDEER2017AnyRSD2011CZ14cDXGF | 119534 |  | #N/A | #N/A | #N/A | 715 | 0.231 | 0.585 | #N/A | #N/A | #N/A | 217 | 0.186 | 0 | #N/A | #N/A | 43.7 | 11200
NE-HVAC-airAC-SpltPkg-240to759kBtuh-11p5eer | DEER2017 | D17 v2 |  | Any | RSD | 2011 | CZ15 | cDXGF | Cap-Tons | 75.1 | 11200 | None | 768 | 0.299 | -1.23 | 282 | 0.156 | 0 | 768 | 0.299 | -1.23 | 282 | 0.156 | 0 | DEER:HVAC_Split-Package_AC | Annual | 1719 | 768 | 0.299 | -1.23 | 282 | 0.156 | 0 | NE-HVAC-airAC-SpltPkg-240to759kBtuh-11p5eer_MZDEER2017AnyRSD2011CZ15cPVVG | #N/A | NE-HVAC-airAC-SpltPkg-240to759kBtuh-11p5eer_SZDEER2017AnyRSD2011CZ15cDXGF | 119535 |  | #N/A | #N/A | #N/A | 768 | 0.299 | -1.23 | #N/A | #N/A | #N/A | 282 | 0.156 | 0 | #N/A | #N/A | 75.1 | 11200
NE-HVAC-airAC-SpltPkg-240to759kBtuh-11p5eer | DEER2017 | D17 v2 |  | Any | RSD | 2011 | CZ16 | cDXGF | Cap-Tons | 28.5 | 11200 | None | 476 | 0.255 | 71.3 | 94.7 | 0.112 | 0 | 476 | 0.255 | 71.3 | 94.7 | 0.112 | 0 | DEER:HVAC_Split-Package_AC | Annual | 1719 | 476 | 0.255 | 71.3 | 94.7 | 0.112 | 0 | NE-HVAC-airAC-SpltPkg-240to759kBtuh-11p5eer_MZDEER2017AnyRSD2011CZ16cPVVG | #N/A | NE-HVAC-airAC-SpltPkg-240to759kBtuh-11p5eer_SZDEER2017AnyRSD2011CZ16cDXGF | 119536 |  | #N/A | #N/A | #N/A | 476 | 0.255 | 71.3 | #N/A | #N/A | #N/A | 94.7 | 0.112 | 0 | #N/A | #N/A | 28.5 | 11200
NE-HVAC-airAC-SpltPkg-240to759kBtuh-11p5eer | DEER2017 | D17 v2 |  | Any | RSD | 2014 | CZ01 | cDXGF | Cap-Tons | 14.7 | 11200 | None | 56.8 | 0.0771 | 0 | 56.8 | 0.0771 | 0 | 56.8 | 0.0771 | 0 | 56.8 | 0.0771 | 0 | DEER:HVAC_Split-Package_AC | Annual | 1719 | 56.8 | 0.0771 | 0 | 56.8 | 0.0771 | 0 | NE-HVAC-airAC-SpltPkg-240to759kBtuh-11p5eer_MZDEER2017AnyRSD2014CZ01cPVVG | #N/A | NE-HVAC-airAC-SpltPkg-240to759kBtuh-11p5eer_SZDEER2017AnyRSD2014CZ01cDXGF | 140881 |  | #N/A | #N/A | #N/A | 56.8 | 0.0771 | 0 | #N/A | #N/A | #N/A | 56.8 | 0.0771 | 0 | #N/A | #N/A | 14.7 | 11200
NE-HVAC-airAC-SpltPkg-240to759kBtuh-11p5eer | DEER2017 | D17 v2 |  | Any | RSD | 2014 | CZ02 | cDXGF | Cap-Tons | 38.5 | 11200 | None | 103 | 0.149 | 0 | 103 | 0.149 | 0 | 103 | 0.149 | 0 | 103 | 0.149 | 0 | DEER:HVAC_Split-Package_AC | Annual | 1719 | 103 | 0.149 | 0 | 103 | 0.149 | 0 | NE-HVAC-airAC-SpltPkg-240to759kBtuh-11p5eer_MZDEER2017AnyRSD2014CZ02cPVVG | #N/A | NE-HVAC-airAC-SpltPkg-240to759kBtuh-11p5eer_SZDEER2017AnyRSD2014CZ02cDXGF | 140882 |  | #N/A | #N/A | #N/A | 103 | 0.149 | 0 | #N/A | #N/A | #N/A | 103 | 0.149 | 0 | #N/A | #N/A | 38.5 | 11200
NE-HVAC-airAC-SpltPkg-240to759kBtuh-11p5eer | DEER2017 | D17 v2 |  | Any | RSD | 2014 | CZ03 | cDXGF | Cap-Tons | 27.4 | 11200 | None | 68.2 | 0.105 | 0 | 68.2 | 0.105 | 0 | 68.2 | 0.105 | 0 | 68.2 | 0.105 | 0 | DEER:HVAC_Split-Package_AC | Annual | 1719 | 68.2 | 0.105 | 0 | 68.2 | 0.105 | 0 | NE-HVAC-airAC-SpltPkg-240to759kBtuh-11p5eer_MZDEER2017AnyRSD2014CZ03cPVVG | #N/A | NE-HVAC-airAC-SpltPkg-240to759kBtuh-11p5eer_SZDEER2017AnyRSD2014CZ03cDXGF | 140883 |  | #N/A | #N/A | #N/A | 68.2 | 0.105 | 0 | #N/A | #N/A | #N/A | 68.2 | 0.105 | 0 | #N/A | #N/A | 27.4 | 11200
NE-HVAC-airAC-SpltPkg-240to759kBtuh-11p5eer | DEER2017 | D17 v2 |  | Any | RSD | 2014 | CZ04 | cDXGF | Cap-Tons | 41.3 | 11200 | None | 105 | 0.127 | 0 | 105 | 0.127 | 0 | 105 | 0.127 | 0 | 105 | 0.127 | 0 | DEER:HVAC_Split-Package_AC | Annual | 1719 | 105 | 0.127 | 0 | 105 | 0.127 | 0 | NE-HVAC-airAC-SpltPkg-240to759kBtuh-11p5eer_MZDEER2017AnyRSD2014CZ04cPVVG | #N/A | NE-HVAC-airAC-SpltPkg-240to759kBtuh-11p5eer_SZDEER2017AnyRSD2014CZ04cDXGF | 140884 |  | #N/A | #N/A | #N/A | 105 | 0.127 | 0 | #N/A | #N/A | #N/A | 105 | 0.127 | 0 | #N/A | #N/A | 41.3 | 11200
NE-HVAC-airAC-SpltPkg-240to759kBtuh-11p5eer | DEER2017 | D17 v2 |  | Any | RSD | 2014 | CZ05 | cDXGF | Cap-Tons | 21 | 11200 | None | 100 | 0.0926 | 0 | 100 | 0.0926 | 0 | 100 | 0.0926 | 0 | 100 | 0.0926 | 0 | DEER:HVAC_Split-Package_AC | Annual | 1719 | 100 | 0.0926 | 0 | 100 | 0.0926 | 0 | NE-HVAC-airAC-SpltPkg-240to759kBtuh-11p5eer_MZDEER2017AnyRSD2014CZ05cPVVG | #N/A | NE-HVAC-airAC-SpltPkg-240to759kBtuh-11p5eer_SZDEER2017AnyRSD2014CZ05cDXGF | 140885 |  | #N/A | #N/A | #N/A | 100 | 0.0926 | 0 | #N/A | #N/A | #N/A | 100 | 0.0926 | 0 | #N/A | #N/A | 21 | 11200
NE-HVAC-airAC-SpltPkg-240to759kBtuh-11p5eer | DEER2017 | D17 v2 |  | Any | RSD | 2014 | CZ06 | cDXGF | Cap-Tons | 34 | 11200 | None | 131 | 0.122 | 0 | 131 | 0.122 | 0 | 131 | 0.122 | 0 | 131 | 0.122 | 0 | DEER:HVAC_Split-Package_AC | Annual | 1719 | 131 | 0.122 | 0 | 131 | 0.122 | 0 | NE-HVAC-airAC-SpltPkg-240to759kBtuh-11p5eer_MZDEER2017AnyRSD2014CZ06cPVVG | #N/A | NE-HVAC-airAC-SpltPkg-240to759kBtuh-11p5eer_SZDEER2017AnyRSD2014CZ06cDXGF | 140886 |  | #N/A | #N/A | #N/A | 131 | 0.122 | 0 | #N/A | #N/A | #N/A | 131 | 0.122 | 0 | #N/A | #N/A | 34 | 11200
NE-HVAC-airAC-SpltPkg-240to759kBtuh-11p5eer | DEER2017 | D17 v2 |  | Any | RSD | 2014 | CZ07 | cDXGF | Cap-Tons | 30.8 | 11200 | None | 128 | 0.111 | 0 | 128 | 0.111 | 0 | 128 | 0.111 | 0 | 128 | 0.111 | 0 | DEER:HVAC_Split-Package_AC | Annual | 1719 | 128 | 0.111 | 0 | 128 | 0.111 | 0 | NE-HVAC-airAC-SpltPkg-240to759kBtuh-11p5eer_MZDEER2017AnyRSD2014CZ07cPVVG | #N/A | NE-HVAC-airAC-SpltPkg-240to759kBtuh-11p5eer_SZDEER2017AnyRSD2014CZ07cDXGF | 140887 |  | #N/A | #N/A | #N/A | 128 | 0.111 | 0 | #N/A | #N/A | #N/A | 128 | 0.111 | 0 | #N/A | #N/A | 30.8 | 11200
NE-HVAC-airAC-SpltPkg-240to759kBtuh-11p5eer | DEER2017 | D17 v2 |  | Any | RSD | 2014 | CZ08 | cDXGF | Cap-Tons | 34.2 | 11200 | None | 177 | 0.143 | 0 | 177 | 0.143 | 0 | 177 | 0.143 | 0 | 177 | 0.143 | 0 | DEER:HVAC_Split-Package_AC | Annual | 1719 | 177 | 0.143 | 0 | 177 | 0.143 | 0 | NE-HVAC-airAC-SpltPkg-240to759kBtuh-11p5eer_MZDEER2017AnyRSD2014CZ08cPVVG | #N/A | NE-HVAC-airAC-SpltPkg-240to759kBtuh-11p5eer_SZDEER2017AnyRSD2014CZ08cDXGF | 140888 |  | #N/A | #N/A | #N/A | 177 | 0.143 | 0 | #N/A | #N/A | #N/A | 177 | 0.143 | 0 | #N/A | #N/A | 34.2 | 11200
NE-HVAC-airAC-SpltPkg-240to759kBtuh-11p5eer | DEER2017 | D17 v2 |  | Any | RSD | 2014 | CZ09 | cDXGF | Cap-Tons | 49.9 | 11200 | None | 140 | 0.175 | 0 | 140 | 0.175 | 0 | 140 | 0.175 | 0 | 140 | 0.175 | 0 | DEER:HVAC_Split-Package_AC | Annual | 1719 | 140 | 0.175 | 0 | 140 | 0.175 | 0 | NE-HVAC-airAC-SpltPkg-240to759kBtuh-11p5eer_MZDEER2017AnyRSD2014CZ09cPVVG | #N/A | NE-HVAC-airAC-SpltPkg-240to759kBtuh-11p5eer_SZDEER2017AnyRSD2014CZ09cDXGF | 140889 |  | #N/A | #N/A | #N/A | 140 | 0.175 | 0 | #N/A | #N/A | #N/A | 140 | 0.175 | 0 | #N/A | #N/A | 49.9 | 11200
NE-HVAC-airAC-SpltPkg-240to759kBtuh-11p5eer | DEER2017 | D17 v2 |  | Any | RSD | 2014 | CZ10 | cDXGF | Cap-Tons | 44.6 | 11200 | None | 179 | 0.19 | 0 | 179 | 0.19 | 0 | 179 | 0.19 | 0 | 179 | 0.19 | 0 | DEER:HVAC_Split-Package_AC | Annual | 1719 | 179 | 0.19 | 0 | 179 | 0.19 | 0 | NE-HVAC-airAC-SpltPkg-240to759kBtuh-11p5eer_MZDEER2017AnyRSD2014CZ10cPVVG | #N/A | NE-HVAC-airAC-SpltPkg-240to759kBtuh-11p5eer_SZDEER2017AnyRSD2014CZ10cDXGF | 140890 |  | #N/A | #N/A | #N/A | 179 | 0.19 | 0 | #N/A | #N/A | #N/A | 179 | 0.19 | 0 | #N/A | #N/A | 44.6 | 11200
NE-HVAC-airAC-SpltPkg-240to759kBtuh-11p5eer | DEER2017 | D17 v2 |  | Any | RSD | 2014 | CZ11 | cDXGF | Cap-Tons | 52.6 | 11200 | None | 179 | 0.161 | 0 | 179 | 0.161 | 0 | 179 | 0.161 | 0 | 179 | 0.161 | 0 | DEER:HVAC_Split-Package_AC | Annual | 1719 | 179 | 0.161 | 0 | 179 | 0.161 | 0 | NE-HVAC-airAC-SpltPkg-240to759kBtuh-11p5eer_MZDEER2017AnyRSD2014CZ11cPVVG | #N/A | NE-HVAC-airAC-SpltPkg-240to759kBtuh-11p5eer_SZDEER2017AnyRSD2014CZ11cDXGF | 140891 |  | #N/A | #N/A | #N/A | 179 | 0.161 | 0 | #N/A | #N/A | #N/A | 179 | 0.161 | 0 | #N/A | #N/A | 52.6 | 11200
NE-HVAC-airAC-SpltPkg-240to759kBtuh-11p5eer | DEER2017 | D17 v2 |  | Any | RSD | 2014 | CZ12 | cDXGF | Cap-Tons | 41.3 | 11200 | None | 160 | 0.158 | 0 | 160 | 0.158 | 0 | 160 | 0.158 | 0 | 160 | 0.158 | 0 | DEER:HVAC_Split-Package_AC | Annual | 1719 | 160 | 0.158 | 0 | 160 | 0.158 | 0 | NE-HVAC-airAC-SpltPkg-240to759kBtuh-11p5eer_MZDEER2017AnyRSD2014CZ12cPVVG | #N/A | NE-HVAC-airAC-SpltPkg-240to759kBtuh-11p5eer_SZDEER2017AnyRSD2014CZ12cDXGF | 140892 |  | #N/A | #N/A | #N/A | 160 | 0.158 | 0 | #N/A | #N/A | #N/A | 160 | 0.158 | 0 | #N/A | #N/A | 41.3 | 11200
NE-HVAC-airAC-SpltPkg-240to759kBtuh-11p5eer | DEER2017 | D17 v2 |  | Any | RSD | 2014 | CZ13 | cDXGF | Cap-Tons | 56.7 | 11200 | None | 174 | 0.153 | 0 | 174 | 0.153 | 0 | 174 | 0.153 | 0 | 174 | 0.153 | 0 | DEER:HVAC_Split-Package_AC | Annual | 1719 | 174 | 0.153 | 0 | 174 | 0.153 | 0 | NE-HVAC-airAC-SpltPkg-240to759kBtuh-11p5eer_MZDEER2017AnyRSD2014CZ13cPVVG | #N/A | NE-HVAC-airAC-SpltPkg-240to759kBtuh-11p5eer_SZDEER2017AnyRSD2014CZ13cDXGF | 140893 |  | #N/A | #N/A | #N/A | 174 | 0.153 | 0 | #N/A | #N/A | #N/A | 174 | 0.153 | 0 | #N/A | #N/A | 56.7 | 11200
NE-HVAC-airAC-SpltPkg-240to759kBtuh-11p5eer | DEER2017 | D17 v2 |  | Any | RSD | 2014 | CZ14 | cDXGF | Cap-Tons | 42.2 | 11200 | None | 210 | 0.183 | 0 | 210 | 0.183 | 0 | 210 | 0.183 | 0 | 210 | 0.183 | 0 | DEER:HVAC_Split-Package_AC | Annual | 1719 | 210 | 0.183 | 0 | 210 | 0.183 | 0 | NE-HVAC-airAC-SpltPkg-240to759kBtuh-11p5eer_MZDEER2017AnyRSD2014CZ14cPVVG | #N/A | NE-HVAC-airAC-SpltPkg-240to759kBtuh-11p5eer_SZDEER2017AnyRSD2014CZ14cDXGF | 140894 |  | #N/A | #N/A | #N/A | 210 | 0.183 | 0 | #N/A | #N/A | #N/A | 210 | 0.183 | 0 | #N/A | #N/A | 42.2 | 11200
NE-HVAC-airAC-SpltPkg-240to759kBtuh-11p5eer | DEER2017 | D17 v2 |  | Any | RSD | 2014 | CZ15 | cDXGF | Cap-Tons | 60.1 | 11200 | None | 329 | 0.182 | 0 | 329 | 0.182 | 0 | 329 | 0.182 | 0 | 329 | 0.182 | 0 | DEER:HVAC_Split-Package_AC | Annual | 1719 | 329 | 0.182 | 0 | 329 | 0.182 | 0 | NE-HVAC-airAC-SpltPkg-240to759kBtuh-11p5eer_MZDEER2017AnyRSD2014CZ15cPVVG | #N/A | NE-HVAC-airAC-SpltPkg-240to759kBtuh-11p5eer_SZDEER2017AnyRSD2014CZ15cDXGF | 140895 |  | #N/A | #N/A | #N/A | 329 | 0.182 | 0 | #N/A | #N/A | #N/A | 329 | 0.182 | 0 | #N/A | #N/A | 60.1 | 11200
NE-HVAC-airAC-SpltPkg-240to759kBtuh-11p5eer | DEER2017 | D17 v2 |  | Any | RSD | 2014 | CZ16 | cDXGF | Cap-Tons | 27.2 | 11200 | None | 86.8 | 0.103 | 0 | 86.8 | 0.103 | 0 | 86.8 | 0.103 | 0 | 86.8 | 0.103 | 0 | DEER:HVAC_Split-Package_AC | Annual | 1719 | 86.8 | 0.103 | 0 | 86.8 | 0.103 | 0 | NE-HVAC-airAC-SpltPkg-240to759kBtuh-11p5eer_MZDEER2017AnyRSD2014CZ16cPVVG | #N/A | NE-HVAC-airAC-SpltPkg-240to759kBtuh-11p5eer_SZDEER2017AnyRSD2014CZ16cDXGF | 140896 |  | #N/A | #N/A | #N/A | 86.8 | 0.103 | 0 | #N/A | #N/A | #N/A | 86.8 | 0.103 | 0 | #N/A | #N/A | 27.2 | 11200
NE-HVAC-airAC-SpltPkg-240to759kBtuh-11p5eer | DEER2017 | D17 v2 |  | Any | RSD | New | CZ01 | cDXGF | Cap-Tons | 14.7 | 11200 | None | 56.8 | 0.0771 | 0 | 56.8 | 0.0771 | 0 | 56.8 | 0.0771 | 0 | 56.8 | 0.0771 | 0 | DEER:HVAC_Split-Package_AC | Annual | 1719 | 56.8 | 0.0771 | 0 | 56.8 | 0.0771 | 0 | NE-HVAC-airAC-SpltPkg-240to759kBtuh-11p5eer_MZDEER2017AnyRSDNewCZ01cPVVG | #N/A | NE-HVAC-airAC-SpltPkg-240to759kBtuh-11p5eer_SZDEER2017AnyRSDNewCZ01cDXGF | 165481 |  | #N/A | #N/A | #N/A | 56.8 | 0.0771 | 0 | #N/A | #N/A | #N/A | 56.8 | 0.0771 | 0 | #N/A | #N/A | 14.7 | 11200
NE-HVAC-airAC-SpltPkg-240to759kBtuh-11p5eer | DEER2017 | D17 v2 |  | Any | RSD | New | CZ02 | cDXGF | Cap-Tons | 38.5 | 11200 | None | 103 | 0.149 | 0 | 103 | 0.149 | 0 | 103 | 0.149 | 0 | 103 | 0.149 | 0 | DEER:HVAC_Split-Package_AC | Annual | 1719 | 103 | 0.149 | 0 | 103 | 0.149 | 0 | NE-HVAC-airAC-SpltPkg-240to759kBtuh-11p5eer_MZDEER2017AnyRSDNewCZ02cPVVG | #N/A | NE-HVAC-airAC-SpltPkg-240to759kBtuh-11p5eer_SZDEER2017AnyRSDNewCZ02cDXGF | 165482 |  | #N/A | #N/A | #N/A | 103 | 0.149 | 0 | #N/A | #N/A | #N/A | 103 | 0.149 | 0 | #N/A | #N/A | 38.5 | 11200
NE-HVAC-airAC-SpltPkg-240to759kBtuh-11p5eer | DEER2017 | D17 v2 |  | Any | RSD | New | CZ03 | cDXGF | Cap-Tons | 27.4 | 11200 | None | 68.2 | 0.105 | 0 | 68.2 | 0.105 | 0 | 68.2 | 0.105 | 0 | 68.2 | 0.105 | 0 | DEER:HVAC_Split-Package_AC | Annual | 1719 | 68.2 | 0.105 | 0 | 68.2 | 0.105 | 0 | NE-HVAC-airAC-SpltPkg-240to759kBtuh-11p5eer_MZDEER2017AnyRSDNewCZ03cPVVG | #N/A | NE-HVAC-airAC-SpltPkg-240to759kBtuh-11p5eer_SZDEER2017AnyRSDNewCZ03cDXGF | 165483 |  | #N/A | #N/A | #N/A | 68.2 | 0.105 | 0 | #N/A | #N/A | #N/A | 68.2 | 0.105 | 0 | #N/A | #N/A | 27.4 | 11200
NE-HVAC-airAC-SpltPkg-240to759kBtuh-11p5eer | DEER2017 | D17 v2 |  | Any | RSD | New | CZ04 | cDXGF | Cap-Tons | 41.3 | 11200 | None | 105 | 0.127 | 0 | 105 | 0.127 | 0 | 105 | 0.127 | 0 | 105 | 0.127 | 0 | DEER:HVAC_Split-Package_AC | Annual | 1719 | 105 | 0.127 | 0 | 105 | 0.127 | 0 | NE-HVAC-airAC-SpltPkg-240to759kBtuh-11p5eer_MZDEER2017AnyRSDNewCZ04cPVVG | #N/A | NE-HVAC-airAC-SpltPkg-240to759kBtuh-11p5eer_SZDEER2017AnyRSDNewCZ04cDXGF | 165484 |  | #N/A | #N/A | #N/A | 105 | 0.127 | 0 | #N/A | #N/A | #N/A | 105 | 0.127 | 0 | #N/A | #N/A | 41.3 | 11200
NE-HVAC-airAC-SpltPkg-240to759kBtuh-11p5eer | DEER2017 | D17 v2 |  | Any | RSD | New | CZ05 | cDXGF | Cap-Tons | 21 | 11200 | None | 100 | 0.0926 | 0 | 100 | 0.0926 | 0 | 100 | 0.0926 | 0 | 100 | 0.0926 | 0 | DEER:HVAC_Split-Package_AC | Annual | 1719 | 100 | 0.0926 | 0 | 100 | 0.0926 | 0 | NE-HVAC-airAC-SpltPkg-240to759kBtuh-11p5eer_MZDEER2017AnyRSDNewCZ05cPVVG | #N/A | NE-HVAC-airAC-SpltPkg-240to759kBtuh-11p5eer_SZDEER2017AnyRSDNewCZ05cDXGF | 165485 |  | #N/A | #N/A | #N/A | 100 | 0.0926 | 0 | #N/A | #N/A | #N/A | 100 | 0.0926 | 0 | #N/A | #N/A | 21 | 11200
NE-HVAC-airAC-SpltPkg-240to759kBtuh-11p5eer | DEER2017 | D17 v2 |  | Any | RSD | New | CZ06 | cDXGF | Cap-Tons | 34 | 11200 | None | 131 | 0.122 | 0 | 131 | 0.122 | 0 | 131 | 0.122 | 0 | 131 | 0.122 | 0 | DEER:HVAC_Split-Package_AC | Annual | 1719 | 131 | 0.122 | 0 | 131 | 0.122 | 0 | NE-HVAC-airAC-SpltPkg-240to759kBtuh-11p5eer_MZDEER2017AnyRSDNewCZ06cPVVG | #N/A | NE-HVAC-airAC-SpltPkg-240to759kBtuh-11p5eer_SZDEER2017AnyRSDNewCZ06cDXGF | 165486 |  | #N/A | #N/A | #N/A | 131 | 0.122 | 0 | #N/A | #N/A | #N/A | 131 | 0.122 | 0 | #N/A | #N/A | 34 | 11200
NE-HVAC-airAC-SpltPkg-240to759kBtuh-11p5eer | DEER2017 | D17 v2 |  | Any | RSD | New | CZ07 | cDXGF | Cap-Tons | 30.8 | 11200 | None | 128 | 0.111 | 0 | 128 | 0.111 | 0 | 128 | 0.111 | 0 | 128 | 0.111 | 0 | DEER:HVAC_Split-Package_AC | Annual | 1719 | 128 | 0.111 | 0 | 128 | 0.111 | 0 | NE-HVAC-airAC-SpltPkg-240to759kBtuh-11p5eer_MZDEER2017AnyRSDNewCZ07cPVVG | #N/A | NE-HVAC-airAC-SpltPkg-240to759kBtuh-11p5eer_SZDEER2017AnyRSDNewCZ07cDXGF | 165487 |  | #N/A | #N/A | #N/A | 128 | 0.111 | 0 | #N/A | #N/A | #N/A | 128 | 0.111 | 0 | #N/A | #N/A | 30.8 | 11200
NE-HVAC-airAC-SpltPkg-240to759kBtuh-11p5eer | DEER2017 | D17 v2 |  | Any | RSD | New | CZ08 | cDXGF | Cap-Tons | 34.2 | 11200 | None | 177 | 0.143 | 0 | 177 | 0.143 | 0 | 177 | 0.143 | 0 | 177 | 0.143 | 0 | DEER:HVAC_Split-Package_AC | Annual | 1719 | 177 | 0.143 | 0 | 177 | 0.143 | 0 | NE-HVAC-airAC-SpltPkg-240to759kBtuh-11p5eer_MZDEER2017AnyRSDNewCZ08cPVVG | #N/A | NE-HVAC-airAC-SpltPkg-240to759kBtuh-11p5eer_SZDEER2017AnyRSDNewCZ08cDXGF | 165488 |  | #N/A | #N/A | #N/A | 177 | 0.143 | 0 | #N/A | #N/A | #N/A | 177 | 0.143 | 0 | #N/A | #N/A | 34.2 | 11200
NE-HVAC-airAC-SpltPkg-240to759kBtuh-11p5eer | DEER2017 | D17 v2 |  | Any | RSD | New | CZ09 | cDXGF | Cap-Tons | 49.9 | 11200 | None | 140 | 0.175 | 0 | 140 | 0.175 | 0 | 140 | 0.175 | 0 | 140 | 0.175 | 0 | DEER:HVAC_Split-Package_AC | Annual | 1719 | 140 | 0.175 | 0 | 140 | 0.175 | 0 | NE-HVAC-airAC-SpltPkg-240to759kBtuh-11p5eer_MZDEER2017AnyRSDNewCZ09cPVVG | #N/A | NE-HVAC-airAC-SpltPkg-240to759kBtuh-11p5eer_SZDEER2017AnyRSDNewCZ09cDXGF | 165489 |  | #N/A | #N/A | #N/A | 140 | 0.175 | 0 | #N/A | #N/A | #N/A | 140 | 0.175 | 0 | #N/A | #N/A | 49.9 | 11200
NE-HVAC-airAC-SpltPkg-240to759kBtuh-11p5eer | DEER2017 | D17 v2 |  | Any | RSD | New | CZ10 | cDXGF | Cap-Tons | 44.6 | 11200 | None | 179 | 0.19 | 0 | 179 | 0.19 | 0 | 179 | 0.19 | 0 | 179 | 0.19 | 0 | DEER:HVAC_Split-Package_AC | Annual | 1719 | 179 | 0.19 | 0 | 179 | 0.19 | 0 | NE-HVAC-airAC-SpltPkg-240to759kBtuh-11p5eer_MZDEER2017AnyRSDNewCZ10cPVVG | #N/A | NE-HVAC-airAC-SpltPkg-240to759kBtuh-11p5eer_SZDEER2017AnyRSDNewCZ10cDXGF | 165490 |  | #N/A | #N/A | #N/A | 179 | 0.19 | 0 | #N/A | #N/A | #N/A | 179 | 0.19 | 0 | #N/A | #N/A | 44.6 | 11200
NE-HVAC-airAC-SpltPkg-240to759kBtuh-11p5eer | DEER2017 | D17 v2 |  | Any | RSD | New | CZ11 | cDXGF | Cap-Tons | 52.6 | 11200 | None | 179 | 0.161 | 0 | 179 | 0.161 | 0 | 179 | 0.161 | 0 | 179 | 0.161 | 0 | DEER:HVAC_Split-Package_AC | Annual | 1719 | 179 | 0.161 | 0 | 179 | 0.161 | 0 | NE-HVAC-airAC-SpltPkg-240to759kBtuh-11p5eer_MZDEER2017AnyRSDNewCZ11cPVVG | #N/A | NE-HVAC-airAC-SpltPkg-240to759kBtuh-11p5eer_SZDEER2017AnyRSDNewCZ11cDXGF | 165491 |  | #N/A | #N/A | #N/A | 179 | 0.161 | 0 | #N/A | #N/A | #N/A | 179 | 0.161 | 0 | #N/A | #N/A | 52.6 | 11200
NE-HVAC-airAC-SpltPkg-240to759kBtuh-11p5eer | DEER2017 | D17 v2 |  | Any | RSD | New | CZ12 | cDXGF | Cap-Tons | 41.3 | 11200 | None | 160 | 0.158 | 0 | 160 | 0.158 | 0 | 160 | 0.158 | 0 | 160 | 0.158 | 0 | DEER:HVAC_Split-Package_AC | Annual | 1719 | 160 | 0.158 | 0 | 160 | 0.158 | 0 | NE-HVAC-airAC-SpltPkg-240to759kBtuh-11p5eer_MZDEER2017AnyRSDNewCZ12cPVVG | #N/A | NE-HVAC-airAC-SpltPkg-240to759kBtuh-11p5eer_SZDEER2017AnyRSDNewCZ12cDXGF | 165492 |  | #N/A | #N/A | #N/A | 160 | 0.158 | 0 | #N/A | #N/A | #N/A | 160 | 0.158 | 0 | #N/A | #N/A | 41.3 | 11200
NE-HVAC-airAC-SpltPkg-240to759kBtuh-11p5eer | DEER2017 | D17 v2 |  | Any | RSD | New | CZ13 | cDXGF | Cap-Tons | 56.7 | 11200 | None | 174 | 0.153 | 0 | 174 | 0.153 | 0 | 174 | 0.153 | 0 | 174 | 0.153 | 0 | DEER:HVAC_Split-Package_AC | Annual | 1719 | 174 | 0.153 | 0 | 174 | 0.153 | 0 | NE-HVAC-airAC-SpltPkg-240to759kBtuh-11p5eer_MZDEER2017AnyRSDNewCZ13cPVVG | #N/A | NE-HVAC-airAC-SpltPkg-240to759kBtuh-11p5eer_SZDEER2017AnyRSDNewCZ13cDXGF | 165493 |  | #N/A | #N/A | #N/A | 174 | 0.153 | 0 | #N/A | #N/A | #N/A | 174 | 0.153 | 0 | #N/A | #N/A | 56.7 | 11200
NE-HVAC-airAC-SpltPkg-240to759kBtuh-11p5eer | DEER2017 | D17 v2 |  | Any | RSD | New | CZ14 | cDXGF | Cap-Tons | 42.2 | 11200 | None | 210 | 0.183 | 0 | 210 | 0.183 | 0 | 210 | 0.183 | 0 | 210 | 0.183 | 0 | DEER:HVAC_Split-Package_AC | Annual | 1719 | 210 | 0.183 | 0 | 210 | 0.183 | 0 | NE-HVAC-airAC-SpltPkg-240to759kBtuh-11p5eer_MZDEER2017AnyRSDNewCZ14cPVVG | #N/A | NE-HVAC-airAC-SpltPkg-240to759kBtuh-11p5eer_SZDEER2017AnyRSDNewCZ14cDXGF | 165494 |  | #N/A | #N/A | #N/A | 210 | 0.183 | 0 | #N/A | #N/A | #N/A | 210 | 0.183 | 0 | #N/A | #N/A | 42.2 | 11200
NE-HVAC-airAC-SpltPkg-240to759kBtuh-11p5eer | DEER2017 | D17 v2 |  | Any | RSD | New | CZ15 | cDXGF | Cap-Tons | 60.1 | 11200 | None | 329 | 0.182 | 0 | 329 | 0.182 | 0 | 329 | 0.182 | 0 | 329 | 0.182 | 0 | DEER:HVAC_Split-Package_AC | Annual | 1719 | 329 | 0.182 | 0 | 329 | 0.182 | 0 | NE-HVAC-airAC-SpltPkg-240to759kBtuh-11p5eer_MZDEER2017AnyRSDNewCZ15cPVVG | #N/A | NE-HVAC-airAC-SpltPkg-240to759kBtuh-11p5eer_SZDEER2017AnyRSDNewCZ15cDXGF | 165495 |  | #N/A | #N/A | #N/A | 329 | 0.182 | 0 | #N/A | #N/A | #N/A | 329 | 0.182 | 0 | #N/A | #N/A | 60.1 | 11200
NE-HVAC-airAC-SpltPkg-240to759kBtuh-11p5eer | DEER2017 | D17 v2 |  | Any | RSD | New | CZ16 | cDXGF | Cap-Tons | 27.2 | 11200 | None | 86.8 | 0.103 | 0 | 86.8 | 0.103 | 0 | 86.8 | 0.103 | 0 | 86.8 | 0.103 | 0 | DEER:HVAC_Split-Package_AC | Annual | 1719 | 86.8 | 0.103 | 0 | 86.8 | 0.103 | 0 | NE-HVAC-airAC-SpltPkg-240to759kBtuh-11p5eer_MZDEER2017AnyRSDNewCZ16cPVVG | #N/A | NE-HVAC-airAC-SpltPkg-240to759kBtuh-11p5eer_SZDEER2017AnyRSDNewCZ16cDXGF | 165496 |  | #N/A | #N/A | #N/A | 86.8 | 0.103 | 0 | #N/A | #N/A | #N/A | 86.8 | 0.103 | 0 | #N/A | #N/A | 27.2 | 11200
NE-HVAC-airAC-SpltPkg-240to759kBtuh-11p5eer | DEER2017 | D17 v2 |  | Any | Rt3 | 1975 | CZ01 | cWtd | Cap-Tons | 231.8 | 120000 | None | 44.2 | 0.0404 | 0 | 44.2 | 0.0404 | 0 | 44.2 | 0.0404 | 0 | 44.2 | 0.0404 | 0 | DEER:HVAC_Split-Package_AC | Annual | 1719 | 44.22 | 0.04042 | 0 | 44.22 | 0.04042 | 0 | NE-HVAC-airAC-SpltPkg-240to759kBtuh-11p5eer_MZDEER2017AnyRt31975CZ01cPVVG | 12738 | NE-HVAC-airAC-SpltPkg-240to759kBtuh-11p5eer_SZDEER2017AnyRt31975CZ01cDXGF | 12737 |  | 51.1 | 0.0405 | 0 | 16.7 | 0.0401 | 0 | 51.1 | 0.0405 | 0 | 16.7 | 0.0401 | 0 | 252 | 120000 | 151 | 120000
NE-HVAC-airAC-SpltPkg-240to759kBtuh-11p5eer | DEER2017 | D17 v2 |  | Any | Rt3 | 1975 | CZ02 | cWtd | Cap-Tons | 338.8 | 120000 | None | 130 | 0.121 | 0 | 130 | 0.121 | 0 | 130 | 0.121 | 0 | 130 | 0.121 | 0 | DEER:HVAC_Split-Package_AC | Annual | 1719 | 130.2 | 0.121 | 0 | 130.2 | 0.121 | 0 | NE-HVAC-airAC-SpltPkg-240to759kBtuh-11p5eer_MZDEER2017AnyRt31975CZ02cPVVG | 12740 | NE-HVAC-airAC-SpltPkg-240to759kBtuh-11p5eer_SZDEER2017AnyRt31975CZ02cDXGF | 12739 |  | 135 | 0.11 | 0 | 111 | 0.165 | 0 | 135 | 0.11 | 0 | 111 | 0.165 | 0 | 362 | 120000 | 246 | 120000
NE-HVAC-airAC-SpltPkg-240to759kBtuh-11p5eer | DEER2017 | D17 v2 |  | Any | Rt3 | 1975 | CZ03 | cWtd | Cap-Tons | 285.4 | 120000 | None | 103 | 0.0808 | 0 | 103 | 0.0808 | 0 | 103 | 0.0808 | 0 | 103 | 0.0808 | 0 | DEER:HVAC_Split-Package_AC | Annual | 1719 | 103.32 | 0.0808 | 0 | 103.32 | 0.0808 | 0 | NE-HVAC-airAC-SpltPkg-240to759kBtuh-11p5eer_MZDEER2017AnyRt31975CZ03cPVVG | 12742 | NE-HVAC-airAC-SpltPkg-240to759kBtuh-11p5eer_SZDEER2017AnyRt31975CZ03cDXGF | 12741 |  | 114 | 0.072 | 0 | 60.6 | 0.116 | 0 | 114 | 0.072 | 0 | 60.6 | 0.116 | 0 | 307 | 120000 | 199 | 120000
NE-HVAC-airAC-SpltPkg-240to759kBtuh-11p5eer | DEER2017 | D17 v2 |  | Any | Rt3 | 1975 | CZ04 | cWtd | Cap-Tons | 342 | 120000 | None | 147 | 0.106 | 0 | 147 | 0.106 | 0 | 147 | 0.106 | 0 | 147 | 0.106 | 0 | DEER:HVAC_Split-Package_AC | Annual | 1719 | 146.6 | 0.10616 | 0 | 146.6 | 0.10616 | 0 | NE-HVAC-airAC-SpltPkg-240to759kBtuh-11p5eer_MZDEER2017AnyRt31975CZ04cPVVG | 12744 | NE-HVAC-airAC-SpltPkg-240to759kBtuh-11p5eer_SZDEER2017AnyRt31975CZ04cDXGF | 12743 |  | 153 | 0.0952 | 0 | 121 | 0.15 | 0 | 153 | 0.0952 | 0 | 121 | 0.15 | 0 | 365 | 120000 | 250 | 120000
NE-HVAC-airAC-SpltPkg-240to759kBtuh-11p5eer | DEER2017 | D17 v2 |  | Any | Rt3 | 1975 | CZ05 | cWtd | Cap-Tons | 254.2 | 120000 | None | 107 | 0.0608 | 0 | 107 | 0.0608 | 0 | 107 | 0.0608 | 0 | 107 | 0.0608 | 0 | DEER:HVAC_Split-Package_AC | Annual | 1719 | 107 | 0.06082 | 0 | 107 | 0.06082 | 0 | NE-HVAC-airAC-SpltPkg-240to759kBtuh-11p5eer_MZDEER2017AnyRt31975CZ05cPVVG | 12746 | NE-HVAC-airAC-SpltPkg-240to759kBtuh-11p5eer_SZDEER2017AnyRt31975CZ05cDXGF | 12745 |  | 116 | 0.0554 | 0 | 71 | 0.0825 | 0 | 116 | 0.0554 | 0 | 71 | 0.0825 | 0 | 275 | 120000 | 171 | 120000
NE-HVAC-airAC-SpltPkg-240to759kBtuh-11p5eer | DEER2017 | D17 v2 |  | Any | Rt3 | 1975 | CZ06 | cWtd | Cap-Tons | 320.2 | 120000 | None | 171 | 0.0942 | 0 | 171 | 0.0942 | 0 | 171 | 0.0942 | 0 | 171 | 0.0942 | 0 | DEER:HVAC_Split-Package_AC | Annual | 1719 | 171.2 | 0.09416 | 0 | 171.2 | 0.09416 | 0 | NE-HVAC-airAC-SpltPkg-240to759kBtuh-11p5eer_MZDEER2017AnyRt31975CZ06cPVVG | 12748 | NE-HVAC-airAC-SpltPkg-240to759kBtuh-11p5eer_SZDEER2017AnyRt31975CZ06cDXGF | 12747 |  | 179 | 0.0847 | 0 | 140 | 0.132 | 0 | 179 | 0.0847 | 0 | 140 | 0.132 | 0 | 343 | 120000 | 229 | 120000
NE-HVAC-airAC-SpltPkg-240to759kBtuh-11p5eer | DEER2017 | D17 v2 |  | Any | Rt3 | 1975 | CZ07 | cWtd | Cap-Tons | 252.2 | 120000 | None | 192 | 0.104 | 0 | 192 | 0.104 | 0 | 192 | 0.104 | 0 | 192 | 0.104 | 0 | DEER:HVAC_Split-Package_AC | Annual | 1719 | 192 | 0.10388 | 0 | 192 | 0.10388 | 0 | NE-HVAC-airAC-SpltPkg-240to759kBtuh-11p5eer_MZDEER2017AnyRt31975CZ07cPVVG | 12750 | NE-HVAC-airAC-SpltPkg-240to759kBtuh-11p5eer_SZDEER2017AnyRt31975CZ07cDXGF | 12749 |  | 192 | 0.0926 | 0 | 192 | 0.149 | 0 | 192 | 0.0926 | 0 | 192 | 0.149 | 0 | 271 | 120000 | 177 | 120000
NE-HVAC-airAC-SpltPkg-240to759kBtuh-11p5eer | DEER2017 | D17 v2 |  | Any | Rt3 | 1975 | CZ08 | cWtd | Cap-Tons | 315.2 | 120000 | None | 202 | 0.113 | 0 | 202 | 0.113 | 0 | 202 | 0.113 | 0 | 202 | 0.113 | 0 | DEER:HVAC_Split-Package_AC | Annual | 1719 | 202.2 | 0.1134 | 0 | 202.2 | 0.1134 | 0 | NE-HVAC-airAC-SpltPkg-240to759kBtuh-11p5eer_MZDEER2017AnyRt31975CZ08cPVVG | 12752 | NE-HVAC-airAC-SpltPkg-240to759kBtuh-11p5eer_SZDEER2017AnyRt31975CZ08cDXGF | 12751 |  | 203 | 0.102 | 0 | 199 | 0.159 | 0 | 203 | 0.102 | 0 | 199 | 0.159 | 0 | 338 | 120000 | 224 | 120000
NE-HVAC-airAC-SpltPkg-240to759kBtuh-11p5eer | DEER2017 | D17 v2 |  | Any | Rt3 | 1975 | CZ09 | cWtd | Cap-Tons | 394 | 120000 | None | 184 | 0.134 | 0 | 184 | 0.134 | 0 | 184 | 0.134 | 0 | 184 | 0.134 | 0 | DEER:HVAC_Split-Package_AC | Annual | 1719 | 184.4 | 0.1338 | 0 | 184.4 | 0.1338 | 0 | NE-HVAC-airAC-SpltPkg-240to759kBtuh-11p5eer_MZDEER2017AnyRt31975CZ09cPVVG | 12754 | NE-HVAC-airAC-SpltPkg-240to759kBtuh-11p5eer_SZDEER2017AnyRt31975CZ09cDXGF | 12753 |  | 191 | 0.123 | 0 | 158 | 0.177 | 0 | 191 | 0.123 | 0 | 158 | 0.177 | 0 | 418 | 120000 | 298 | 120000
NE-HVAC-airAC-SpltPkg-240to759kBtuh-11p5eer | DEER2017 | D17 v2 |  | Any | Rt3 | 1975 | CZ10 | cWtd | Cap-Tons | 385.4 | 120000 | None | 197 | 0.14 | 0 | 197 | 0.14 | 0 | 197 | 0.14 | 0 | 197 | 0.14 | 0 | DEER:HVAC_Split-Package_AC | Annual | 1719 | 196.6 | 0.14 | 0 | 196.6 | 0.14 | 0 | NE-HVAC-airAC-SpltPkg-240to759kBtuh-11p5eer_MZDEER2017AnyRt31975CZ10cPVVG | 12756 | NE-HVAC-airAC-SpltPkg-240to759kBtuh-11p5eer_SZDEER2017AnyRt31975CZ10cDXGF | 12755 |  | 200 | 0.128 | 0 | 183 | 0.188 | 0 | 200 | 0.128 | 0 | 183 | 0.188 | 0 | 409 | 120000 | 291 | 120000
NE-HVAC-airAC-SpltPkg-240to759kBtuh-11p5eer | DEER2017 | D17 v2 |  | Any | Rt3 | 1975 | CZ11 | cWtd | Cap-Tons | 421.8 | 120000 | None | 180 | 0.118 | 0 | 180 | 0.118 | 0 | 180 | 0.118 | 0 | 180 | 0.118 | 0 | DEER:HVAC_Split-Package_AC | Annual | 1719 | 180 | 0.1184 | 0 | 180 | 0.1184 | 0 | NE-HVAC-airAC-SpltPkg-240to759kBtuh-11p5eer_MZDEER2017AnyRt31975CZ11cPVVG | 12758 | NE-HVAC-airAC-SpltPkg-240to759kBtuh-11p5eer_SZDEER2017AnyRt31975CZ11cDXGF | 12757 |  | 181 | 0.111 | 0 | 176 | 0.148 | 0 | 181 | 0.111 | 0 | 176 | 0.148 | 0 | 446 | 120000 | 325 | 120000
NE-HVAC-airAC-SpltPkg-240to759kBtuh-11p5eer | DEER2017 | D17 v2 |  | Any | Rt3 | 1975 | CZ12 | cWtd | Cap-Tons | 429 | 120000 | None | 151 | 0.109 | 0 | 151 | 0.109 | 0 | 151 | 0.109 | 0 | 151 | 0.109 | 0 | DEER:HVAC_Split-Package_AC | Annual | 1719 | 151 | 0.1088 | 0 | 151 | 0.1088 | 0 | NE-HVAC-airAC-SpltPkg-240to759kBtuh-11p5eer_MZDEER2017AnyRt31975CZ12cPVVG | 12760 | NE-HVAC-airAC-SpltPkg-240to759kBtuh-11p5eer_SZDEER2017AnyRt31975CZ12cDXGF | 12759 |  | 156 | 0.101 | 0 | 131 | 0.14 | 0 | 156 | 0.101 | 0 | 131 | 0.14 | 0 | 453 | 120000 | 333 | 120000
NE-HVAC-airAC-SpltPkg-240to759kBtuh-11p5eer | DEER2017 | D17 v2 |  | Any | Rt3 | 1975 | CZ13 | cWtd | Cap-Tons | 417.8 | 120000 | None | 185 | 0.119 | 0 | 185 | 0.119 | 0 | 185 | 0.119 | 0 | 185 | 0.119 | 0 | DEER:HVAC_Split-Package_AC | Annual | 1719 | 184.6 | 0.1194 | 0 | 184.6 | 0.1194 | 0 | NE-HVAC-airAC-SpltPkg-240to759kBtuh-11p5eer_MZDEER2017AnyRt31975CZ13cPVVG | 12762 | NE-HVAC-airAC-SpltPkg-240to759kBtuh-11p5eer_SZDEER2017AnyRt31975CZ13cDXGF | 12761 |  | 183 | 0.11 | 0 | 191 | 0.157 | 0 | 183 | 0.11 | 0 | 191 | 0.157 | 0 | 442 | 120000 | 321 | 120000
NE-HVAC-airAC-SpltPkg-240to759kBtuh-11p5eer | DEER2017 | D17 v2 |  | Any | Rt3 | 1975 | CZ14 | cWtd | Cap-Tons | 382.2 | 120000 | None | 196 | 0.128 | 0 | 196 | 0.128 | 0 | 196 | 0.128 | 0 | 196 | 0.128 | 0 | DEER:HVAC_Split-Package_AC | Annual | 1719 | 196.2 | 0.1284 | 0 | 196.2 | 0.1284 | 0 | NE-HVAC-airAC-SpltPkg-240to759kBtuh-11p5eer_MZDEER2017AnyRt31975CZ14cPVVG | 12764 | NE-HVAC-airAC-SpltPkg-240to759kBtuh-11p5eer_SZDEER2017AnyRt31975CZ14cDXGF | 12763 |  | 194 | 0.117 | 0 | 205 | 0.174 | 0 | 194 | 0.117 | 0 | 205 | 0.174 | 0 | 406 | 120000 | 287 | 120000
NE-HVAC-airAC-SpltPkg-240to759kBtuh-11p5eer | DEER2017 | D17 v2 |  | Any | Rt3 | 1975 | CZ15 | cWtd | Cap-Tons | 468.4 | 120000 | None | 303 | 0.136 | 0 | 303 | 0.136 | 0 | 303 | 0.136 | 0 | 303 | 0.136 | 0 | DEER:HVAC_Split-Package_AC | Annual | 1719 | 303 | 0.1356 | 0 | 303 | 0.1356 | 0 | NE-HVAC-airAC-SpltPkg-240to759kBtuh-11p5eer_MZDEER2017AnyRt31975CZ15cPVVG | 12766 | NE-HVAC-airAC-SpltPkg-240to759kBtuh-11p5eer_SZDEER2017AnyRt31975CZ15cDXGF | 12765 |  | 297 | 0.124 | 0 | 327 | 0.182 | 0 | 297 | 0.124 | 0 | 327 | 0.182 | 0 | 494 | 120000 | 366 | 120000
NE-HVAC-airAC-SpltPkg-240to759kBtuh-11p5eer | DEER2017 | D17 v2 |  | Any | Rt3 | 1975 | CZ16 | cWtd | Cap-Tons | 311 | 120000 | None | 88.9 | 0.0818 | 0 | 88.9 | 0.0818 | 0 | 88.9 | 0.0818 | 0 | 88.9 | 0.0818 | 0 | DEER:HVAC_Split-Package_AC | Annual | 1719 | 88.88 | 0.08184 | 0 | 88.88 | 0.08184 | 0 | NE-HVAC-airAC-SpltPkg-240to759kBtuh-11p5eer_MZDEER2017AnyRt31975CZ16cPVVG | 12768 | NE-HVAC-airAC-SpltPkg-240to759kBtuh-11p5eer_SZDEER2017AnyRt31975CZ16cDXGF | 12767 |  | 89.6 | 0.0738 | 0 | 86 | 0.114 | 0 | 89.6 | 0.0738 | 0 | 86 | 0.114 | 0 | 334 | 120000 | 219 | 120000
NE-HVAC-airAC-SpltPkg-240to759kBtuh-11p5eer | DEER2017 | D17 v2 |  | Any | Rt3 | 1985 | CZ01 | cWtd | Cap-Tons | 206 | 120000 | None | 52.2 | 0.046 | 0 | 52.2 | 0.046 | 0 | 52.2 | 0.046 | 0 | 52.2 | 0.046 | 0 | DEER:HVAC_Split-Package_AC | Annual | 1719 | 52.24 | 0.04596 | 0 | 52.24 | 0.04596 | 0 | NE-HVAC-airAC-SpltPkg-240to759kBtuh-11p5eer_MZDEER2017AnyRt31985CZ01cPVVG | 34098 | NE-HVAC-airAC-SpltPkg-240to759kBtuh-11p5eer_SZDEER2017AnyRt31985CZ01cDXGF | 34097 |  | 59.4 | 0.0462 | 0 | 23.6 | 0.045 | 0 | 59.4 | 0.0462 | 0 | 23.6 | 0.045 | 0 | 222 | 120000 | 142 | 120000
NE-HVAC-airAC-SpltPkg-240to759kBtuh-11p5eer | DEER2017 | D17 v2 |  | Any | Rt3 | 1985 | CZ02 | cWtd | Cap-Tons | 305.2 | 120000 | None | 138 | 0.137 | 0 | 138 | 0.137 | 0 | 138 | 0.137 | 0 | 138 | 0.137 | 0 | DEER:HVAC_Split-Package_AC | Annual | 1719 | 138 | 0.1366 | 0 | 138 | 0.1366 | 0 | NE-HVAC-airAC-SpltPkg-240to759kBtuh-11p5eer_MZDEER2017AnyRt31985CZ02cPVVG | 34100 | NE-HVAC-airAC-SpltPkg-240to759kBtuh-11p5eer_SZDEER2017AnyRt31985CZ02cDXGF | 34099 |  | 144 | 0.129 | 0 | 114 | 0.167 | 0 | 144 | 0.129 | 0 | 114 | 0.167 | 0 | 323 | 120000 | 234 | 120000
NE-HVAC-airAC-SpltPkg-240to759kBtuh-11p5eer | DEER2017 | D17 v2 |  | Any | Rt3 | 1985 | CZ03 | cWtd | Cap-Tons | 256 | 120000 | None | 103 | 0.095 | 0 | 103 | 0.095 | 0 | 103 | 0.095 | 0 | 103 | 0.095 | 0 | DEER:HVAC_Split-Package_AC | Annual | 1719 | 103.1 | 0.09504 | 0 | 103.1 | 0.09504 | 0 | NE-HVAC-airAC-SpltPkg-240to759kBtuh-11p5eer_MZDEER2017AnyRt31985CZ03cPVVG | 34102 | NE-HVAC-airAC-SpltPkg-240to759kBtuh-11p5eer_SZDEER2017AnyRt31985CZ03cDXGF | 34101 |  | 113 | 0.0893 | 0 | 63.5 | 0.118 | 0 | 113 | 0.0893 | 0 | 63.5 | 0.118 | 0 | 273 | 120000 | 188 | 120000
NE-HVAC-airAC-SpltPkg-240to759kBtuh-11p5eer | DEER2017 | D17 v2 |  | Any | Rt3 | 1985 | CZ04 | cWtd | Cap-Tons | 303.4 | 120000 | None | 155 | 0.123 | 0 | 155 | 0.123 | 0 | 155 | 0.123 | 0 | 155 | 0.123 | 0 | DEER:HVAC_Split-Package_AC | Annual | 1719 | 155 | 0.1228 | 0 | 155 | 0.1228 | 0 | NE-HVAC-airAC-SpltPkg-240to759kBtuh-11p5eer_MZDEER2017AnyRt31985CZ04cPVVG | 34104 | NE-HVAC-airAC-SpltPkg-240to759kBtuh-11p5eer_SZDEER2017AnyRt31985CZ04cDXGF | 34103 |  | 162 | 0.115 | 0 | 127 | 0.154 | 0 | 162 | 0.115 | 0 | 127 | 0.154 | 0 | 321 | 120000 | 233 | 120000
NE-HVAC-airAC-SpltPkg-240to759kBtuh-11p5eer | DEER2017 | D17 v2 |  | Any | Rt3 | 1985 | CZ05 | cWtd | Cap-Tons | 226 | 120000 | None | 108 | 0.0723 | 0 | 108 | 0.0723 | 0 | 108 | 0.0723 | 0 | 108 | 0.0723 | 0 | DEER:HVAC_Split-Package_AC | Annual | 1719 | 108.24 | 0.07228 | 0 | 108.24 | 0.07228 | 0 | NE-HVAC-airAC-SpltPkg-240to759kBtuh-11p5eer_MZDEER2017AnyRt31985CZ05cPVVG | 34106 | NE-HVAC-airAC-SpltPkg-240to759kBtuh-11p5eer_SZDEER2017AnyRt31985CZ05cDXGF | 34105 |  | 116 | 0.0691 | 0 | 77.2 | 0.085 | 0 | 116 | 0.0691 | 0 | 77.2 | 0.085 | 0 | 242 | 120000 | 162 | 120000
NE-HVAC-airAC-SpltPkg-240to759kBtuh-11p5eer | DEER2017 | D17 v2 |  | Any | Rt3 | 1985 | CZ06 | cWtd | Cap-Tons | 289.2 | 120000 | None | 170 | 0.104 | 0 | 170 | 0.104 | 0 | 170 | 0.104 | 0 | 170 | 0.104 | 0 | DEER:HVAC_Split-Package_AC | Annual | 1719 | 169.8 | 0.10416 | 0 | 169.8 | 0.10416 | 0 | NE-HVAC-airAC-SpltPkg-240to759kBtuh-11p5eer_MZDEER2017AnyRt31985CZ06cPVVG | 34108 | NE-HVAC-airAC-SpltPkg-240to759kBtuh-11p5eer_SZDEER2017AnyRt31985CZ06cDXGF | 34107 |  | 176 | 0.0972 | 0 | 145 | 0.132 | 0 | 176 | 0.0972 | 0 | 145 | 0.132 | 0 | 307 | 120000 | 218 | 120000
NE-HVAC-airAC-SpltPkg-240to759kBtuh-11p5eer | DEER2017 | D17 v2 |  | Any | Rt3 | 1985 | CZ07 | cWtd | Cap-Tons | 223.8 | 120000 | None | 190 | 0.117 | 0 | 190 | 0.117 | 0 | 190 | 0.117 | 0 | 190 | 0.117 | 0 | DEER:HVAC_Split-Package_AC | Annual | 1719 | 190.4 | 0.1166 | 0 | 190.4 | 0.1166 | 0 | NE-HVAC-airAC-SpltPkg-240to759kBtuh-11p5eer_MZDEER2017AnyRt31985CZ07cPVVG | 34110 | NE-HVAC-airAC-SpltPkg-240to759kBtuh-11p5eer_SZDEER2017AnyRt31985CZ07cDXGF | 34109 |  | 187 | 0.108 | 0 | 204 | 0.151 | 0 | 187 | 0.108 | 0 | 204 | 0.151 | 0 | 238 | 120000 | 167 | 120000
NE-HVAC-airAC-SpltPkg-240to759kBtuh-11p5eer | DEER2017 | D17 v2 |  | Any | Rt3 | 1985 | CZ08 | cWtd | Cap-Tons | 283.4 | 120000 | None | 209 | 0.128 | 0 | 209 | 0.128 | 0 | 209 | 0.128 | 0 | 209 | 0.128 | 0 | DEER:HVAC_Split-Package_AC | Annual | 1719 | 209.2 | 0.1282 | 0 | 209.2 | 0.1282 | 0 | NE-HVAC-airAC-SpltPkg-240to759kBtuh-11p5eer_MZDEER2017AnyRt31985CZ08cPVVG | 34112 | NE-HVAC-airAC-SpltPkg-240to759kBtuh-11p5eer_SZDEER2017AnyRt31985CZ08cDXGF | 34111 |  | 210 | 0.12 | 0 | 206 | 0.161 | 0 | 210 | 0.12 | 0 | 206 | 0.161 | 0 | 301 | 120000 | 213 | 120000
NE-HVAC-airAC-SpltPkg-240to759kBtuh-11p5eer | DEER2017 | D17 v2 |  | Any | Rt3 | 1985 | CZ09 | cWtd | Cap-Tons | 358.6 | 120000 | None | 184 | 0.146 | 0 | 184 | 0.146 | 0 | 184 | 0.146 | 0 | 184 | 0.146 | 0 | DEER:HVAC_Split-Package_AC | Annual | 1719 | 183.6 | 0.146 | 0 | 183.6 | 0.146 | 0 | NE-HVAC-airAC-SpltPkg-240to759kBtuh-11p5eer_MZDEER2017AnyRt31985CZ09cPVVG | 34114 | NE-HVAC-airAC-SpltPkg-240to759kBtuh-11p5eer_SZDEER2017AnyRt31985CZ09cDXGF | 34113 |  | 189 | 0.138 | 0 | 162 | 0.178 | 0 | 189 | 0.138 | 0 | 162 | 0.178 | 0 | 377 | 120000 | 285 | 120000
NE-HVAC-airAC-SpltPkg-240to759kBtuh-11p5eer | DEER2017 | D17 v2 |  | Any | Rt3 | 1985 | CZ10 | cWtd | Cap-Tons | 350 | 120000 | None | 202 | 0.156 | 0 | 202 | 0.156 | 0 | 202 | 0.156 | 0 | 202 | 0.156 | 0 | DEER:HVAC_Split-Package_AC | Annual | 1719 | 202.2 | 0.1564 | 0 | 202.2 | 0.1564 | 0 | NE-HVAC-airAC-SpltPkg-240to759kBtuh-11p5eer_MZDEER2017AnyRt31985CZ10cPVVG | 34116 | NE-HVAC-airAC-SpltPkg-240to759kBtuh-11p5eer_SZDEER2017AnyRt31985CZ10cDXGF | 34115 |  | 206 | 0.148 | 0 | 187 | 0.19 | 0 | 206 | 0.148 | 0 | 187 | 0.19 | 0 | 368 | 120000 | 278 | 120000
NE-HVAC-airAC-SpltPkg-240to759kBtuh-11p5eer | DEER2017 | D17 v2 |  | Any | Rt3 | 1985 | CZ11 | cWtd | Cap-Tons | 383.8 | 120000 | None | 183 | 0.127 | 0 | 183 | 0.127 | 0 | 183 | 0.127 | 0 | 183 | 0.127 | 0 | DEER:HVAC_Split-Package_AC | Annual | 1719 | 183 | 0.127 | 0 | 183 | 0.127 | 0 | NE-HVAC-airAC-SpltPkg-240to759kBtuh-11p5eer_MZDEER2017AnyRt31985CZ11cPVVG | 34118 | NE-HVAC-airAC-SpltPkg-240to759kBtuh-11p5eer_SZDEER2017AnyRt31985CZ11cDXGF | 34117 |  | 184 | 0.121 | 0 | 179 | 0.151 | 0 | 184 | 0.121 | 0 | 179 | 0.151 | 0 | 402 | 120000 | 311 | 120000
NE-HVAC-airAC-SpltPkg-240to759kBtuh-11p5eer | DEER2017 | D17 v2 |  | Any | Rt3 | 1985 | CZ12 | cWtd | Cap-Tons | 391 | 120000 | None | 150 | 0.12 | 0 | 150 | 0.12 | 0 | 150 | 0.12 | 0 | 150 | 0.12 | 0 | DEER:HVAC_Split-Package_AC | Annual | 1719 | 149.8 | 0.1202 | 0 | 149.8 | 0.1202 | 0 | NE-HVAC-airAC-SpltPkg-240to759kBtuh-11p5eer_MZDEER2017AnyRt31985CZ12cPVVG | 34120 | NE-HVAC-airAC-SpltPkg-240to759kBtuh-11p5eer_SZDEER2017AnyRt31985CZ12cDXGF | 34119 |  | 154 | 0.115 | 0 | 133 | 0.141 | 0 | 154 | 0.115 | 0 | 133 | 0.141 | 0 | 409 | 120000 | 319 | 120000
NE-HVAC-airAC-SpltPkg-240to759kBtuh-11p5eer | DEER2017 | D17 v2 |  | Any | Rt3 | 1985 | CZ13 | cWtd | Cap-Tons | 380.6 | 120000 | None | 193 | 0.131 | 0 | 193 | 0.131 | 0 | 193 | 0.131 | 0 | 193 | 0.131 | 0 | DEER:HVAC_Split-Package_AC | Annual | 1719 | 192.6 | 0.1312 | 0 | 192.6 | 0.1312 | 0 | NE-HVAC-airAC-SpltPkg-240to759kBtuh-11p5eer_MZDEER2017AnyRt31985CZ13cPVVG | 34122 | NE-HVAC-airAC-SpltPkg-240to759kBtuh-11p5eer_SZDEER2017AnyRt31985CZ13cDXGF | 34121 |  | 192 | 0.124 | 0 | 195 | 0.16 | 0 | 192 | 0.124 | 0 | 195 | 0.16 | 0 | 399 | 120000 | 307 | 120000
NE-HVAC-airAC-SpltPkg-240to759kBtuh-11p5eer | DEER2017 | D17 v2 |  | Any | Rt3 | 1985 | CZ14 | cWtd | Cap-Tons | 345.8 | 120000 | None | 205 | 0.145 | 0 | 205 | 0.145 | 0 | 205 | 0.145 | 0 | 205 | 0.145 | 0 | DEER:HVAC_Split-Package_AC | Annual | 1719 | 205 | 0.1446 | 0 | 205 | 0.1446 | 0 | NE-HVAC-airAC-SpltPkg-240to759kBtuh-11p5eer_MZDEER2017AnyRt31985CZ14cPVVG | 34124 | NE-HVAC-airAC-SpltPkg-240to759kBtuh-11p5eer_SZDEER2017AnyRt31985CZ14cDXGF | 34123 |  | 204 | 0.137 | 0 | 209 | 0.175 | 0 | 204 | 0.137 | 0 | 209 | 0.175 | 0 | 364 | 120000 | 273 | 120000
NE-HVAC-airAC-SpltPkg-240to759kBtuh-11p5eer | DEER2017 | D17 v2 |  | Any | Rt3 | 1985 | CZ15 | cWtd | Cap-Tons | 429 | 120000 | None | 314 | 0.149 | 0 | 314 | 0.149 | 0 | 314 | 0.149 | 0 | 314 | 0.149 | 0 | DEER:HVAC_Split-Package_AC | Annual | 1719 | 314 | 0.1486 | 0 | 314 | 0.1486 | 0 | NE-HVAC-airAC-SpltPkg-240to759kBtuh-11p5eer_MZDEER2017AnyRt31985CZ15cPVVG | 34126 | NE-HVAC-airAC-SpltPkg-240to759kBtuh-11p5eer_SZDEER2017AnyRt31985CZ15cDXGF | 34125 |  | 310 | 0.14 | 0 | 330 | 0.183 | 0 | 310 | 0.14 | 0 | 330 | 0.183 | 0 | 448 | 120000 | 353 | 120000
NE-HVAC-airAC-SpltPkg-240to759kBtuh-11p5eer | DEER2017 | D17 v2 |  | Any | Rt3 | 1985 | CZ16 | cWtd | Cap-Tons | 277 | 120000 | None | 104 | 0.0939 | 0 | 104 | 0.0939 | 0 | 104 | 0.0939 | 0 | 104 | 0.0939 | 0 | DEER:HVAC_Split-Package_AC | Annual | 1719 | 104.34 | 0.09392 | 0 | 104.34 | 0.09392 | 0 | NE-HVAC-airAC-SpltPkg-240to759kBtuh-11p5eer_MZDEER2017AnyRt31985CZ16cPVVG | 34128 | NE-HVAC-airAC-SpltPkg-240to759kBtuh-11p5eer_SZDEER2017AnyRt31985CZ16cDXGF | 34127 |  | 108 | 0.0884 | 0 | 89.7 | 0.116 | 0 | 108 | 0.0884 | 0 | 89.7 | 0.116 | 0 | 295 | 120000 | 205 | 120000
NE-HVAC-airAC-SpltPkg-240to759kBtuh-11p5eer | DEER2017 | D17 v2 |  | Any | Rt3 | 1996 | CZ01 | cWtd | Cap-Tons | 184.8 | 120000 | None | 54.6 | 0.0474 | 0 | 54.6 | 0.0474 | 0 | 54.6 | 0.0474 | 0 | 54.6 | 0.0474 | 0 | DEER:HVAC_Split-Package_AC | Annual | 1719 | 54.58 | 0.04736 | 0 | 54.58 | 0.04736 | 0 | NE-HVAC-airAC-SpltPkg-240to759kBtuh-11p5eer_MZDEER2017AnyRt31996CZ01cPVVG | 55458 | NE-HVAC-airAC-SpltPkg-240to759kBtuh-11p5eer_SZDEER2017AnyRt31996CZ01cDXGF | 55457 |  | 61.3 | 0.0476 | 0 | 27.7 | 0.0464 | 0 | 61.3 | 0.0476 | 0 | 27.7 | 0.0464 | 0 | 198 | 120000 | 132 | 120000
NE-HVAC-airAC-SpltPkg-240to759kBtuh-11p5eer | DEER2017 | D17 v2 |  | Any | Rt3 | 1996 | CZ02 | cWtd | Cap-Tons | 278.8 | 120000 | None | 146 | 0.142 | 0 | 146 | 0.142 | 0 | 146 | 0.142 | 0 | 146 | 0.142 | 0 | DEER:HVAC_Split-Package_AC | Annual | 1719 | 145.6 | 0.1416 | 0 | 145.6 | 0.1416 | 0 | NE-HVAC-airAC-SpltPkg-240to759kBtuh-11p5eer_MZDEER2017AnyRt31996CZ02cPVVG | 55460 | NE-HVAC-airAC-SpltPkg-240to759kBtuh-11p5eer_SZDEER2017AnyRt31996CZ02cDXGF | 55459 |  | 153 | 0.135 | 0 | 116 | 0.168 | 0 | 153 | 0.135 | 0 | 116 | 0.168 | 0 | 293 | 120000 | 222 | 120000
NE-HVAC-airAC-SpltPkg-240to759kBtuh-11p5eer | DEER2017 | D17 v2 |  | Any | Rt3 | 1996 | CZ03 | cWtd | Cap-Tons | 232.2 | 120000 | None | 108 | 0.0988 | 0 | 108 | 0.0988 | 0 | 108 | 0.0988 | 0 | 108 | 0.0988 | 0 | DEER:HVAC_Split-Package_AC | Annual | 1719 | 108.14 | 0.09876 | 0 | 108.14 | 0.09876 | 0 | NE-HVAC-airAC-SpltPkg-240to759kBtuh-11p5eer_MZDEER2017AnyRt31996CZ03cPVVG | 55462 | NE-HVAC-airAC-SpltPkg-240to759kBtuh-11p5eer_SZDEER2017AnyRt31996CZ03cDXGF | 55461 |  | 119 | 0.0937 | 0 | 64.7 | 0.119 | 0 | 119 | 0.0937 | 0 | 64.7 | 0.119 | 0 | 246 | 120000 | 177 | 120000
NE-HVAC-airAC-SpltPkg-240to759kBtuh-11p5eer | DEER2017 | D17 v2 |  | Any | Rt3 | 1996 | CZ04 | cWtd | Cap-Tons | 277 | 120000 | None | 163 | 0.127 | 0 | 163 | 0.127 | 0 | 163 | 0.127 | 0 | 163 | 0.127 | 0 | DEER:HVAC_Split-Package_AC | Annual | 1719 | 162.8 | 0.1272 | 0 | 162.8 | 0.1272 | 0 | NE-HVAC-airAC-SpltPkg-240to759kBtuh-11p5eer_MZDEER2017AnyRt31996CZ04cPVVG | 55464 | NE-HVAC-airAC-SpltPkg-240to759kBtuh-11p5eer_SZDEER2017AnyRt31996CZ04cDXGF | 55463 |  | 171 | 0.12 | 0 | 130 | 0.156 | 0 | 171 | 0.12 | 0 | 130 | 0.156 | 0 | 291 | 120000 | 221 | 120000
NE-HVAC-airAC-SpltPkg-240to759kBtuh-11p5eer | DEER2017 | D17 v2 |  | Any | Rt3 | 1996 | CZ05 | cWtd | Cap-Tons | 203.2 | 120000 | None | 119 | 0.0747 | 0 | 119 | 0.0747 | 0 | 119 | 0.0747 | 0 | 119 | 0.0747 | 0 | DEER:HVAC_Split-Package_AC | Annual | 1719 | 118.56 | 0.07468 | 0 | 118.56 | 0.07468 | 0 | NE-HVAC-airAC-SpltPkg-240to759kBtuh-11p5eer_MZDEER2017AnyRt31996CZ05cPVVG | 55466 | NE-HVAC-airAC-SpltPkg-240to759kBtuh-11p5eer_SZDEER2017AnyRt31996CZ05cDXGF | 55465 |  | 128 | 0.072 | 0 | 80.8 | 0.0854 | 0 | 128 | 0.072 | 0 | 80.8 | 0.0854 | 0 | 216 | 120000 | 152 | 120000
NE-HVAC-airAC-SpltPkg-240to759kBtuh-11p5eer | DEER2017 | D17 v2 |  | Any | Rt3 | 1996 | CZ06 | cWtd | Cap-Tons | 263.6 | 120000 | None | 182 | 0.109 | 0 | 182 | 0.109 | 0 | 182 | 0.109 | 0 | 182 | 0.109 | 0 | DEER:HVAC_Split-Package_AC | Annual | 1719 | 181.6 | 0.1088 | 0 | 181.6 | 0.1088 | 0 | NE-HVAC-airAC-SpltPkg-240to759kBtuh-11p5eer_MZDEER2017AnyRt31996CZ06cPVVG | 55468 | NE-HVAC-airAC-SpltPkg-240to759kBtuh-11p5eer_SZDEER2017AnyRt31996CZ06cDXGF | 55467 |  | 190 | 0.102 | 0 | 148 | 0.136 | 0 | 190 | 0.102 | 0 | 148 | 0.136 | 0 | 278 | 120000 | 206 | 120000
NE-HVAC-airAC-SpltPkg-240to759kBtuh-11p5eer | DEER2017 | D17 v2 |  | Any | Rt3 | 1996 | CZ07 | cWtd | Cap-Tons | 200.8 | 120000 | None | 209 | 0.123 | 0 | 209 | 0.123 | 0 | 209 | 0.123 | 0 | 209 | 0.123 | 0 | DEER:HVAC_Split-Package_AC | Annual | 1719 | 209.2 | 0.1226 | 0 | 209.2 | 0.1226 | 0 | NE-HVAC-airAC-SpltPkg-240to759kBtuh-11p5eer_MZDEER2017AnyRt31996CZ07cPVVG | 55470 | NE-HVAC-airAC-SpltPkg-240to759kBtuh-11p5eer_SZDEER2017AnyRt31996CZ07cDXGF | 55469 |  | 208 | 0.115 | 0 | 214 | 0.153 | 0 | 208 | 0.115 | 0 | 214 | 0.153 | 0 | 212 | 120000 | 156 | 120000
NE-HVAC-airAC-SpltPkg-240to759kBtuh-11p5eer | DEER2017 | D17 v2 |  | Any | Rt3 | 1996 | CZ08 | cWtd | Cap-Tons | 257.8 | 120000 | None | 219 | 0.133 | 0 | 219 | 0.133 | 0 | 219 | 0.133 | 0 | 219 | 0.133 | 0 | DEER:HVAC_Split-Package_AC | Annual | 1719 | 219.2 | 0.1326 | 0 | 219.2 | 0.1326 | 0 | NE-HVAC-airAC-SpltPkg-240to759kBtuh-11p5eer_MZDEER2017AnyRt31996CZ08cPVVG | 55472 | NE-HVAC-airAC-SpltPkg-240to759kBtuh-11p5eer_SZDEER2017AnyRt31996CZ08cDXGF | 55471 |  | 221 | 0.125 | 0 | 212 | 0.163 | 0 | 221 | 0.125 | 0 | 212 | 0.163 | 0 | 272 | 120000 | 201 | 120000
NE-HVAC-airAC-SpltPkg-240to759kBtuh-11p5eer | DEER2017 | D17 v2 |  | Any | Rt3 | 1996 | CZ09 | cWtd | Cap-Tons | 330.4 | 120000 | None | 193 | 0.151 | 0 | 193 | 0.151 | 0 | 193 | 0.151 | 0 | 193 | 0.151 | 0 | DEER:HVAC_Split-Package_AC | Annual | 1719 | 193 | 0.1512 | 0 | 193 | 0.1512 | 0 | NE-HVAC-airAC-SpltPkg-240to759kBtuh-11p5eer_MZDEER2017AnyRt31996CZ09cPVVG | 55474 | NE-HVAC-airAC-SpltPkg-240to759kBtuh-11p5eer_SZDEER2017AnyRt31996CZ09cDXGF | 55473 |  | 200 | 0.144 | 0 | 165 | 0.18 | 0 | 200 | 0.144 | 0 | 165 | 0.18 | 0 | 345 | 120000 | 272 | 120000
NE-HVAC-airAC-SpltPkg-240to759kBtuh-11p5eer | DEER2017 | D17 v2 |  | Any | Rt3 | 1996 | CZ10 | cWtd | Cap-Tons | 320.8 | 120000 | None | 211 | 0.161 | 0 | 211 | 0.161 | 0 | 211 | 0.161 | 0 | 211 | 0.161 | 0 | DEER:HVAC_Split-Package_AC | Annual | 1719 | 211 | 0.1614 | 0 | 211 | 0.1614 | 0 | NE-HVAC-airAC-SpltPkg-240to759kBtuh-11p5eer_MZDEER2017AnyRt31996CZ10cPVVG | 55476 | NE-HVAC-airAC-SpltPkg-240to759kBtuh-11p5eer_SZDEER2017AnyRt31996CZ10cDXGF | 55475 |  | 216 | 0.154 | 0 | 191 | 0.191 | 0 | 216 | 0.154 | 0 | 191 | 0.191 | 0 | 335 | 120000 | 264 | 120000
NE-HVAC-airAC-SpltPkg-240to759kBtuh-11p5eer | DEER2017 | D17 v2 |  | Any | Rt3 | 1996 | CZ11 | cWtd | Cap-Tons | 351.8 | 120000 | None | 193 | 0.132 | 0 | 193 | 0.132 | 0 | 193 | 0.132 | 0 | 193 | 0.132 | 0 | DEER:HVAC_Split-Package_AC | Annual | 1719 | 192.6 | 0.1316 | 0 | 192.6 | 0.1316 | 0 | NE-HVAC-airAC-SpltPkg-240to759kBtuh-11p5eer_MZDEER2017AnyRt31996CZ11cPVVG | 55478 | NE-HVAC-airAC-SpltPkg-240to759kBtuh-11p5eer_SZDEER2017AnyRt31996CZ11cDXGF | 55477 |  | 195 | 0.126 | 0 | 183 | 0.154 | 0 | 195 | 0.126 | 0 | 183 | 0.154 | 0 | 366 | 120000 | 295 | 120000
NE-HVAC-airAC-SpltPkg-240to759kBtuh-11p5eer | DEER2017 | D17 v2 |  | Any | Rt3 | 1996 | CZ12 | cWtd | Cap-Tons | 359 | 120000 | None | 157 | 0.125 | 0 | 157 | 0.125 | 0 | 157 | 0.125 | 0 | 157 | 0.125 | 0 | DEER:HVAC_Split-Package_AC | Annual | 1719 | 157.4 | 0.1248 | 0 | 157.4 | 0.1248 | 0 | NE-HVAC-airAC-SpltPkg-240to759kBtuh-11p5eer_MZDEER2017AnyRt31996CZ12cPVVG | 55480 | NE-HVAC-airAC-SpltPkg-240to759kBtuh-11p5eer_SZDEER2017AnyRt31996CZ12cDXGF | 55479 |  | 163 | 0.12 | 0 | 135 | 0.144 | 0 | 163 | 0.12 | 0 | 135 | 0.144 | 0 | 373 | 120000 | 303 | 120000
NE-HVAC-airAC-SpltPkg-240to759kBtuh-11p5eer | DEER2017 | D17 v2 |  | Any | Rt3 | 1996 | CZ13 | cWtd | Cap-Tons | 348.8 | 120000 | None | 202 | 0.136 | 0 | 202 | 0.136 | 0 | 202 | 0.136 | 0 | 202 | 0.136 | 0 | DEER:HVAC_Split-Package_AC | Annual | 1719 | 202.2 | 0.1364 | 0 | 202.2 | 0.1364 | 0 | NE-HVAC-airAC-SpltPkg-240to759kBtuh-11p5eer_MZDEER2017AnyRt31996CZ13cPVVG | 55482 | NE-HVAC-airAC-SpltPkg-240to759kBtuh-11p5eer_SZDEER2017AnyRt31996CZ13cDXGF | 55481 |  | 203 | 0.13 | 0 | 199 | 0.162 | 0 | 203 | 0.13 | 0 | 199 | 0.162 | 0 | 363 | 120000 | 292 | 120000
NE-HVAC-airAC-SpltPkg-240to759kBtuh-11p5eer | DEER2017 | D17 v2 |  | Any | Rt3 | 1996 | CZ14 | cWtd | Cap-Tons | 316.6 | 120000 | None | 213 | 0.149 | 0 | 213 | 0.149 | 0 | 213 | 0.149 | 0 | 213 | 0.149 | 0 | DEER:HVAC_Split-Package_AC | Annual | 1719 | 213 | 0.149 | 0 | 213 | 0.149 | 0 | NE-HVAC-airAC-SpltPkg-240to759kBtuh-11p5eer_MZDEER2017AnyRt31996CZ14cPVVG | 55484 | NE-HVAC-airAC-SpltPkg-240to759kBtuh-11p5eer_SZDEER2017AnyRt31996CZ14cDXGF | 55483 |  | 213 | 0.142 | 0 | 213 | 0.177 | 0 | 213 | 0.142 | 0 | 213 | 0.177 | 0 | 331 | 120000 | 259 | 120000
NE-HVAC-airAC-SpltPkg-240to759kBtuh-11p5eer | DEER2017 | D17 v2 |  | Any | Rt3 | 1996 | CZ15 | cWtd | Cap-Tons | 394.4 | 120000 | None | 325 | 0.153 | 0 | 325 | 0.153 | 0 | 325 | 0.153 | 0 | 325 | 0.153 | 0 | DEER:HVAC_Split-Package_AC | Annual | 1719 | 324.8 | 0.153 | 0 | 324.8 | 0.153 | 0 | NE-HVAC-airAC-SpltPkg-240to759kBtuh-11p5eer_MZDEER2017AnyRt31996CZ15cPVVG | 55486 | NE-HVAC-airAC-SpltPkg-240to759kBtuh-11p5eer_SZDEER2017AnyRt31996CZ15cDXGF | 55485 |  | 322 | 0.145 | 0 | 336 | 0.185 | 0 | 322 | 0.145 | 0 | 336 | 0.185 | 0 | 409 | 120000 | 336 | 120000
NE-HVAC-airAC-SpltPkg-240to759kBtuh-11p5eer | DEER2017 | D17 v2 |  | Any | Rt3 | 1996 | CZ16 | cWtd | Cap-Tons | 250.6 | 120000 | None | 106 | 0.0973 | 0 | 106 | 0.0973 | 0 | 106 | 0.0973 | 0 | 106 | 0.0973 | 0 | DEER:HVAC_Split-Package_AC | Annual | 1719 | 106.3 | 0.09732 | 0 | 106.3 | 0.09732 | 0 | NE-HVAC-airAC-SpltPkg-240to759kBtuh-11p5eer_MZDEER2017AnyRt31996CZ16cPVVG | 55488 | NE-HVAC-airAC-SpltPkg-240to759kBtuh-11p5eer_SZDEER2017AnyRt31996CZ16cDXGF | 55487 |  | 110 | 0.0924 | 0 | 91.5 | 0.117 | 0 | 110 | 0.0924 | 0 | 91.5 | 0.117 | 0 | 265 | 120000 | 193 | 120000
NE-HVAC-airAC-SpltPkg-240to759kBtuh-11p5eer | DEER2017 | D17 v2 |  | Any | Rt3 | 2003 | CZ01 | cWtd | Cap-Tons | 175 | 120000 | None | 60.1 | 0.046 | 0 | 60.1 | 0.046 | 0 | 60.1 | 0.046 | 0 | 60.1 | 0.046 | 0 | DEER:HVAC_Split-Package_AC | Annual | 1719 | 60.08 | 0.04596 | 0 | 60.08 | 0.04596 | 0 | NE-HVAC-airAC-SpltPkg-240to759kBtuh-11p5eer_MZDEER2017AnyRt32003CZ01cPVVG | 76818 | NE-HVAC-airAC-SpltPkg-240to759kBtuh-11p5eer_SZDEER2017AnyRt32003CZ01cDXGF | 76817 |  | 68.8 | 0.0465 | 0 | 25.2 | 0.0438 | 0 | 68.8 | 0.0465 | 0 | 25.2 | 0.0438 | 0 | 186 | 120000 | 131 | 120000
NE-HVAC-airAC-SpltPkg-240to759kBtuh-11p5eer | DEER2017 | D17 v2 |  | Any | Rt3 | 2003 | CZ02 | cWtd | Cap-Tons | 264.6 | 120000 | None | 131 | 0.139 | 0 | 131 | 0.139 | 0 | 131 | 0.139 | 0 | 131 | 0.139 | 0 | DEER:HVAC_Split-Package_AC | Annual | 1719 | 130.8 | 0.139 | 0 | 130.8 | 0.139 | 0 | NE-HVAC-airAC-SpltPkg-240to759kBtuh-11p5eer_MZDEER2017AnyRt32003CZ02cPVVG | 76820 | NE-HVAC-airAC-SpltPkg-240to759kBtuh-11p5eer_SZDEER2017AnyRt32003CZ02cDXGF | 76819 |  | 135 | 0.132 | 0 | 114 | 0.167 | 0 | 135 | 0.132 | 0 | 114 | 0.167 | 0 | 276 | 120000 | 219 | 120000
NE-HVAC-airAC-SpltPkg-240to759kBtuh-11p5eer | DEER2017 | D17 v2 |  | Any | Rt3 | 2003 | CZ03 | cWtd | Cap-Tons | 221.6 | 120000 | None | 98.7 | 0.0951 | 0 | 98.7 | 0.0951 | 0 | 98.7 | 0.0951 | 0 | 98.7 | 0.0951 | 0 | DEER:HVAC_Split-Package_AC | Annual | 1719 | 98.74 | 0.09508 | 0 | 98.74 | 0.09508 | 0 | NE-HVAC-airAC-SpltPkg-240to759kBtuh-11p5eer_MZDEER2017AnyRt32003CZ03cPVVG | 76822 | NE-HVAC-airAC-SpltPkg-240to759kBtuh-11p5eer_SZDEER2017AnyRt32003CZ03cDXGF | 76821 |  | 108 | 0.0896 | 0 | 61.7 | 0.117 | 0 | 108 | 0.0896 | 0 | 61.7 | 0.117 | 0 | 233 | 120000 | 176 | 120000
NE-HVAC-airAC-SpltPkg-240to759kBtuh-11p5eer | DEER2017 | D17 v2 |  | Any | Rt3 | 2003 | CZ04 | cWtd | Cap-Tons | 264.8 | 120000 | None | 146 | 0.124 | 0 | 146 | 0.124 | 0 | 146 | 0.124 | 0 | 146 | 0.124 | 0 | DEER:HVAC_Split-Package_AC | Annual | 1719 | 146.2 | 0.1244 | 0 | 146.2 | 0.1244 | 0 | NE-HVAC-airAC-SpltPkg-240to759kBtuh-11p5eer_MZDEER2017AnyRt32003CZ04cPVVG | 76824 | NE-HVAC-airAC-SpltPkg-240to759kBtuh-11p5eer_SZDEER2017AnyRt32003CZ04cDXGF | 76823 |  | 151 | 0.117 | 0 | 127 | 0.154 | 0 | 151 | 0.117 | 0 | 127 | 0.154 | 0 | 276 | 120000 | 220 | 120000
NE-HVAC-airAC-SpltPkg-240to759kBtuh-11p5eer | DEER2017 | D17 v2 |  | Any | Rt3 | 2003 | CZ05 | cWtd | Cap-Tons | 193.4 | 120000 | None | 116 | 0.0695 | 0 | 116 | 0.0695 | 0 | 116 | 0.0695 | 0 | 116 | 0.0695 | 0 | DEER:HVAC_Split-Package_AC | Annual | 1719 | 116.16 | 0.0695 | 0 | 116.16 | 0.0695 | 0 | NE-HVAC-airAC-SpltPkg-240to759kBtuh-11p5eer_MZDEER2017AnyRt32003CZ05cPVVG | 76826 | NE-HVAC-airAC-SpltPkg-240to759kBtuh-11p5eer_SZDEER2017AnyRt32003CZ05cDXGF | 76825 |  | 126 | 0.0664 | 0 | 76.8 | 0.0819 | 0 | 126 | 0.0664 | 0 | 76.8 | 0.0819 | 0 | 204 | 120000 | 151 | 120000
NE-HVAC-airAC-SpltPkg-240to759kBtuh-11p5eer | DEER2017 | D17 v2 |  | Any | Rt3 | 2003 | CZ06 | cWtd | Cap-Tons | 253.8 | 120000 | None | 169 | 0.107 | 0 | 169 | 0.107 | 0 | 169 | 0.107 | 0 | 169 | 0.107 | 0 | DEER:HVAC_Split-Package_AC | Annual | 1719 | 168.8 | 0.107 | 0 | 168.8 | 0.107 | 0 | NE-HVAC-airAC-SpltPkg-240to759kBtuh-11p5eer_MZDEER2017AnyRt32003CZ06cPVVG | 76828 | NE-HVAC-airAC-SpltPkg-240to759kBtuh-11p5eer_SZDEER2017AnyRt32003CZ06cDXGF | 76827 |  | 175 | 0.1 | 0 | 144 | 0.135 | 0 | 175 | 0.1 | 0 | 144 | 0.135 | 0 | 266 | 120000 | 205 | 120000
NE-HVAC-airAC-SpltPkg-240to759kBtuh-11p5eer | DEER2017 | D17 v2 |  | Any | Rt3 | 2003 | CZ07 | cWtd | Cap-Tons | 191.8 | 120000 | None | 212 | 0.122 | 0 | 212 | 0.122 | 0 | 212 | 0.122 | 0 | 212 | 0.122 | 0 | DEER:HVAC_Split-Package_AC | Annual | 1719 | 211.8 | 0.1224 | 0 | 211.8 | 0.1224 | 0 | NE-HVAC-airAC-SpltPkg-240to759kBtuh-11p5eer_MZDEER2017AnyRt32003CZ07cPVVG | 76830 | NE-HVAC-airAC-SpltPkg-240to759kBtuh-11p5eer_SZDEER2017AnyRt32003CZ07cDXGF | 76829 |  | 213 | 0.115 | 0 | 207 | 0.152 | 0 | 213 | 0.115 | 0 | 207 | 0.152 | 0 | 201 | 120000 | 155 | 120000
NE-HVAC-airAC-SpltPkg-240to759kBtuh-11p5eer | DEER2017 | D17 v2 |  | Any | Rt3 | 2003 | CZ08 | cWtd | Cap-Tons | 248.8 | 120000 | None | 210 | 0.131 | 0 | 210 | 0.131 | 0 | 210 | 0.131 | 0 | 210 | 0.131 | 0 | DEER:HVAC_Split-Package_AC | Annual | 1719 | 209.6 | 0.1308 | 0 | 209.6 | 0.1308 | 0 | NE-HVAC-airAC-SpltPkg-240to759kBtuh-11p5eer_MZDEER2017AnyRt32003CZ08cPVVG | 76832 | NE-HVAC-airAC-SpltPkg-240to759kBtuh-11p5eer_SZDEER2017AnyRt32003CZ08cDXGF | 76831 |  | 210 | 0.123 | 0 | 208 | 0.162 | 0 | 210 | 0.123 | 0 | 208 | 0.162 | 0 | 261 | 120000 | 200 | 120000
NE-HVAC-airAC-SpltPkg-240to759kBtuh-11p5eer | DEER2017 | D17 v2 |  | Any | Rt3 | 2003 | CZ09 | cWtd | Cap-Tons | 318 | 120000 | None | 180 | 0.15 | 0 | 180 | 0.15 | 0 | 180 | 0.15 | 0 | 180 | 0.15 | 0 | DEER:HVAC_Split-Package_AC | Annual | 1719 | 179.6 | 0.1502 | 0 | 179.6 | 0.1502 | 0 | NE-HVAC-airAC-SpltPkg-240to759kBtuh-11p5eer_MZDEER2017AnyRt32003CZ09cPVVG | 76834 | NE-HVAC-airAC-SpltPkg-240to759kBtuh-11p5eer_SZDEER2017AnyRt32003CZ09cDXGF | 76833 |  | 184 | 0.143 | 0 | 162 | 0.179 | 0 | 184 | 0.143 | 0 | 162 | 0.179 | 0 | 330 | 120000 | 270 | 120000
NE-HVAC-airAC-SpltPkg-240to759kBtuh-11p5eer | DEER2017 | D17 v2 |  | Any | Rt3 | 2003 | CZ10 | cWtd | Cap-Tons | 306.8 | 120000 | None | 198 | 0.159 | 0 | 198 | 0.159 | 0 | 198 | 0.159 | 0 | 198 | 0.159 | 0 | DEER:HVAC_Split-Package_AC | Annual | 1719 | 198.4 | 0.1588 | 0 | 198.4 | 0.1588 | 0 | NE-HVAC-airAC-SpltPkg-240to759kBtuh-11p5eer_MZDEER2017AnyRt32003CZ10cPVVG | 76836 | NE-HVAC-airAC-SpltPkg-240to759kBtuh-11p5eer_SZDEER2017AnyRt32003CZ10cDXGF | 76835 |  | 201 | 0.151 | 0 | 188 | 0.19 | 0 | 201 | 0.151 | 0 | 188 | 0.19 | 0 | 318 | 120000 | 262 | 120000
NE-HVAC-airAC-SpltPkg-240to759kBtuh-11p5eer | DEER2017 | D17 v2 |  | Any | Rt3 | 2003 | CZ11 | cWtd | Cap-Tons | 336 | 120000 | None | 181 | 0.13 | 0 | 181 | 0.13 | 0 | 181 | 0.13 | 0 | 181 | 0.13 | 0 | DEER:HVAC_Split-Package_AC | Annual | 1719 | 181.2 | 0.1298 | 0 | 181.2 | 0.1298 | 0 | NE-HVAC-airAC-SpltPkg-240to759kBtuh-11p5eer_MZDEER2017AnyRt32003CZ11cPVVG | 76838 | NE-HVAC-airAC-SpltPkg-240to759kBtuh-11p5eer_SZDEER2017AnyRt32003CZ11cDXGF | 76837 |  | 181 | 0.124 | 0 | 182 | 0.153 | 0 | 181 | 0.124 | 0 | 182 | 0.153 | 0 | 347 | 120000 | 292 | 120000
NE-HVAC-airAC-SpltPkg-240to759kBtuh-11p5eer | DEER2017 | D17 v2 |  | Any | Rt3 | 2003 | CZ12 | cWtd | Cap-Tons | 344 | 120000 | None | 145 | 0.122 | 0 | 145 | 0.122 | 0 | 145 | 0.122 | 0 | 145 | 0.122 | 0 | DEER:HVAC_Split-Package_AC | Annual | 1719 | 145.2 | 0.1222 | 0 | 145.2 | 0.1222 | 0 | NE-HVAC-airAC-SpltPkg-240to759kBtuh-11p5eer_MZDEER2017AnyRt32003CZ12cPVVG | 76840 | NE-HVAC-airAC-SpltPkg-240to759kBtuh-11p5eer_SZDEER2017AnyRt32003CZ12cDXGF | 76839 |  | 148 | 0.117 | 0 | 134 | 0.143 | 0 | 148 | 0.117 | 0 | 134 | 0.143 | 0 | 355 | 120000 | 300 | 120000
NE-HVAC-airAC-SpltPkg-240to759kBtuh-11p5eer | DEER2017 | D17 v2 |  | Any | Rt3 | 2003 | CZ13 | cWtd | Cap-Tons | 333.8 | 120000 | None | 190 | 0.134 | 0 | 190 | 0.134 | 0 | 190 | 0.134 | 0 | 190 | 0.134 | 0 | DEER:HVAC_Split-Package_AC | Annual | 1719 | 189.8 | 0.1338 | 0 | 189.8 | 0.1338 | 0 | NE-HVAC-airAC-SpltPkg-240to759kBtuh-11p5eer_MZDEER2017AnyRt32003CZ13cPVVG | 76842 | NE-HVAC-airAC-SpltPkg-240to759kBtuh-11p5eer_SZDEER2017AnyRt32003CZ13cDXGF | 76841 |  | 188 | 0.127 | 0 | 197 | 0.161 | 0 | 188 | 0.127 | 0 | 197 | 0.161 | 0 | 345 | 120000 | 289 | 120000
NE-HVAC-airAC-SpltPkg-240to759kBtuh-11p5eer | DEER2017 | D17 v2 |  | Any | Rt3 | 2003 | CZ14 | cWtd | Cap-Tons | 303.4 | 120000 | None | 202 | 0.144 | 0 | 202 | 0.144 | 0 | 202 | 0.144 | 0 | 202 | 0.144 | 0 | DEER:HVAC_Split-Package_AC | Annual | 1719 | 202 | 0.144 | 0 | 202 | 0.144 | 0 | NE-HVAC-airAC-SpltPkg-240to759kBtuh-11p5eer_MZDEER2017AnyRt32003CZ14cPVVG | 76844 | NE-HVAC-airAC-SpltPkg-240to759kBtuh-11p5eer_SZDEER2017AnyRt32003CZ14cDXGF | 76843 |  | 200 | 0.136 | 0 | 210 | 0.176 | 0 | 200 | 0.136 | 0 | 210 | 0.176 | 0 | 315 | 120000 | 257 | 120000
NE-HVAC-airAC-SpltPkg-240to759kBtuh-11p5eer | DEER2017 | D17 v2 |  | Any | Rt3 | 2003 | CZ15 | cWtd | Cap-Tons | 378.6 | 120000 | None | 314 | 0.149 | 0 | 314 | 0.149 | 0 | 314 | 0.149 | 0 | 314 | 0.149 | 0 | DEER:HVAC_Split-Package_AC | Annual | 1719 | 314 | 0.1488 | 0 | 314 | 0.1488 | 0 | NE-HVAC-airAC-SpltPkg-240to759kBtuh-11p5eer_MZDEER2017AnyRt32003CZ15cPVVG | 76846 | NE-HVAC-airAC-SpltPkg-240to759kBtuh-11p5eer_SZDEER2017AnyRt32003CZ15cDXGF | 76845 |  | 309 | 0.14 | 0 | 334 | 0.184 | 0 | 309 | 0.14 | 0 | 334 | 0.184 | 0 | 390 | 120000 | 333 | 120000
NE-HVAC-airAC-SpltPkg-240to759kBtuh-11p5eer | DEER2017 | D17 v2 |  | Any | Rt3 | 2003 | CZ16 | cWtd | Cap-Tons | 240 | 120000 | None | 104 | 0.093 | 0 | 104 | 0.093 | 0 | 104 | 0.093 | 0 | 104 | 0.093 | 0 | DEER:HVAC_Split-Package_AC | Annual | 1719 | 104.3 | 0.09304 | 0 | 104.3 | 0.09304 | 0 | NE-HVAC-airAC-SpltPkg-240to759kBtuh-11p5eer_MZDEER2017AnyRt32003CZ16cPVVG | 76848 | NE-HVAC-airAC-SpltPkg-240to759kBtuh-11p5eer_SZDEER2017AnyRt32003CZ16cDXGF | 76847 |  | 108 | 0.0873 | 0 | 89.5 | 0.116 | 0 | 108 | 0.0873 | 0 | 89.5 | 0.116 | 0 | 252 | 120000 | 192 | 120000
NE-HVAC-airAC-SpltPkg-240to759kBtuh-11p5eer | DEER2017 | D17 v2 |  | Any | Rt3 | 2007 | CZ01 | cWtd | Cap-Tons | 174.2 | 120000 | None | 59.7 | 0.0455 | 0 | 59.7 | 0.0455 | 0 | 59.7 | 0.0455 | 0 | 59.7 | 0.0455 | 0 | DEER:HVAC_Split-Package_AC | Annual | 1719 | 59.7 | 0.04552 | 0 | 59.7 | 0.04552 | 0 | NE-HVAC-airAC-SpltPkg-240to759kBtuh-11p5eer_MZDEER2017AnyRt32007CZ01cPVVG | 98178 | NE-HVAC-airAC-SpltPkg-240to759kBtuh-11p5eer_SZDEER2017AnyRt32007CZ01cDXGF | 98177 |  | 68.6 | 0.0462 | 0 | 24.1 | 0.0428 | 0 | 68.6 | 0.0462 | 0 | 24.1 | 0.0428 | 0 | 185 | 120000 | 131 | 120000
NE-HVAC-airAC-SpltPkg-240to759kBtuh-11p5eer | DEER2017 | D17 v2 |  | Any | Rt3 | 2007 | CZ02 | cWtd | Cap-Tons | 263.8 | 120000 | None | 130 | 0.139 | 0 | 130 | 0.139 | 0 | 130 | 0.139 | 0 | 130 | 0.139 | 0 | DEER:HVAC_Split-Package_AC | Annual | 1719 | 130.4 | 0.1388 | 0 | 130.4 | 0.1388 | 0 | NE-HVAC-airAC-SpltPkg-240to759kBtuh-11p5eer_MZDEER2017AnyRt32007CZ02cPVVG | 98180 | NE-HVAC-airAC-SpltPkg-240to759kBtuh-11p5eer_SZDEER2017AnyRt32007CZ02cDXGF | 98179 |  | 135 | 0.132 | 0 | 112 | 0.166 | 0 | 135 | 0.132 | 0 | 112 | 0.166 | 0 | 275 | 120000 | 219 | 120000
NE-HVAC-airAC-SpltPkg-240to759kBtuh-11p5eer | DEER2017 | D17 v2 |  | Any | Rt3 | 2007 | CZ03 | cWtd | Cap-Tons | 210.8 | 120000 | None | 103 | 0.0986 | 0 | 103 | 0.0986 | 0 | 103 | 0.0986 | 0 | 103 | 0.0986 | 0 | DEER:HVAC_Split-Package_AC | Annual | 1719 | 103.04 | 0.0986 | 0 | 103.04 | 0.0986 | 0 | NE-HVAC-airAC-SpltPkg-240to759kBtuh-11p5eer_MZDEER2017AnyRt32007CZ03cPVVG | 98182 | NE-HVAC-airAC-SpltPkg-240to759kBtuh-11p5eer_SZDEER2017AnyRt32007CZ03cDXGF | 98181 |  | 112 | 0.0925 | 0 | 67.2 | 0.123 | 0 | 112 | 0.0925 | 0 | 67.2 | 0.123 | 0 | 222 | 120000 | 166 | 120000
NE-HVAC-airAC-SpltPkg-240to759kBtuh-11p5eer | DEER2017 | D17 v2 |  | Any | Rt3 | 2007 | CZ04 | cWtd | Cap-Tons | 263.8 | 120000 | None | 146 | 0.124 | 0 | 146 | 0.124 | 0 | 146 | 0.124 | 0 | 146 | 0.124 | 0 | DEER:HVAC_Split-Package_AC | Annual | 1719 | 145.8 | 0.1244 | 0 | 145.8 | 0.1244 | 0 | NE-HVAC-airAC-SpltPkg-240to759kBtuh-11p5eer_MZDEER2017AnyRt32007CZ04cPVVG | 98184 | NE-HVAC-airAC-SpltPkg-240to759kBtuh-11p5eer_SZDEER2017AnyRt32007CZ04cDXGF | 98183 |  | 151 | 0.117 | 0 | 125 | 0.154 | 0 | 151 | 0.117 | 0 | 125 | 0.154 | 0 | 275 | 120000 | 219 | 120000
NE-HVAC-airAC-SpltPkg-240to759kBtuh-11p5eer | DEER2017 | D17 v2 |  | Any | Rt3 | 2007 | CZ05 | cWtd | Cap-Tons | 191.8 | 120000 | None | 115 | 0.069 | 0 | 115 | 0.069 | 0 | 115 | 0.069 | 0 | 115 | 0.069 | 0 | DEER:HVAC_Split-Package_AC | Annual | 1719 | 115.02 | 0.06898 | 0 | 115.02 | 0.06898 | 0 | NE-HVAC-airAC-SpltPkg-240to759kBtuh-11p5eer_MZDEER2017AnyRt32007CZ05cPVVG | 98186 | NE-HVAC-airAC-SpltPkg-240to759kBtuh-11p5eer_SZDEER2017AnyRt32007CZ05cDXGF | 98185 |  | 125 | 0.0661 | 0 | 75.1 | 0.0805 | 0 | 125 | 0.0661 | 0 | 75.1 | 0.0805 | 0 | 202 | 120000 | 151 | 120000
NE-HVAC-airAC-SpltPkg-240to759kBtuh-11p5eer | DEER2017 | D17 v2 |  | Any | Rt3 | 2007 | CZ06 | cWtd | Cap-Tons | 253 | 120000 | None | 168 | 0.107 | 0 | 168 | 0.107 | 0 | 168 | 0.107 | 0 | 168 | 0.107 | 0 | DEER:HVAC_Split-Package_AC | Annual | 1719 | 168.2 | 0.1068 | 0 | 168.2 | 0.1068 | 0 | NE-HVAC-airAC-SpltPkg-240to759kBtuh-11p5eer_MZDEER2017AnyRt32007CZ06cPVVG | 98188 | NE-HVAC-airAC-SpltPkg-240to759kBtuh-11p5eer_SZDEER2017AnyRt32007CZ06cDXGF | 98187 |  | 175 | 0.1 | 0 | 141 | 0.134 | 0 | 175 | 0.1 | 0 | 141 | 0.134 | 0 | 265 | 120000 | 205 | 120000
NE-HVAC-airAC-SpltPkg-240to759kBtuh-11p5eer | DEER2017 | D17 v2 |  | Any | Rt3 | 2007 | CZ07 | cWtd | Cap-Tons | 191 | 120000 | None | 210 | 0.122 | 0 | 210 | 0.122 | 0 | 210 | 0.122 | 0 | 210 | 0.122 | 0 | DEER:HVAC_Split-Package_AC | Annual | 1719 | 210.2 | 0.1224 | 0 | 210.2 | 0.1224 | 0 | NE-HVAC-airAC-SpltPkg-240to759kBtuh-11p5eer_MZDEER2017AnyRt32007CZ07cPVVG | 98190 | NE-HVAC-airAC-SpltPkg-240to759kBtuh-11p5eer_SZDEER2017AnyRt32007CZ07cDXGF | 98189 |  | 212 | 0.115 | 0 | 203 | 0.152 | 0 | 212 | 0.115 | 0 | 203 | 0.152 | 0 | 200 | 120000 | 155 | 120000
NE-HVAC-airAC-SpltPkg-240to759kBtuh-11p5eer | DEER2017 | D17 v2 |  | Any | Rt3 | 2007 | CZ08 | cWtd | Cap-Tons | 247.8 | 120000 | None | 208 | 0.131 | 0 | 208 | 0.131 | 0 | 208 | 0.131 | 0 | 208 | 0.131 | 0 | DEER:HVAC_Split-Package_AC | Annual | 1719 | 208.2 | 0.1308 | 0 | 208.2 | 0.1308 | 0 | NE-HVAC-airAC-SpltPkg-240to759kBtuh-11p5eer_MZDEER2017AnyRt32007CZ08cPVVG | 98192 | NE-HVAC-airAC-SpltPkg-240to759kBtuh-11p5eer_SZDEER2017AnyRt32007CZ08cDXGF | 98191 |  | 209 | 0.123 | 0 | 205 | 0.162 | 0 | 209 | 0.123 | 0 | 205 | 0.162 | 0 | 260 | 120000 | 199 | 120000
NE-HVAC-airAC-SpltPkg-240to759kBtuh-11p5eer | DEER2017 | D17 v2 |  | Any | Rt3 | 2007 | CZ09 | cWtd | Cap-Tons | 316.4 | 120000 | None | 179 | 0.15 | 0 | 179 | 0.15 | 0 | 179 | 0.15 | 0 | 179 | 0.15 | 0 | DEER:HVAC_Split-Package_AC | Annual | 1719 | 179.4 | 0.1502 | 0 | 179.4 | 0.1502 | 0 | NE-HVAC-airAC-SpltPkg-240to759kBtuh-11p5eer_MZDEER2017AnyRt32007CZ09cPVVG | 98194 | NE-HVAC-airAC-SpltPkg-240to759kBtuh-11p5eer_SZDEER2017AnyRt32007CZ09cDXGF | 98193 |  | 184 | 0.143 | 0 | 161 | 0.179 | 0 | 184 | 0.143 | 0 | 161 | 0.179 | 0 | 328 | 120000 | 270 | 120000
NE-HVAC-airAC-SpltPkg-240to759kBtuh-11p5eer | DEER2017 | D17 v2 |  | Any | Rt3 | 2007 | CZ10 | cWtd | Cap-Tons | 305.8 | 120000 | None | 198 | 0.159 | 0 | 198 | 0.159 | 0 | 198 | 0.159 | 0 | 198 | 0.159 | 0 | DEER:HVAC_Split-Package_AC | Annual | 1719 | 198 | 0.1588 | 0 | 198 | 0.1588 | 0 | NE-HVAC-airAC-SpltPkg-240to759kBtuh-11p5eer_MZDEER2017AnyRt32007CZ10cPVVG | 98196 | NE-HVAC-airAC-SpltPkg-240to759kBtuh-11p5eer_SZDEER2017AnyRt32007CZ10cDXGF | 98195 |  | 201 | 0.151 | 0 | 186 | 0.19 | 0 | 201 | 0.151 | 0 | 186 | 0.19 | 0 | 317 | 120000 | 261 | 120000
NE-HVAC-airAC-SpltPkg-240to759kBtuh-11p5eer | DEER2017 | D17 v2 |  | Any | Rt3 | 2007 | CZ11 | cWtd | Cap-Tons | 335 | 120000 | None | 180 | 0.13 | 0 | 180 | 0.13 | 0 | 180 | 0.13 | 0 | 180 | 0.13 | 0 | DEER:HVAC_Split-Package_AC | Annual | 1719 | 180.2 | 0.1296 | 0 | 180.2 | 0.1296 | 0 | NE-HVAC-airAC-SpltPkg-240to759kBtuh-11p5eer_MZDEER2017AnyRt32007CZ11cPVVG | 98198 | NE-HVAC-airAC-SpltPkg-240to759kBtuh-11p5eer_SZDEER2017AnyRt32007CZ11cDXGF | 98197 |  | 180 | 0.124 | 0 | 181 | 0.152 | 0 | 180 | 0.124 | 0 | 181 | 0.152 | 0 | 346 | 120000 | 291 | 120000
NE-HVAC-airAC-SpltPkg-240to759kBtuh-11p5eer | DEER2017 | D17 v2 |  | Any | Rt3 | 2007 | CZ12 | cWtd | Cap-Tons | 342.4 | 120000 | None | 145 | 0.122 | 0 | 145 | 0.122 | 0 | 145 | 0.122 | 0 | 145 | 0.122 | 0 | DEER:HVAC_Split-Package_AC | Annual | 1719 | 145 | 0.122 | 0 | 145 | 0.122 | 0 | NE-HVAC-airAC-SpltPkg-240to759kBtuh-11p5eer_MZDEER2017AnyRt32007CZ12cPVVG | 98200 | NE-HVAC-airAC-SpltPkg-240to759kBtuh-11p5eer_SZDEER2017AnyRt32007CZ12cDXGF | 98199 |  | 148 | 0.117 | 0 | 133 | 0.142 | 0 | 148 | 0.117 | 0 | 133 | 0.142 | 0 | 353 | 120000 | 300 | 120000
NE-HVAC-airAC-SpltPkg-240to759kBtuh-11p5eer | DEER2017 | D17 v2 |  | Any | Rt3 | 2007 | CZ13 | cWtd | Cap-Tons | 333 | 120000 | None | 190 | 0.134 | 0 | 190 | 0.134 | 0 | 190 | 0.134 | 0 | 190 | 0.134 | 0 | DEER:HVAC_Split-Package_AC | Annual | 1719 | 189.6 | 0.1338 | 0 | 189.6 | 0.1338 | 0 | NE-HVAC-airAC-SpltPkg-240to759kBtuh-11p5eer_MZDEER2017AnyRt32007CZ13cPVVG | 98202 | NE-HVAC-airAC-SpltPkg-240to759kBtuh-11p5eer_SZDEER2017AnyRt32007CZ13cDXGF | 98201 |  | 188 | 0.127 | 0 | 196 | 0.161 | 0 | 188 | 0.127 | 0 | 196 | 0.161 | 0 | 344 | 120000 | 289 | 120000
NE-HVAC-airAC-SpltPkg-240to759kBtuh-11p5eer | DEER2017 | D17 v2 |  | Any | Rt3 | 2007 | CZ14 | cWtd | Cap-Tons | 301.8 | 120000 | None | 201 | 0.144 | 0 | 201 | 0.144 | 0 | 201 | 0.144 | 0 | 201 | 0.144 | 0 | DEER:HVAC_Split-Package_AC | Annual | 1719 | 201 | 0.1438 | 0 | 201 | 0.1438 | 0 | NE-HVAC-airAC-SpltPkg-240to759kBtuh-11p5eer_MZDEER2017AnyRt32007CZ14cPVVG | 98204 | NE-HVAC-airAC-SpltPkg-240to759kBtuh-11p5eer_SZDEER2017AnyRt32007CZ14cDXGF | 98203 |  | 199 | 0.136 | 0 | 209 | 0.175 | 0 | 199 | 0.136 | 0 | 209 | 0.175 | 0 | 313 | 120000 | 257 | 120000
NE-HVAC-airAC-SpltPkg-240to759kBtuh-11p5eer | DEER2017 | D17 v2 |  | Any | Rt3 | 2007 | CZ15 | cWtd | Cap-Tons | 377.6 | 120000 | None | 314 | 0.149 | 0 | 314 | 0.149 | 0 | 314 | 0.149 | 0 | 314 | 0.149 | 0 | DEER:HVAC_Split-Package_AC | Annual | 1719 | 313.8 | 0.1488 | 0 | 313.8 | 0.1488 | 0 | NE-HVAC-airAC-SpltPkg-240to759kBtuh-11p5eer_MZDEER2017AnyRt32007CZ15cPVVG | 98206 | NE-HVAC-airAC-SpltPkg-240to759kBtuh-11p5eer_SZDEER2017AnyRt32007CZ15cDXGF | 98205 |  | 309 | 0.14 | 0 | 333 | 0.184 | 0 | 309 | 0.14 | 0 | 333 | 0.184 | 0 | 389 | 120000 | 332 | 120000
NE-HVAC-airAC-SpltPkg-240to759kBtuh-11p5eer | DEER2017 | D17 v2 |  | Any | Rt3 | 2007 | CZ16 | cWtd | Cap-Tons | 239.2 | 120000 | None | 104 | 0.0926 | 0 | 104 | 0.0926 | 0 | 104 | 0.0926 | 0 | 104 | 0.0926 | 0 | DEER:HVAC_Split-Package_AC | Annual | 1719 | 104.12 | 0.0926 | 0 | 104.12 | 0.0926 | 0 | NE-HVAC-airAC-SpltPkg-240to759kBtuh-11p5eer_MZDEER2017AnyRt32007CZ16cPVVG | 98208 | NE-HVAC-airAC-SpltPkg-240to759kBtuh-11p5eer_SZDEER2017AnyRt32007CZ16cDXGF | 98207 |  | 108 | 0.087 | 0 | 88.6 | 0.115 | 0 | 108 | 0.087 | 0 | 88.6 | 0.115 | 0 | 251 | 120000 | 192 | 120000
NE-HVAC-airAC-SpltPkg-240to759kBtuh-11p5eer | DEER2017 | D17 v2 |  | Any | Rt3 | 2011 | CZ01 | cWtd | Cap-Tons | 169.8 | 120000 | None | 147 | 0.0556 | 3.14 | 60.5 | 0.0469 | 0 | 147 | 0.0556 | 3.14 | 60.5 | 0.0469 | 0 | DEER:HVAC_Split-Package_AC | Annual | 1719 | 147.2 | 0.05562 | 3.14 | 60.5 | 0.04688 | 0 | NE-HVAC-airAC-SpltPkg-240to759kBtuh-11p5eer_MZDEER2017AnyRt32011CZ01cPVVG | 119538 | NE-HVAC-airAC-SpltPkg-240to759kBtuh-11p5eer_SZDEER2017AnyRt32011CZ01cDXGF | 119537 |  | 69 | 0.0473 | 0 | 460 | 0.0889 | 15.7 | 69 | 0.0473 | 0 | 26.5 | 0.0452 | 0 | 180 | 120000 | 129 | 120000
NE-HVAC-airAC-SpltPkg-240to759kBtuh-11p5eer | DEER2017 | D17 v2 |  | Any | Rt3 | 2011 | CZ02 | cWtd | Cap-Tons | 261.2 | 120000 | None | 231 | 0.16 | -1.25 | 130 | 0.139 | 0 | 231 | 0.16 | -1.25 | 130 | 0.139 | 0 | DEER:HVAC_Split-Package_AC | Annual | 1719 | 230.6 | 0.1604 | -1.25 | 130.4 | 0.1388 | 0 | NE-HVAC-airAC-SpltPkg-240to759kBtuh-11p5eer_MZDEER2017AnyRt32011CZ02cPVVG | 119540 | NE-HVAC-airAC-SpltPkg-240to759kBtuh-11p5eer_SZDEER2017AnyRt32011CZ02cDXGF | 119539 |  | 135 | 0.132 | 0 | 613 | 0.274 | -6.25 | 135 | 0.132 | 0 | 112 | 0.166 | 0 | 272 | 120000 | 218 | 120000
NE-HVAC-airAC-SpltPkg-240to759kBtuh-11p5eer | DEER2017 | D17 v2 |  | Any | Rt3 | 2011 | CZ03 | cWtd | Cap-Tons | 209.2 | 120000 | None | 192 | 0.125 | -1.39 | 104 | 0.0986 | 0 | 192 | 0.125 | -1.39 | 104 | 0.0986 | 0 | DEER:HVAC_Split-Package_AC | Annual | 1719 | 191.6 | 0.12484 | -1.388 | 103.88 | 0.09864 | 0 | NE-HVAC-airAC-SpltPkg-240to759kBtuh-11p5eer_MZDEER2017AnyRt32011CZ03cPVVG | 119542 | NE-HVAC-airAC-SpltPkg-240to759kBtuh-11p5eer_SZDEER2017AnyRt32011CZ03cDXGF | 119541 |  | 113 | 0.0928 | 0 | 506 | 0.253 | -6.94 | 113 | 0.0928 | 0 | 67.4 | 0.122 | 0 | 220 | 120000 | 166 | 120000
NE-HVAC-airAC-SpltPkg-240to759kBtuh-11p5eer | DEER2017 | D17 v2 |  | Any | Rt3 | 2011 | CZ04 | cWtd | Cap-Tons | 261.4 | 120000 | None | 251 | 0.148 | -1.02 | 146 | 0.124 | 0 | 251 | 0.148 | -1.02 | 146 | 0.124 | 0 | DEER:HVAC_Split-Package_AC | Annual | 1719 | 251.4 | 0.1484 | -1.022 | 145.8 | 0.1244 | 0 | NE-HVAC-airAC-SpltPkg-240to759kBtuh-11p5eer_MZDEER2017AnyRt32011CZ04cPVVG | 119544 | NE-HVAC-airAC-SpltPkg-240to759kBtuh-11p5eer_SZDEER2017AnyRt32011CZ04cDXGF | 119543 |  | 151 | 0.117 | 0 | 653 | 0.274 | -5.11 | 151 | 0.117 | 0 | 125 | 0.154 | 0 | 272 | 120000 | 219 | 120000
NE-HVAC-airAC-SpltPkg-240to759kBtuh-11p5eer | DEER2017 | D17 v2 |  | Any | Rt3 | 2011 | CZ05 | cWtd | Cap-Tons | 191 | 120000 | None | 200 | 0.103 | -0.484 | 116 | 0.0691 | 0 | 200 | 0.103 | -0.484 | 116 | 0.0691 | 0 | DEER:HVAC_Split-Package_AC | Annual | 1719 | 200.4 | 0.10344 | -0.484 | 115.82 | 0.06912 | 0 | NE-HVAC-airAC-SpltPkg-240to759kBtuh-11p5eer_MZDEER2017AnyRt32011CZ05cPVVG | 119546 | NE-HVAC-airAC-SpltPkg-240to759kBtuh-11p5eer_SZDEER2017AnyRt32011CZ05cDXGF | 119545 |  | 126 | 0.0663 | 0 | 498 | 0.252 | -2.42 | 126 | 0.0663 | 0 | 75.1 | 0.0804 | 0 | 201 | 120000 | 151 | 120000
NE-HVAC-airAC-SpltPkg-240to759kBtuh-11p5eer | DEER2017 | D17 v2 |  | Any | Rt3 | 2011 | CZ06 | cWtd | Cap-Tons | 251.2 | 120000 | None | 257 | 0.128 | -0.396 | 168 | 0.108 | 0 | 257 | 0.128 | -0.396 | 168 | 0.108 | 0 | DEER:HVAC_Split-Package_AC | Annual | 1719 | 256.8 | 0.128 | -0.396 | 168.2 | 0.1076 | 0 | NE-HVAC-airAC-SpltPkg-240to759kBtuh-11p5eer_MZDEER2017AnyRt32011CZ06cPVVG | 119548 | NE-HVAC-airAC-SpltPkg-240to759kBtuh-11p5eer_SZDEER2017AnyRt32011CZ06cDXGF | 119547 |  | 175 | 0.101 | 0 | 584 | 0.236 | -1.98 | 175 | 0.101 | 0 | 141 | 0.134 | 0 | 263 | 120000 | 204 | 120000
NE-HVAC-airAC-SpltPkg-240to759kBtuh-11p5eer | DEER2017 | D17 v2 |  | Any | Rt3 | 2011 | CZ07 | cWtd | Cap-Tons | 189.4 | 120000 | None | 267 | 0.131 | -0.0872 | 211 | 0.123 | 0 | 267 | 0.131 | -0.0872 | 211 | 0.123 | 0 | DEER:HVAC_Split-Package_AC | Annual | 1719 | 267.4 | 0.1308 | -0.0872 | 211.2 | 0.1232 | 0 | NE-HVAC-airAC-SpltPkg-240to759kBtuh-11p5eer_MZDEER2017AnyRt32011CZ07cPVVG | 119550 | NE-HVAC-airAC-SpltPkg-240to759kBtuh-11p5eer_SZDEER2017AnyRt32011CZ07cDXGF | 119549 |  | 213 | 0.116 | 0 | 485 | 0.19 | -0.436 | 213 | 0.116 | 0 | 204 | 0.152 | 0 | 198 | 120000 | 155 | 120000
NE-HVAC-airAC-SpltPkg-240to759kBtuh-11p5eer | DEER2017 | D17 v2 |  | Any | Rt3 | 2011 | CZ08 | cWtd | Cap-Tons | 245.4 | 120000 | None | 298 | 0.144 | -0.31 | 209 | 0.131 | 0 | 298 | 0.144 | -0.31 | 209 | 0.131 | 0 | DEER:HVAC_Split-Package_AC | Annual | 1719 | 297.8 | 0.144 | -0.31 | 209 | 0.1306 | 0 | NE-HVAC-airAC-SpltPkg-240to759kBtuh-11p5eer_MZDEER2017AnyRt32011CZ08cPVVG | 119552 | NE-HVAC-airAC-SpltPkg-240to759kBtuh-11p5eer_SZDEER2017AnyRt32011CZ08cDXGF | 119551 |  | 210 | 0.123 | 0 | 649 | 0.228 | -1.55 | 210 | 0.123 | 0 | 205 | 0.161 | 0 | 257 | 120000 | 199 | 120000
NE-HVAC-airAC-SpltPkg-240to759kBtuh-11p5eer | DEER2017 | D17 v2 |  | Any | Rt3 | 2011 | CZ09 | cWtd | Cap-Tons | 313.8 | 120000 | None | 285 | 0.169 | -0.434 | 179 | 0.15 | 0 | 285 | 0.169 | -0.434 | 179 | 0.15 | 0 | DEER:HVAC_Split-Package_AC | Annual | 1719 | 284.6 | 0.1688 | -0.434 | 179.2 | 0.15 | 0 | NE-HVAC-airAC-SpltPkg-240to759kBtuh-11p5eer_MZDEER2017AnyRt32011CZ09cPVVG | 119554 | NE-HVAC-airAC-SpltPkg-240to759kBtuh-11p5eer_SZDEER2017AnyRt32011CZ09cDXGF | 119553 |  | 184 | 0.143 | 0 | 687 | 0.272 | -2.17 | 184 | 0.143 | 0 | 160 | 0.178 | 0 | 325 | 120000 | 269 | 120000
NE-HVAC-airAC-SpltPkg-240to759kBtuh-11p5eer | DEER2017 | D17 v2 |  | Any | Rt3 | 2011 | CZ10 | cWtd | Cap-Tons | 303.4 | 120000 | None | 307 | 0.178 | -0.504 | 198 | 0.159 | 0 | 307 | 0.178 | -0.504 | 198 | 0.159 | 0 | DEER:HVAC_Split-Package_AC | Annual | 1719 | 307.2 | 0.1776 | -0.504 | 198 | 0.1586 | 0 | NE-HVAC-airAC-SpltPkg-240to759kBtuh-11p5eer_MZDEER2017AnyRt32011CZ10cPVVG | 119556 | NE-HVAC-airAC-SpltPkg-240to759kBtuh-11p5eer_SZDEER2017AnyRt32011CZ10cDXGF | 119555 |  | 201 | 0.151 | 0 | 732 | 0.284 | -2.52 | 201 | 0.151 | 0 | 186 | 0.189 | 0 | 314 | 120000 | 261 | 120000
NE-HVAC-airAC-SpltPkg-240to759kBtuh-11p5eer | DEER2017 | D17 v2 |  | Any | Rt3 | 2011 | CZ11 | cWtd | Cap-Tons | 315 | 120000 | None | 295 | 0.159 | -1.02 | 182 | 0.13 | 0 | 295 | 0.159 | -1.02 | 182 | 0.13 | 0 | DEER:HVAC_Split-Package_AC | Annual | 1719 | 295.2 | 0.1594 | -1.02 | 181.6 | 0.1302 | 0 | NE-HVAC-airAC-SpltPkg-240to759kBtuh-11p5eer_MZDEER2017AnyRt32011CZ11cPVVG | 119558 | NE-HVAC-airAC-SpltPkg-240to759kBtuh-11p5eer_SZDEER2017AnyRt32011CZ11cDXGF | 119557 |  | 182 | 0.125 | 0 | 748 | 0.297 | -5.1 | 182 | 0.125 | 0 | 180 | 0.151 | 0 | 325 | 120000 | 275 | 120000
NE-HVAC-airAC-SpltPkg-240to759kBtuh-11p5eer | DEER2017 | D17 v2 |  | Any | Rt3 | 2011 | CZ12 | cWtd | Cap-Tons | 334 | 120000 | None | 258 | 0.15 | -1.15 | 145 | 0.122 | 0 | 258 | 0.15 | -1.15 | 145 | 0.122 | 0 | DEER:HVAC_Split-Package_AC | Annual | 1719 | 258 | 0.1502 | -1.148 | 145 | 0.122 | 0 | NE-HVAC-airAC-SpltPkg-240to759kBtuh-11p5eer_MZDEER2017AnyRt32011CZ12cPVVG | 119560 | NE-HVAC-airAC-SpltPkg-240to759kBtuh-11p5eer_SZDEER2017AnyRt32011CZ12cDXGF | 119559 |  | 148 | 0.117 | 0 | 698 | 0.283 | -5.74 | 148 | 0.117 | 0 | 133 | 0.142 | 0 | 344 | 120000 | 294 | 120000
NE-HVAC-airAC-SpltPkg-240to759kBtuh-11p5eer | DEER2017 | D17 v2 |  | Any | Rt3 | 2011 | CZ13 | cWtd | Cap-Tons | 317.8 | 120000 | None | 302 | 0.16 | -0.98 | 190 | 0.134 | 0 | 302 | 0.16 | -0.98 | 190 | 0.134 | 0 | DEER:HVAC_Split-Package_AC | Annual | 1719 | 301.6 | 0.1596 | -0.98 | 190.2 | 0.1338 | 0 | NE-HVAC-airAC-SpltPkg-240to759kBtuh-11p5eer_MZDEER2017AnyRt32011CZ13cPVVG | 119562 | NE-HVAC-airAC-SpltPkg-240to759kBtuh-11p5eer_SZDEER2017AnyRt32011CZ13cDXGF | 119561 |  | 189 | 0.127 | 0 | 752 | 0.29 | -4.9 | 189 | 0.127 | 0 | 195 | 0.161 | 0 | 328 | 120000 | 277 | 120000
NE-HVAC-airAC-SpltPkg-240to759kBtuh-11p5eer | DEER2017 | D17 v2 |  | Any | Rt3 | 2011 | CZ14 | cWtd | Cap-Tons | 284.4 | 120000 | None | 316 | 0.165 | -1.08 | 203 | 0.144 | 0 | 316 | 0.165 | -1.08 | 203 | 0.144 | 0 | DEER:HVAC_Split-Package_AC | Annual | 1719 | 316.2 | 0.1654 | -1.076 | 203 | 0.1436 | 0 | NE-HVAC-airAC-SpltPkg-240to759kBtuh-11p5eer_MZDEER2017AnyRt32011CZ14cPVVG | 119564 | NE-HVAC-airAC-SpltPkg-240to759kBtuh-11p5eer_SZDEER2017AnyRt32011CZ14cDXGF | 119563 |  | 201 | 0.136 | 0 | 777 | 0.283 | -5.38 | 201 | 0.136 | 0 | 211 | 0.174 | 0 | 295 | 120000 | 242 | 120000
NE-HVAC-airAC-SpltPkg-240to759kBtuh-11p5eer | DEER2017 | D17 v2 |  | Any | Rt3 | 2011 | CZ15 | cWtd | Cap-Tons | 412.4 | 120000 | None | 393 | 0.158 | -0.063 | 277 | 0.131 | 0 | 393 | 0.158 | -0.063 | 277 | 0.131 | 0 | DEER:HVAC_Split-Package_AC | Annual | 1719 | 393.4 | 0.1578 | -0.063 | 277 | 0.1306 | 0 | NE-HVAC-airAC-SpltPkg-240to759kBtuh-11p5eer_MZDEER2017AnyRt32011CZ15cPVVG | 119566 | NE-HVAC-airAC-SpltPkg-240to759kBtuh-11p5eer_SZDEER2017AnyRt32011CZ15cDXGF | 119565 |  | 277 | 0.123 | 0 | 859 | 0.297 | -0.315 | 277 | 0.123 | 0 | 277 | 0.161 | 0 | 422 | 120000 | 374 | 120000
NE-HVAC-airAC-SpltPkg-240to759kBtuh-11p5eer | DEER2017 | D17 v2 |  | Any | Rt3 | 2011 | CZ16 | cWtd | Cap-Tons | 233 | 120000 | None | 192 | 0.123 | -2.14 | 95.7 | 0.0884 | 0 | 192 | 0.123 | -2.14 | 95.7 | 0.0884 | 0 | DEER:HVAC_Split-Package_AC | Annual | 1719 | 192 | 0.12276 | -2.14 | 95.68 | 0.08836 | 0 | NE-HVAC-airAC-SpltPkg-240to759kBtuh-11p5eer_MZDEER2017AnyRt32011CZ16cPVVG | 119568 | NE-HVAC-airAC-SpltPkg-240to759kBtuh-11p5eer_SZDEER2017AnyRt32011CZ16cDXGF | 119567 |  | 98.5 | 0.0837 | 0 | 566 | 0.279 | -10.7 | 98.5 | 0.0837 | 0 | 84.4 | 0.107 | 0 | 244 | 120000 | 189 | 120000
NE-HVAC-airAC-SpltPkg-240to759kBtuh-11p5eer | DEER2017 | D17 v2 |  | Any | Rt3 | 2014 | CZ01 | cWtd | Cap-Tons | 164 | 120000 | None | 55.8 | 0.0425 | 0 | 55.8 | 0.0425 | 0 | 55.8 | 0.0425 | 0 | 55.8 | 0.0425 | 0 | DEER:HVAC_Split-Package_AC | Annual | 1719 | 55.82 | 0.04246 | 0 | 55.82 | 0.04246 | 0 | NE-HVAC-airAC-SpltPkg-240to759kBtuh-11p5eer_MZDEER2017AnyRt32014CZ01cPVVG | 140898 | NE-HVAC-airAC-SpltPkg-240to759kBtuh-11p5eer_SZDEER2017AnyRt32014CZ01cDXGF | 140897 |  | 65.5 | 0.0444 | 0 | 17.1 | 0.0347 | 0 | 65.5 | 0.0444 | 0 | 17.1 | 0.0347 | 0 | 173 | 120000 | 128 | 120000
NE-HVAC-airAC-SpltPkg-240to759kBtuh-11p5eer | DEER2017 | D17 v2 |  | Any | Rt3 | 2014 | CZ02 | cWtd | Cap-Tons | 252.6 | 120000 | None | 127 | 0.137 | 0 | 127 | 0.137 | 0 | 127 | 0.137 | 0 | 127 | 0.137 | 0 | DEER:HVAC_Split-Package_AC | Annual | 1719 | 127 | 0.1374 | 0 | 127 | 0.1374 | 0 | NE-HVAC-airAC-SpltPkg-240to759kBtuh-11p5eer_MZDEER2017AnyRt32014CZ02cPVVG | 140900 | NE-HVAC-airAC-SpltPkg-240to759kBtuh-11p5eer_SZDEER2017AnyRt32014CZ02cDXGF | 140899 |  | 133 | 0.131 | 0 | 103 | 0.163 | 0 | 133 | 0.131 | 0 | 103 | 0.163 | 0 | 262 | 120000 | 215 | 120000
NE-HVAC-airAC-SpltPkg-240to759kBtuh-11p5eer | DEER2017 | D17 v2 |  | Any | Rt3 | 2014 | CZ03 | cWtd | Cap-Tons | 200.6 | 120000 | None | 97.6 | 0.0943 | 0 | 97.6 | 0.0943 | 0 | 97.6 | 0.0943 | 0 | 97.6 | 0.0943 | 0 | DEER:HVAC_Split-Package_AC | Annual | 1719 | 97.56 | 0.09432 | 0 | 97.56 | 0.09432 | 0 | NE-HVAC-airAC-SpltPkg-240to759kBtuh-11p5eer_MZDEER2017AnyRt32014CZ03cPVVG | 140902 | NE-HVAC-airAC-SpltPkg-240to759kBtuh-11p5eer_SZDEER2017AnyRt32014CZ03cDXGF | 140901 |  | 108 | 0.0899 | 0 | 55.8 | 0.112 | 0 | 108 | 0.0899 | 0 | 55.8 | 0.112 | 0 | 210 | 120000 | 163 | 120000
NE-HVAC-airAC-SpltPkg-240to759kBtuh-11p5eer | DEER2017 | D17 v2 |  | Any | Rt3 | 2014 | CZ04 | cWtd | Cap-Tons | 251.6 | 120000 | None | 141 | 0.122 | 0 | 141 | 0.122 | 0 | 141 | 0.122 | 0 | 141 | 0.122 | 0 | DEER:HVAC_Split-Package_AC | Annual | 1719 | 141.2 | 0.1224 | 0 | 141.2 | 0.1224 | 0 | NE-HVAC-airAC-SpltPkg-240to759kBtuh-11p5eer_MZDEER2017AnyRt32014CZ04cPVVG | 140904 | NE-HVAC-airAC-SpltPkg-240to759kBtuh-11p5eer_SZDEER2017AnyRt32014CZ04cDXGF | 140903 |  | 148 | 0.116 | 0 | 114 | 0.148 | 0 | 148 | 0.116 | 0 | 114 | 0.148 | 0 | 261 | 120000 | 214 | 120000
NE-HVAC-airAC-SpltPkg-240to759kBtuh-11p5eer | DEER2017 | D17 v2 |  | Any | Rt3 | 2014 | CZ05 | cWtd | Cap-Tons | 183.2 | 120000 | None | 110 | 0.0642 | 0 | 110 | 0.0642 | 0 | 110 | 0.0642 | 0 | 110 | 0.0642 | 0 | DEER:HVAC_Split-Package_AC | Annual | 1719 | 109.76 | 0.06424 | 0 | 109.76 | 0.06424 | 0 | NE-HVAC-airAC-SpltPkg-240to759kBtuh-11p5eer_MZDEER2017AnyRt32014CZ05cPVVG | 140906 | NE-HVAC-airAC-SpltPkg-240to759kBtuh-11p5eer_SZDEER2017AnyRt32014CZ05cDXGF | 140905 |  | 122 | 0.0632 | 0 | 60.8 | 0.0684 | 0 | 122 | 0.0632 | 0 | 60.8 | 0.0684 | 0 | 192 | 120000 | 148 | 120000
NE-HVAC-airAC-SpltPkg-240to759kBtuh-11p5eer | DEER2017 | D17 v2 |  | Any | Rt3 | 2014 | CZ06 | cWtd | Cap-Tons | 242.6 | 120000 | None | 161 | 0.105 | 0 | 161 | 0.105 | 0 | 161 | 0.105 | 0 | 161 | 0.105 | 0 | DEER:HVAC_Split-Package_AC | Annual | 1719 | 161 | 0.10464 | 0 | 161 | 0.10464 | 0 | NE-HVAC-airAC-SpltPkg-240to759kBtuh-11p5eer_MZDEER2017AnyRt32014CZ06cPVVG | 140908 | NE-HVAC-airAC-SpltPkg-240to759kBtuh-11p5eer_SZDEER2017AnyRt32014CZ06cDXGF | 140907 |  | 170 | 0.0988 | 0 | 125 | 0.128 | 0 | 170 | 0.0988 | 0 | 125 | 0.128 | 0 | 253 | 120000 | 201 | 120000
NE-HVAC-airAC-SpltPkg-240to759kBtuh-11p5eer | DEER2017 | D17 v2 |  | Any | Rt3 | 2014 | CZ07 | cWtd | Cap-Tons | 181.6 | 120000 | None | 201 | 0.121 | 0 | 201 | 0.121 | 0 | 201 | 0.121 | 0 | 201 | 0.121 | 0 | DEER:HVAC_Split-Package_AC | Annual | 1719 | 201.4 | 0.1206 | 0 | 201.4 | 0.1206 | 0 | NE-HVAC-airAC-SpltPkg-240to759kBtuh-11p5eer_MZDEER2017AnyRt32014CZ07cPVVG | 140910 | NE-HVAC-airAC-SpltPkg-240to759kBtuh-11p5eer_SZDEER2017AnyRt32014CZ07cDXGF | 140909 |  | 207 | 0.114 | 0 | 179 | 0.147 | 0 | 207 | 0.114 | 0 | 179 | 0.147 | 0 | 189 | 120000 | 152 | 120000
NE-HVAC-airAC-SpltPkg-240to759kBtuh-11p5eer | DEER2017 | D17 v2 |  | Any | Rt3 | 2014 | CZ08 | cWtd | Cap-Tons | 236.6 | 120000 | None | 201 | 0.128 | 0 | 201 | 0.128 | 0 | 201 | 0.128 | 0 | 201 | 0.128 | 0 | DEER:HVAC_Split-Package_AC | Annual | 1719 | 201.2 | 0.1282 | 0 | 201.2 | 0.1282 | 0 | NE-HVAC-airAC-SpltPkg-240to759kBtuh-11p5eer_MZDEER2017AnyRt32014CZ08cPVVG | 140912 | NE-HVAC-airAC-SpltPkg-240to759kBtuh-11p5eer_SZDEER2017AnyRt32014CZ08cDXGF | 140911 |  | 205 | 0.121 | 0 | 186 | 0.157 | 0 | 205 | 0.121 | 0 | 186 | 0.157 | 0 | 247 | 120000 | 195 | 120000
NE-HVAC-airAC-SpltPkg-240to759kBtuh-11p5eer | DEER2017 | D17 v2 |  | Any | Rt3 | 2014 | CZ09 | cWtd | Cap-Tons | 303.4 | 120000 | None | 175 | 0.148 | 0 | 175 | 0.148 | 0 | 175 | 0.148 | 0 | 175 | 0.148 | 0 | DEER:HVAC_Split-Package_AC | Annual | 1719 | 174.6 | 0.1478 | 0 | 174.6 | 0.1478 | 0 | NE-HVAC-airAC-SpltPkg-240to759kBtuh-11p5eer_MZDEER2017AnyRt32014CZ09cPVVG | 140914 | NE-HVAC-airAC-SpltPkg-240to759kBtuh-11p5eer_SZDEER2017AnyRt32014CZ09cDXGF | 140913 |  | 181 | 0.141 | 0 | 149 | 0.175 | 0 | 181 | 0.141 | 0 | 149 | 0.175 | 0 | 313 | 120000 | 265 | 120000
NE-HVAC-airAC-SpltPkg-240to759kBtuh-11p5eer | DEER2017 | D17 v2 |  | Any | Rt3 | 2014 | CZ10 | cWtd | Cap-Tons | 283.6 | 120000 | None | 199 | 0.161 | 0 | 199 | 0.161 | 0 | 199 | 0.161 | 0 | 199 | 0.161 | 0 | DEER:HVAC_Split-Package_AC | Annual | 1719 | 198.8 | 0.1612 | 0 | 198.8 | 0.1612 | 0 | NE-HVAC-airAC-SpltPkg-240to759kBtuh-11p5eer_MZDEER2017AnyRt32014CZ10cPVVG | 140916 | NE-HVAC-airAC-SpltPkg-240to759kBtuh-11p5eer_SZDEER2017AnyRt32014CZ10cDXGF | 140915 |  | 203 | 0.154 | 0 | 182 | 0.19 | 0 | 203 | 0.154 | 0 | 182 | 0.19 | 0 | 293 | 120000 | 246 | 120000
NE-HVAC-airAC-SpltPkg-240to759kBtuh-11p5eer | DEER2017 | D17 v2 |  | Any | Rt3 | 2014 | CZ11 | cWtd | Cap-Tons | 305.4 | 120000 | None | 178 | 0.128 | 0 | 178 | 0.128 | 0 | 178 | 0.128 | 0 | 178 | 0.128 | 0 | DEER:HVAC_Split-Package_AC | Annual | 1719 | 178.2 | 0.1276 | 0 | 178.2 | 0.1276 | 0 | NE-HVAC-airAC-SpltPkg-240to759kBtuh-11p5eer_MZDEER2017AnyRt32014CZ11cPVVG | 140918 | NE-HVAC-airAC-SpltPkg-240to759kBtuh-11p5eer_SZDEER2017AnyRt32014CZ11cDXGF | 140917 |  | 180 | 0.123 | 0 | 171 | 0.146 | 0 | 180 | 0.123 | 0 | 171 | 0.146 | 0 | 314 | 120000 | 271 | 120000
NE-HVAC-airAC-SpltPkg-240to759kBtuh-11p5eer | DEER2017 | D17 v2 |  | Any | Rt3 | 2014 | CZ12 | cWtd | Cap-Tons | 324.4 | 120000 | None | 142 | 0.121 | 0 | 142 | 0.121 | 0 | 142 | 0.121 | 0 | 142 | 0.121 | 0 | DEER:HVAC_Split-Package_AC | Annual | 1719 | 141.8 | 0.1206 | 0 | 141.8 | 0.1206 | 0 | NE-HVAC-airAC-SpltPkg-240to759kBtuh-11p5eer_MZDEER2017AnyRt32014CZ12cPVVG | 140920 | NE-HVAC-airAC-SpltPkg-240to759kBtuh-11p5eer_SZDEER2017AnyRt32014CZ12cDXGF | 140919 |  | 146 | 0.116 | 0 | 125 | 0.139 | 0 | 146 | 0.116 | 0 | 125 | 0.139 | 0 | 333 | 120000 | 290 | 120000
NE-HVAC-airAC-SpltPkg-240to759kBtuh-11p5eer | DEER2017 | D17 v2 |  | Any | Rt3 | 2014 | CZ13 | cWtd | Cap-Tons | 308.2 | 120000 | None | 186 | 0.132 | 0 | 186 | 0.132 | 0 | 186 | 0.132 | 0 | 186 | 0.132 | 0 | DEER:HVAC_Split-Package_AC | Annual | 1719 | 186 | 0.1318 | 0 | 186 | 0.1318 | 0 | NE-HVAC-airAC-SpltPkg-240to759kBtuh-11p5eer_MZDEER2017AnyRt32014CZ13cPVVG | 140922 | NE-HVAC-airAC-SpltPkg-240to759kBtuh-11p5eer_SZDEER2017AnyRt32014CZ13cDXGF | 140921 |  | 186 | 0.126 | 0 | 186 | 0.155 | 0 | 186 | 0.126 | 0 | 186 | 0.155 | 0 | 317 | 120000 | 273 | 120000
NE-HVAC-airAC-SpltPkg-240to759kBtuh-11p5eer | DEER2017 | D17 v2 |  | Any | Rt3 | 2014 | CZ14 | cWtd | Cap-Tons | 265.2 | 120000 | None | 206 | 0.146 | 0 | 206 | 0.146 | 0 | 206 | 0.146 | 0 | 206 | 0.146 | 0 | DEER:HVAC_Split-Package_AC | Annual | 1719 | 205.6 | 0.1458 | 0 | 205.6 | 0.1458 | 0 | NE-HVAC-airAC-SpltPkg-240to759kBtuh-11p5eer_MZDEER2017AnyRt32014CZ14cPVVG | 140924 | NE-HVAC-airAC-SpltPkg-240to759kBtuh-11p5eer_SZDEER2017AnyRt32014CZ14cDXGF | 140923 |  | 205 | 0.139 | 0 | 208 | 0.173 | 0 | 205 | 0.139 | 0 | 208 | 0.173 | 0 | 274 | 120000 | 230 | 120000
NE-HVAC-airAC-SpltPkg-240to759kBtuh-11p5eer | DEER2017 | D17 v2 |  | Any | Rt3 | 2014 | CZ15 | cWtd | Cap-Tons | 401 | 120000 | None | 274 | 0.129 | 0 | 274 | 0.129 | 0 | 274 | 0.129 | 0 | 274 | 0.129 | 0 | DEER:HVAC_Split-Package_AC | Annual | 1719 | 273.6 | 0.129 | 0 | 273.6 | 0.129 | 0 | NE-HVAC-airAC-SpltPkg-240to759kBtuh-11p5eer_MZDEER2017AnyRt32014CZ15cPVVG | 140926 | NE-HVAC-airAC-SpltPkg-240to759kBtuh-11p5eer_SZDEER2017AnyRt32014CZ15cDXGF | 140925 |  | 275 | 0.122 | 0 | 268 | 0.157 | 0 | 275 | 0.122 | 0 | 268 | 0.157 | 0 | 409 | 120000 | 369 | 120000
NE-HVAC-airAC-SpltPkg-240to759kBtuh-11p5eer | DEER2017 | D17 v2 |  | Any | Rt3 | 2014 | CZ16 | cWtd | Cap-Tons | 224.2 | 120000 | None | 94.2 | 0.0852 | 0 | 94.2 | 0.0852 | 0 | 94.2 | 0.0852 | 0 | 94.2 | 0.0852 | 0 | DEER:HVAC_Split-Package_AC | Annual | 1719 | 94.18 | 0.08524 | 0 | 94.18 | 0.08524 | 0 | NE-HVAC-airAC-SpltPkg-240to759kBtuh-11p5eer_MZDEER2017AnyRt32014CZ16cPVVG | 140928 | NE-HVAC-airAC-SpltPkg-240to759kBtuh-11p5eer_SZDEER2017AnyRt32014CZ16cDXGF | 140927 |  | 98.4 | 0.0813 | 0 | 77.3 | 0.101 | 0 | 98.4 | 0.0813 | 0 | 77.3 | 0.101 | 0 | 234 | 120000 | 185 | 120000
NE-HVAC-airAC-SpltPkg-240to759kBtuh-11p5eer | DEER2017 | D17 v2 |  | Any | Rt3 | New | CZ01 | cWtd | Cap-Tons | 164 | 120000 | None | 55.8 | 0.0425 | 0 | 55.8 | 0.0425 | 0 | 55.8 | 0.0425 | 0 | 55.8 | 0.0425 | 0 | DEER:HVAC_Split-Package_AC | Annual | 1719 | 55.82 | 0.04246 | 0 | 55.82 | 0.04246 | 0 | NE-HVAC-airAC-SpltPkg-240to759kBtuh-11p5eer_MZDEER2017AnyRt3NewCZ01cPVVG | 165498 | NE-HVAC-airAC-SpltPkg-240to759kBtuh-11p5eer_SZDEER2017AnyRt3NewCZ01cDXGF | 165497 |  | 65.5 | 0.0444 | 0 | 17.1 | 0.0347 | 0 | 65.5 | 0.0444 | 0 | 17.1 | 0.0347 | 0 | 173 | 120000 | 128 | 120000
NE-HVAC-airAC-SpltPkg-240to759kBtuh-11p5eer | DEER2017 | D17 v2 |  | Any | Rt3 | New | CZ02 | cWtd | Cap-Tons | 252.6 | 120000 | None | 127 | 0.137 | 0 | 127 | 0.137 | 0 | 127 | 0.137 | 0 | 127 | 0.137 | 0 | DEER:HVAC_Split-Package_AC | Annual | 1719 | 127 | 0.1374 | 0 | 127 | 0.1374 | 0 | NE-HVAC-airAC-SpltPkg-240to759kBtuh-11p5eer_MZDEER2017AnyRt3NewCZ02cPVVG | 165500 | NE-HVAC-airAC-SpltPkg-240to759kBtuh-11p5eer_SZDEER2017AnyRt3NewCZ02cDXGF | 165499 |  | 133 | 0.131 | 0 | 103 | 0.163 | 0 | 133 | 0.131 | 0 | 103 | 0.163 | 0 | 262 | 120000 | 215 | 120000
NE-HVAC-airAC-SpltPkg-240to759kBtuh-11p5eer | DEER2017 | D17 v2 |  | Any | Rt3 | New | CZ03 | cWtd | Cap-Tons | 200.6 | 120000 | None | 97.6 | 0.0943 | 0 | 97.6 | 0.0943 | 0 | 97.6 | 0.0943 | 0 | 97.6 | 0.0943 | 0 | DEER:HVAC_Split-Package_AC | Annual | 1719 | 97.56 | 0.09432 | 0 | 97.56 | 0.09432 | 0 | NE-HVAC-airAC-SpltPkg-240to759kBtuh-11p5eer_MZDEER2017AnyRt3NewCZ03cPVVG | 165502 | NE-HVAC-airAC-SpltPkg-240to759kBtuh-11p5eer_SZDEER2017AnyRt3NewCZ03cDXGF | 165501 |  | 108 | 0.0899 | 0 | 55.8 | 0.112 | 0 | 108 | 0.0899 | 0 | 55.8 | 0.112 | 0 | 210 | 120000 | 163 | 120000
NE-HVAC-airAC-SpltPkg-240to759kBtuh-11p5eer | DEER2017 | D17 v2 |  | Any | Rt3 | New | CZ04 | cWtd | Cap-Tons | 251.6 | 120000 | None | 141 | 0.122 | 0 | 141 | 0.122 | 0 | 141 | 0.122 | 0 | 141 | 0.122 | 0 | DEER:HVAC_Split-Package_AC | Annual | 1719 | 141.2 | 0.1224 | 0 | 141.2 | 0.1224 | 0 | NE-HVAC-airAC-SpltPkg-240to759kBtuh-11p5eer_MZDEER2017AnyRt3NewCZ04cPVVG | 165504 | NE-HVAC-airAC-SpltPkg-240to759kBtuh-11p5eer_SZDEER2017AnyRt3NewCZ04cDXGF | 165503 |  | 148 | 0.116 | 0 | 114 | 0.148 | 0 | 148 | 0.116 | 0 | 114 | 0.148 | 0 | 261 | 120000 | 214 | 120000
NE-HVAC-airAC-SpltPkg-240to759kBtuh-11p5eer | DEER2017 | D17 v2 |  | Any | Rt3 | New | CZ05 | cWtd | Cap-Tons | 183.2 | 120000 | None | 110 | 0.0642 | 0 | 110 | 0.0642 | 0 | 110 | 0.0642 | 0 | 110 | 0.0642 | 0 | DEER:HVAC_Split-Package_AC | Annual | 1719 | 109.76 | 0.06424 | 0 | 109.76 | 0.06424 | 0 | NE-HVAC-airAC-SpltPkg-240to759kBtuh-11p5eer_MZDEER2017AnyRt3NewCZ05cPVVG | 165506 | NE-HVAC-airAC-SpltPkg-240to759kBtuh-11p5eer_SZDEER2017AnyRt3NewCZ05cDXGF | 165505 |  | 122 | 0.0632 | 0 | 60.8 | 0.0684 | 0 | 122 | 0.0632 | 0 | 60.8 | 0.0684 | 0 | 192 | 120000 | 148 | 120000
NE-HVAC-airAC-SpltPkg-240to759kBtuh-11p5eer | DEER2017 | D17 v2 |  | Any | Rt3 | New | CZ06 | cWtd | Cap-Tons | 242.6 | 120000 | None | 161 | 0.105 | 0 | 161 | 0.105 | 0 | 161 | 0.105 | 0 | 161 | 0.105 | 0 | DEER:HVAC_Split-Package_AC | Annual | 1719 | 161 | 0.10464 | 0 | 161 | 0.10464 | 0 | NE-HVAC-airAC-SpltPkg-240to759kBtuh-11p5eer_MZDEER2017AnyRt3NewCZ06cPVVG | 165508 | NE-HVAC-airAC-SpltPkg-240to759kBtuh-11p5eer_SZDEER2017AnyRt3NewCZ06cDXGF | 165507 |  | 170 | 0.0988 | 0 | 125 | 0.128 | 0 | 170 | 0.0988 | 0 | 125 | 0.128 | 0 | 253 | 120000 | 201 | 120000
NE-HVAC-airAC-SpltPkg-240to759kBtuh-11p5eer | DEER2017 | D17 v2 |  | Any | Rt3 | New | CZ07 | cWtd | Cap-Tons | 181.6 | 120000 | None | 201 | 0.121 | 0 | 201 | 0.121 | 0 | 201 | 0.121 | 0 | 201 | 0.121 | 0 | DEER:HVAC_Split-Package_AC | Annual | 1719 | 201.4 | 0.1206 | 0 | 201.4 | 0.1206 | 0 | NE-HVAC-airAC-SpltPkg-240to759kBtuh-11p5eer_MZDEER2017AnyRt3NewCZ07cPVVG | 165510 | NE-HVAC-airAC-SpltPkg-240to759kBtuh-11p5eer_SZDEER2017AnyRt3NewCZ07cDXGF | 165509 |  | 207 | 0.114 | 0 | 179 | 0.147 | 0 | 207 | 0.114 | 0 | 179 | 0.147 | 0 | 189 | 120000 | 152 | 120000
NE-HVAC-airAC-SpltPkg-240to759kBtuh-11p5eer | DEER2017 | D17 v2 |  | Any | Rt3 | New | CZ08 | cWtd | Cap-Tons | 236.6 | 120000 | None | 201 | 0.128 | 0 | 201 | 0.128 | 0 | 201 | 0.128 | 0 | 201 | 0.128 | 0 | DEER:HVAC_Split-Package_AC | Annual | 1719 | 201.2 | 0.1282 | 0 | 201.2 | 0.1282 | 0 | NE-HVAC-airAC-SpltPkg-240to759kBtuh-11p5eer_MZDEER2017AnyRt3NewCZ08cPVVG | 165512 | NE-HVAC-airAC-SpltPkg-240to759kBtuh-11p5eer_SZDEER2017AnyRt3NewCZ08cDXGF | 165511 |  | 205 | 0.121 | 0 | 186 | 0.157 | 0 | 205 | 0.121 | 0 | 186 | 0.157 | 0 | 247 | 120000 | 195 | 120000
NE-HVAC-airAC-SpltPkg-240to759kBtuh-11p5eer | DEER2017 | D17 v2 |  | Any | Rt3 | New | CZ09 | cWtd | Cap-Tons | 303.4 | 120000 | None | 175 | 0.148 | 0 | 175 | 0.148 | 0 | 175 | 0.148 | 0 | 175 | 0.148 | 0 | DEER:HVAC_Split-Package_AC | Annual | 1719 | 174.6 | 0.1478 | 0 | 174.6 | 0.1478 | 0 | NE-HVAC-airAC-SpltPkg-240to759kBtuh-11p5eer_MZDEER2017AnyRt3NewCZ09cPVVG | 165514 | NE-HVAC-airAC-SpltPkg-240to759kBtuh-11p5eer_SZDEER2017AnyRt3NewCZ09cDXGF | 165513 |  | 181 | 0.141 | 0 | 149 | 0.175 | 0 | 181 | 0.141 | 0 | 149 | 0.175 | 0 | 313 | 120000 | 265 | 120000
NE-HVAC-airAC-SpltPkg-240to759kBtuh-11p5eer | DEER2017 | D17 v2 |  | Any | Rt3 | New | CZ10 | cWtd | Cap-Tons | 283.6 | 120000 | None | 199 | 0.161 | 0 | 199 | 0.161 | 0 | 199 | 0.161 | 0 | 199 | 0.161 | 0 | DEER:HVAC_Split-Package_AC | Annual | 1719 | 198.8 | 0.1612 | 0 | 198.8 | 0.1612 | 0 | NE-HVAC-airAC-SpltPkg-240to759kBtuh-11p5eer_MZDEER2017AnyRt3NewCZ10cPVVG | 165516 | NE-HVAC-airAC-SpltPkg-240to759kBtuh-11p5eer_SZDEER2017AnyRt3NewCZ10cDXGF | 165515 |  | 203 | 0.154 | 0 | 182 | 0.19 | 0 | 203 | 0.154 | 0 | 182 | 0.19 | 0 | 293 | 120000 | 246 | 120000
NE-HVAC-airAC-SpltPkg-240to759kBtuh-11p5eer | DEER2017 | D17 v2 |  | Any | Rt3 | New | CZ11 | cWtd | Cap-Tons | 305.4 | 120000 | None | 178 | 0.128 | 0 | 178 | 0.128 | 0 | 178 | 0.128 | 0 | 178 | 0.128 | 0 | DEER:HVAC_Split-Package_AC | Annual | 1719 | 178.2 | 0.1276 | 0 | 178.2 | 0.1276 | 0 | NE-HVAC-airAC-SpltPkg-240to759kBtuh-11p5eer_MZDEER2017AnyRt3NewCZ11cPVVG | 165518 | NE-HVAC-airAC-SpltPkg-240to759kBtuh-11p5eer_SZDEER2017AnyRt3NewCZ11cDXGF | 165517 |  | 180 | 0.123 | 0 | 171 | 0.146 | 0 | 180 | 0.123 | 0 | 171 | 0.146 | 0 | 314 | 120000 | 271 | 120000
NE-HVAC-airAC-SpltPkg-240to759kBtuh-11p5eer | DEER2017 | D17 v2 |  | Any | Rt3 | New | CZ12 | cWtd | Cap-Tons | 324.4 | 120000 | None | 142 | 0.121 | 0 | 142 | 0.121 | 0 | 142 | 0.121 | 0 | 142 | 0.121 | 0 | DEER:HVAC_Split-Package_AC | Annual | 1719 | 141.8 | 0.1206 | 0 | 141.8 | 0.1206 | 0 | NE-HVAC-airAC-SpltPkg-240to759kBtuh-11p5eer_MZDEER2017AnyRt3NewCZ12cPVVG | 165520 | NE-HVAC-airAC-SpltPkg-240to759kBtuh-11p5eer_SZDEER2017AnyRt3NewCZ12cDXGF | 165519 |  | 146 | 0.116 | 0 | 125 | 0.139 | 0 | 146 | 0.116 | 0 | 125 | 0.139 | 0 | 333 | 120000 | 290 | 120000
NE-HVAC-airAC-SpltPkg-240to759kBtuh-11p5eer | DEER2017 | D17 v2 |  | Any | Rt3 | New | CZ13 | cWtd | Cap-Tons | 308.2 | 120000 | None | 186 | 0.132 | 0 | 186 | 0.132 | 0 | 186 | 0.132 | 0 | 186 | 0.132 | 0 | DEER:HVAC_Split-Package_AC | Annual | 1719 | 186 | 0.1318 | 0 | 186 | 0.1318 | 0 | NE-HVAC-airAC-SpltPkg-240to759kBtuh-11p5eer_MZDEER2017AnyRt3NewCZ13cPVVG | 165522 | NE-HVAC-airAC-SpltPkg-240to759kBtuh-11p5eer_SZDEER2017AnyRt3NewCZ13cDXGF | 165521 |  | 186 | 0.126 | 0 | 186 | 0.155 | 0 | 186 | 0.126 | 0 | 186 | 0.155 | 0 | 317 | 120000 | 273 | 120000
NE-HVAC-airAC-SpltPkg-240to759kBtuh-11p5eer | DEER2017 | D17 v2 |  | Any | Rt3 | New | CZ14 | cWtd | Cap-Tons | 265.2 | 120000 | None | 206 | 0.146 | 0 | 206 | 0.146 | 0 | 206 | 0.146 | 0 | 206 | 0.146 | 0 | DEER:HVAC_Split-Package_AC | Annual | 1719 | 205.6 | 0.1458 | 0 | 205.6 | 0.1458 | 0 | NE-HVAC-airAC-SpltPkg-240to759kBtuh-11p5eer_MZDEER2017AnyRt3NewCZ14cPVVG | 165524 | NE-HVAC-airAC-SpltPkg-240to759kBtuh-11p5eer_SZDEER2017AnyRt3NewCZ14cDXGF | 165523 |  | 205 | 0.139 | 0 | 208 | 0.173 | 0 | 205 | 0.139 | 0 | 208 | 0.173 | 0 | 274 | 120000 | 230 | 120000
NE-HVAC-airAC-SpltPkg-240to759kBtuh-11p5eer | DEER2017 | D17 v2 |  | Any | Rt3 | New | CZ15 | cWtd | Cap-Tons | 401 | 120000 | None | 274 | 0.129 | 0 | 274 | 0.129 | 0 | 274 | 0.129 | 0 | 274 | 0.129 | 0 | DEER:HVAC_Split-Package_AC | Annual | 1719 | 273.6 | 0.129 | 0 | 273.6 | 0.129 | 0 | NE-HVAC-airAC-SpltPkg-240to759kBtuh-11p5eer_MZDEER2017AnyRt3NewCZ15cPVVG | 165526 | NE-HVAC-airAC-SpltPkg-240to759kBtuh-11p5eer_SZDEER2017AnyRt3NewCZ15cDXGF | 165525 |  | 275 | 0.122 | 0 | 268 | 0.157 | 0 | 275 | 0.122 | 0 | 268 | 0.157 | 0 | 409 | 120000 | 369 | 120000
NE-HVAC-airAC-SpltPkg-240to759kBtuh-11p5eer | DEER2017 | D17 v2 |  | Any | Rt3 | New | CZ16 | cWtd | Cap-Tons | 224.2 | 120000 | None | 94.2 | 0.0852 | 0 | 94.2 | 0.0852 | 0 | 94.2 | 0.0852 | 0 | 94.2 | 0.0852 | 0 | DEER:HVAC_Split-Package_AC | Annual | 1719 | 94.18 | 0.08524 | 0 | 94.18 | 0.08524 | 0 | NE-HVAC-airAC-SpltPkg-240to759kBtuh-11p5eer_MZDEER2017AnyRt3NewCZ16cPVVG | 165528 | NE-HVAC-airAC-SpltPkg-240to759kBtuh-11p5eer_SZDEER2017AnyRt3NewCZ16cDXGF | 165527 |  | 98.4 | 0.0813 | 0 | 77.3 | 0.101 | 0 | 98.4 | 0.0813 | 0 | 77.3 | 0.101 | 0 | 234 | 120000 | 185 | 120000
NE-HVAC-airAC-SpltPkg-240to759kBtuh-11p5eer | DEER2017 | D17 v2 |  | Any | RtL | 1975 | CZ01 | cDXGF | Cap-Tons | 137 | 131000 | None | 37.9 | 0.0698 | 0 | 37.9 | 0.0698 | 0 | 37.9 | 0.0698 | 0 | 37.9 | 0.0698 | 0 | DEER:HVAC_Split-Package_AC | Annual | 1719 | 37.9 | 0.0698 | 0 | 37.9 | 0.0698 | 0 | NE-HVAC-airAC-SpltPkg-240to759kBtuh-11p5eer_MZDEER2017AnyRtL1975CZ01cPVVG | #N/A | NE-HVAC-airAC-SpltPkg-240to759kBtuh-11p5eer_SZDEER2017AnyRtL1975CZ01cDXGF | 12769 |  | #N/A | #N/A | #N/A | 37.9 | 0.0698 | 0 | #N/A | #N/A | #N/A | 37.9 | 0.0698 | 0 | #N/A | #N/A | 137 | 131000
NE-HVAC-airAC-SpltPkg-240to759kBtuh-11p5eer | DEER2017 | D17 v2 |  | Any | RtL | 1975 | CZ02 | cDXGF | Cap-Tons | 301 | 131000 | None | 103 | 0.169 | 0 | 103 | 0.169 | 0 | 103 | 0.169 | 0 | 103 | 0.169 | 0 | DEER:HVAC_Split-Package_AC | Annual | 1719 | 103 | 0.169 | 0 | 103 | 0.169 | 0 | NE-HVAC-airAC-SpltPkg-240to759kBtuh-11p5eer_MZDEER2017AnyRtL1975CZ02cPVVG | #N/A | NE-HVAC-airAC-SpltPkg-240to759kBtuh-11p5eer_SZDEER2017AnyRtL1975CZ02cDXGF | 12770 |  | #N/A | #N/A | #N/A | 103 | 0.169 | 0 | #N/A | #N/A | #N/A | 103 | 0.169 | 0 | #N/A | #N/A | 301 | 131000
NE-HVAC-airAC-SpltPkg-240to759kBtuh-11p5eer | DEER2017 | D17 v2 |  | Any | RtL | 1975 | CZ03 | cDXGF | Cap-Tons | 234 | 131000 | None | 54.9 | 0.115 | 0 | 54.9 | 0.115 | 0 | 54.9 | 0.115 | 0 | 54.9 | 0.115 | 0 | DEER:HVAC_Split-Package_AC | Annual | 1719 | 54.9 | 0.115 | 0 | 54.9 | 0.115 | 0 | NE-HVAC-airAC-SpltPkg-240to759kBtuh-11p5eer_MZDEER2017AnyRtL1975CZ03cPVVG | #N/A | NE-HVAC-airAC-SpltPkg-240to759kBtuh-11p5eer_SZDEER2017AnyRtL1975CZ03cDXGF | 12771 |  | #N/A | #N/A | #N/A | 54.9 | 0.115 | 0 | #N/A | #N/A | #N/A | 54.9 | 0.115 | 0 | #N/A | #N/A | 234 | 131000
NE-HVAC-airAC-SpltPkg-240to759kBtuh-11p5eer | DEER2017 | D17 v2 |  | Any | RtL | 1975 | CZ04 | cDXGF | Cap-Tons | 288 | 131000 | None | 116 | 0.152 | 0 | 116 | 0.152 | 0 | 116 | 0.152 | 0 | 116 | 0.152 | 0 | DEER:HVAC_Split-Package_AC | Annual | 1719 | 116 | 0.152 | 0 | 116 | 0.152 | 0 | NE-HVAC-airAC-SpltPkg-240to759kBtuh-11p5eer_MZDEER2017AnyRtL1975CZ04cPVVG | #N/A | NE-HVAC-airAC-SpltPkg-240to759kBtuh-11p5eer_SZDEER2017AnyRtL1975CZ04cDXGF | 12772 |  | #N/A | #N/A | #N/A | 116 | 0.152 | 0 | #N/A | #N/A | #N/A | 116 | 0.152 | 0 | #N/A | #N/A | 288 | 131000
NE-HVAC-airAC-SpltPkg-240to759kBtuh-11p5eer | DEER2017 | D17 v2 |  | Any | RtL | 1975 | CZ05 | cDXGF | Cap-Tons | 219 | 131000 | None | 57.4 | 0.0692 | 0 | 57.4 | 0.0692 | 0 | 57.4 | 0.0692 | 0 | 57.4 | 0.0692 | 0 | DEER:HVAC_Split-Package_AC | Annual | 1719 | 57.4 | 0.0692 | 0 | 57.4 | 0.0692 | 0 | NE-HVAC-airAC-SpltPkg-240to759kBtuh-11p5eer_MZDEER2017AnyRtL1975CZ05cPVVG | #N/A | NE-HVAC-airAC-SpltPkg-240to759kBtuh-11p5eer_SZDEER2017AnyRtL1975CZ05cDXGF | 12773 |  | #N/A | #N/A | #N/A | 57.4 | 0.0692 | 0 | #N/A | #N/A | #N/A | 57.4 | 0.0692 | 0 | #N/A | #N/A | 219 | 131000
NE-HVAC-airAC-SpltPkg-240to759kBtuh-11p5eer | DEER2017 | D17 v2 |  | Any | RtL | 1975 | CZ06 | cDXGF | Cap-Tons | 277 | 131000 | None | 122 | 0.128 | 0 | 122 | 0.128 | 0 | 122 | 0.128 | 0 | 122 | 0.128 | 0 | DEER:HVAC_Split-Package_AC | Annual | 1719 | 122 | 0.128 | 0 | 122 | 0.128 | 0 | NE-HVAC-airAC-SpltPkg-240to759kBtuh-11p5eer_MZDEER2017AnyRtL1975CZ06cPVVG | #N/A | NE-HVAC-airAC-SpltPkg-240to759kBtuh-11p5eer_SZDEER2017AnyRtL1975CZ06cDXGF | 12774 |  | #N/A | #N/A | #N/A | 122 | 0.128 | 0 | #N/A | #N/A | #N/A | 122 | 0.128 | 0 | #N/A | #N/A | 277 | 131000
NE-HVAC-airAC-SpltPkg-240to759kBtuh-11p5eer | DEER2017 | D17 v2 |  | Any | RtL | 1975 | CZ07 | cDXGF | Cap-Tons | 237 | 131000 | None | 130 | 0.132 | 0 | 130 | 0.132 | 0 | 130 | 0.132 | 0 | 130 | 0.132 | 0 | DEER:HVAC_Split-Package_AC | Annual | 1719 | 130 | 0.132 | 0 | 130 | 0.132 | 0 | NE-HVAC-airAC-SpltPkg-240to759kBtuh-11p5eer_MZDEER2017AnyRtL1975CZ07cPVVG | #N/A | NE-HVAC-airAC-SpltPkg-240to759kBtuh-11p5eer_SZDEER2017AnyRtL1975CZ07cDXGF | 12775 |  | #N/A | #N/A | #N/A | 130 | 0.132 | 0 | #N/A | #N/A | #N/A | 130 | 0.132 | 0 | #N/A | #N/A | 237 | 131000
NE-HVAC-airAC-SpltPkg-240to759kBtuh-11p5eer | DEER2017 | D17 v2 |  | Any | RtL | 1975 | CZ08 | cDXGF | Cap-Tons | 309 | 131000 | None | 147 | 0.14 | 0 | 147 | 0.14 | 0 | 147 | 0.14 | 0 | 147 | 0.14 | 0 | DEER:HVAC_Split-Package_AC | Annual | 1719 | 147 | 0.14 | 0 | 147 | 0.14 | 0 | NE-HVAC-airAC-SpltPkg-240to759kBtuh-11p5eer_MZDEER2017AnyRtL1975CZ08cPVVG | #N/A | NE-HVAC-airAC-SpltPkg-240to759kBtuh-11p5eer_SZDEER2017AnyRtL1975CZ08cDXGF | 12776 |  | #N/A | #N/A | #N/A | 147 | 0.14 | 0 | #N/A | #N/A | #N/A | 147 | 0.14 | 0 | #N/A | #N/A | 309 | 131000
NE-HVAC-airAC-SpltPkg-240to759kBtuh-11p5eer | DEER2017 | D17 v2 |  | Any | RtL | 1975 | CZ09 | cDXGF | Cap-Tons | 382 | 131000 | None | 140 | 0.172 | 0 | 140 | 0.172 | 0 | 140 | 0.172 | 0 | 140 | 0.172 | 0 | DEER:HVAC_Split-Package_AC | Annual | 1719 | 140 | 0.172 | 0 | 140 | 0.172 | 0 | NE-HVAC-airAC-SpltPkg-240to759kBtuh-11p5eer_MZDEER2017AnyRtL1975CZ09cPVVG | #N/A | NE-HVAC-airAC-SpltPkg-240to759kBtuh-11p5eer_SZDEER2017AnyRtL1975CZ09cDXGF | 12777 |  | #N/A | #N/A | #N/A | 140 | 0.172 | 0 | #N/A | #N/A | #N/A | 140 | 0.172 | 0 | #N/A | #N/A | 382 | 131000
NE-HVAC-airAC-SpltPkg-240to759kBtuh-11p5eer | DEER2017 | D17 v2 |  | Any | RtL | 1975 | CZ10 | cDXGF | Cap-Tons | 359 | 131000 | None | 166 | 0.188 | 0 | 166 | 0.188 | 0 | 166 | 0.188 | 0 | 166 | 0.188 | 0 | DEER:HVAC_Split-Package_AC | Annual | 1719 | 166 | 0.188 | 0 | 166 | 0.188 | 0 | NE-HVAC-airAC-SpltPkg-240to759kBtuh-11p5eer_MZDEER2017AnyRtL1975CZ10cPVVG | #N/A | NE-HVAC-airAC-SpltPkg-240to759kBtuh-11p5eer_SZDEER2017AnyRtL1975CZ10cDXGF | 12778 |  | #N/A | #N/A | #N/A | 166 | 0.188 | 0 | #N/A | #N/A | #N/A | 166 | 0.188 | 0 | #N/A | #N/A | 359 | 131000
NE-HVAC-airAC-SpltPkg-240to759kBtuh-11p5eer | DEER2017 | D17 v2 |  | Any | RtL | 1975 | CZ11 | cDXGF | Cap-Tons | 395 | 131000 | None | 166 | 0.151 | 0 | 166 | 0.151 | 0 | 166 | 0.151 | 0 | 166 | 0.151 | 0 | DEER:HVAC_Split-Package_AC | Annual | 1719 | 166 | 0.151 | 0 | 166 | 0.151 | 0 | NE-HVAC-airAC-SpltPkg-240to759kBtuh-11p5eer_MZDEER2017AnyRtL1975CZ11cPVVG | #N/A | NE-HVAC-airAC-SpltPkg-240to759kBtuh-11p5eer_SZDEER2017AnyRtL1975CZ11cDXGF | 12779 |  | #N/A | #N/A | #N/A | 166 | 0.151 | 0 | #N/A | #N/A | #N/A | 166 | 0.151 | 0 | #N/A | #N/A | 395 | 131000
NE-HVAC-airAC-SpltPkg-240to759kBtuh-11p5eer | DEER2017 | D17 v2 |  | Any | RtL | 1975 | CZ12 | cDXGF | Cap-Tons | 401 | 131000 | None | 124 | 0.14 | 0 | 124 | 0.14 | 0 | 124 | 0.14 | 0 | 124 | 0.14 | 0 | DEER:HVAC_Split-Package_AC | Annual | 1719 | 124 | 0.14 | 0 | 124 | 0.14 | 0 | NE-HVAC-airAC-SpltPkg-240to759kBtuh-11p5eer_MZDEER2017AnyRtL1975CZ12cPVVG | #N/A | NE-HVAC-airAC-SpltPkg-240to759kBtuh-11p5eer_SZDEER2017AnyRtL1975CZ12cDXGF | 12780 |  | #N/A | #N/A | #N/A | 124 | 0.14 | 0 | #N/A | #N/A | #N/A | 124 | 0.14 | 0 | #N/A | #N/A | 401 | 131000
NE-HVAC-airAC-SpltPkg-240to759kBtuh-11p5eer | DEER2017 | D17 v2 |  | Any | RtL | 1975 | CZ13 | cDXGF | Cap-Tons | 398 | 131000 | None | 177 | 0.152 | 0 | 177 | 0.152 | 0 | 177 | 0.152 | 0 | 177 | 0.152 | 0 | DEER:HVAC_Split-Package_AC | Annual | 1719 | 177 | 0.152 | 0 | 177 | 0.152 | 0 | NE-HVAC-airAC-SpltPkg-240to759kBtuh-11p5eer_MZDEER2017AnyRtL1975CZ13cPVVG | #N/A | NE-HVAC-airAC-SpltPkg-240to759kBtuh-11p5eer_SZDEER2017AnyRtL1975CZ13cDXGF | 12781 |  | #N/A | #N/A | #N/A | 177 | 0.152 | 0 | #N/A | #N/A | #N/A | 177 | 0.152 | 0 | #N/A | #N/A | 398 | 131000
NE-HVAC-airAC-SpltPkg-240to759kBtuh-11p5eer | DEER2017 | D17 v2 |  | Any | RtL | 1975 | CZ14 | cDXGF | Cap-Tons | 421 | 131000 | None | 159 | 0.151 | 0 | 159 | 0.151 | 0 | 159 | 0.151 | 0 | 159 | 0.151 | 0 | DEER:HVAC_Split-Package_AC | Annual | 1719 | 159 | 0.151 | 0 | 159 | 0.151 | 0 | NE-HVAC-airAC-SpltPkg-240to759kBtuh-11p5eer_MZDEER2017AnyRtL1975CZ14cPVVG | #N/A | NE-HVAC-airAC-SpltPkg-240to759kBtuh-11p5eer_SZDEER2017AnyRtL1975CZ14cDXGF | 12782 |  | #N/A | #N/A | #N/A | 159 | 0.151 | 0 | #N/A | #N/A | #N/A | 159 | 0.151 | 0 | #N/A | #N/A | 421 | 131000
NE-HVAC-airAC-SpltPkg-240to759kBtuh-11p5eer | DEER2017 | D17 v2 |  | Any | RtL | 1975 | CZ15 | cDXGF | Cap-Tons | 409 | 131000 | None | 342 | 0.189 | 0 | 342 | 0.189 | 0 | 342 | 0.189 | 0 | 342 | 0.189 | 0 | DEER:HVAC_Split-Package_AC | Annual | 1719 | 342 | 0.189 | 0 | 342 | 0.189 | 0 | NE-HVAC-airAC-SpltPkg-240to759kBtuh-11p5eer_MZDEER2017AnyRtL1975CZ15cPVVG | #N/A | NE-HVAC-airAC-SpltPkg-240to759kBtuh-11p5eer_SZDEER2017AnyRtL1975CZ15cDXGF | 12783 |  | #N/A | #N/A | #N/A | 342 | 0.189 | 0 | #N/A | #N/A | #N/A | 342 | 0.189 | 0 | #N/A | #N/A | 409 | 131000
NE-HVAC-airAC-SpltPkg-240to759kBtuh-11p5eer | DEER2017 | D17 v2 |  | Any | RtL | 1975 | CZ16 | cDXGF | Cap-Tons | 204 | 131000 | None | 101 | 0.134 | 0 | 101 | 0.134 | 0 | 101 | 0.134 | 0 | 101 | 0.134 | 0 | DEER:HVAC_Split-Package_AC | Annual | 1719 | 101 | 0.134 | 0 | 101 | 0.134 | 0 | NE-HVAC-airAC-SpltPkg-240to759kBtuh-11p5eer_MZDEER2017AnyRtL1975CZ16cPVVG | #N/A | NE-HVAC-airAC-SpltPkg-240to759kBtuh-11p5eer_SZDEER2017AnyRtL1975CZ16cDXGF | 12784 |  | #N/A | #N/A | #N/A | 101 | 0.134 | 0 | #N/A | #N/A | #N/A | 101 | 0.134 | 0 | #N/A | #N/A | 204 | 131000
NE-HVAC-airAC-SpltPkg-240to759kBtuh-11p5eer | DEER2017 | D17 v2 |  | Any | RtL | 1985 | CZ01 | cDXGF | Cap-Tons | 123 | 131000 | None | 58.4 | 0.08 | 0 | 58.4 | 0.08 | 0 | 58.4 | 0.08 | 0 | 58.4 | 0.08 | 0 | DEER:HVAC_Split-Package_AC | Annual | 1719 | 58.4 | 0.08 | 0 | 58.4 | 0.08 | 0 | NE-HVAC-airAC-SpltPkg-240to759kBtuh-11p5eer_MZDEER2017AnyRtL1985CZ01cPVVG | #N/A | NE-HVAC-airAC-SpltPkg-240to759kBtuh-11p5eer_SZDEER2017AnyRtL1985CZ01cDXGF | 34129 |  | #N/A | #N/A | #N/A | 58.4 | 0.08 | 0 | #N/A | #N/A | #N/A | 58.4 | 0.08 | 0 | #N/A | #N/A | 123 | 131000
NE-HVAC-airAC-SpltPkg-240to759kBtuh-11p5eer | DEER2017 | D17 v2 |  | Any | RtL | 1985 | CZ02 | cDXGF | Cap-Tons | 293 | 131000 | None | 104 | 0.165 | 0 | 104 | 0.165 | 0 | 104 | 0.165 | 0 | 104 | 0.165 | 0 | DEER:HVAC_Split-Package_AC | Annual | 1719 | 104 | 0.165 | 0 | 104 | 0.165 | 0 | NE-HVAC-airAC-SpltPkg-240to759kBtuh-11p5eer_MZDEER2017AnyRtL1985CZ02cPVVG | #N/A | NE-HVAC-airAC-SpltPkg-240to759kBtuh-11p5eer_SZDEER2017AnyRtL1985CZ02cDXGF | 34130 |  | #N/A | #N/A | #N/A | 104 | 0.165 | 0 | #N/A | #N/A | #N/A | 104 | 0.165 | 0 | #N/A | #N/A | 293 | 131000
NE-HVAC-airAC-SpltPkg-240to759kBtuh-11p5eer | DEER2017 | D17 v2 |  | Any | RtL | 1985 | CZ03 | cDXGF | Cap-Tons | 208 | 131000 | None | 70.4 | 0.124 | 0 | 70.4 | 0.124 | 0 | 70.4 | 0.124 | 0 | 70.4 | 0.124 | 0 | DEER:HVAC_Split-Package_AC | Annual | 1719 | 70.4 | 0.124 | 0 | 70.4 | 0.124 | 0 | NE-HVAC-airAC-SpltPkg-240to759kBtuh-11p5eer_MZDEER2017AnyRtL1985CZ03cPVVG | #N/A | NE-HVAC-airAC-SpltPkg-240to759kBtuh-11p5eer_SZDEER2017AnyRtL1985CZ03cDXGF | 34131 |  | #N/A | #N/A | #N/A | 70.4 | 0.124 | 0 | #N/A | #N/A | #N/A | 70.4 | 0.124 | 0 | #N/A | #N/A | 208 | 131000
NE-HVAC-airAC-SpltPkg-240to759kBtuh-11p5eer | DEER2017 | D17 v2 |  | Any | RtL | 1985 | CZ04 | cDXGF | Cap-Tons | 268 | 131000 | None | 126 | 0.155 | 0 | 126 | 0.155 | 0 | 126 | 0.155 | 0 | 126 | 0.155 | 0 | DEER:HVAC_Split-Package_AC | Annual | 1719 | 126 | 0.155 | 0 | 126 | 0.155 | 0 | NE-HVAC-airAC-SpltPkg-240to759kBtuh-11p5eer_MZDEER2017AnyRtL1985CZ04cPVVG | #N/A | NE-HVAC-airAC-SpltPkg-240to759kBtuh-11p5eer_SZDEER2017AnyRtL1985CZ04cDXGF | 34132 |  | #N/A | #N/A | #N/A | 126 | 0.155 | 0 | #N/A | #N/A | #N/A | 126 | 0.155 | 0 | #N/A | #N/A | 268 | 131000
NE-HVAC-airAC-SpltPkg-240to759kBtuh-11p5eer | DEER2017 | D17 v2 |  | Any | RtL | 1985 | CZ05 | cDXGF | Cap-Tons | 162 | 131000 | None | 111 | 0.104 | 0 | 111 | 0.104 | 0 | 111 | 0.104 | 0 | 111 | 0.104 | 0 | DEER:HVAC_Split-Package_AC | Annual | 1719 | 111 | 0.104 | 0 | 111 | 0.104 | 0 | NE-HVAC-airAC-SpltPkg-240to759kBtuh-11p5eer_MZDEER2017AnyRtL1985CZ05cPVVG | #N/A | NE-HVAC-airAC-SpltPkg-240to759kBtuh-11p5eer_SZDEER2017AnyRtL1985CZ05cDXGF | 34133 |  | #N/A | #N/A | #N/A | 111 | 0.104 | 0 | #N/A | #N/A | #N/A | 111 | 0.104 | 0 | #N/A | #N/A | 162 | 131000
NE-HVAC-airAC-SpltPkg-240to759kBtuh-11p5eer | DEER2017 | D17 v2 |  | Any | RtL | 1985 | CZ06 | cDXGF | Cap-Tons | 279 | 131000 | None | 122 | 0.118 | 0 | 122 | 0.118 | 0 | 122 | 0.118 | 0 | 122 | 0.118 | 0 | DEER:HVAC_Split-Package_AC | Annual | 1719 | 122 | 0.118 | 0 | 122 | 0.118 | 0 | NE-HVAC-airAC-SpltPkg-240to759kBtuh-11p5eer_MZDEER2017AnyRtL1985CZ06cPVVG | #N/A | NE-HVAC-airAC-SpltPkg-240to759kBtuh-11p5eer_SZDEER2017AnyRtL1985CZ06cDXGF | 34134 |  | #N/A | #N/A | #N/A | 122 | 0.118 | 0 | #N/A | #N/A | #N/A | 122 | 0.118 | 0 | #N/A | #N/A | 279 | 131000
NE-HVAC-airAC-SpltPkg-240to759kBtuh-11p5eer | DEER2017 | D17 v2 |  | Any | RtL | 1985 | CZ07 | cDXGF | Cap-Tons | 220 | 131000 | None | 152 | 0.135 | 0 | 152 | 0.135 | 0 | 152 | 0.135 | 0 | 152 | 0.135 | 0 | DEER:HVAC_Split-Package_AC | Annual | 1719 | 152 | 0.135 | 0 | 152 | 0.135 | 0 | NE-HVAC-airAC-SpltPkg-240to759kBtuh-11p5eer_MZDEER2017AnyRtL1985CZ07cPVVG | #N/A | NE-HVAC-airAC-SpltPkg-240to759kBtuh-11p5eer_SZDEER2017AnyRtL1985CZ07cDXGF | 34135 |  | #N/A | #N/A | #N/A | 152 | 0.135 | 0 | #N/A | #N/A | #N/A | 152 | 0.135 | 0 | #N/A | #N/A | 220 | 131000
NE-HVAC-airAC-SpltPkg-240to759kBtuh-11p5eer | DEER2017 | D17 v2 |  | Any | RtL | 1985 | CZ08 | cDXGF | Cap-Tons | 269 | 131000 | None | 174 | 0.15 | 0 | 174 | 0.15 | 0 | 174 | 0.15 | 0 | 174 | 0.15 | 0 | DEER:HVAC_Split-Package_AC | Annual | 1719 | 174 | 0.15 | 0 | 174 | 0.15 | 0 | NE-HVAC-airAC-SpltPkg-240to759kBtuh-11p5eer_MZDEER2017AnyRtL1985CZ08cPVVG | #N/A | NE-HVAC-airAC-SpltPkg-240to759kBtuh-11p5eer_SZDEER2017AnyRtL1985CZ08cDXGF | 34136 |  | #N/A | #N/A | #N/A | 174 | 0.15 | 0 | #N/A | #N/A | #N/A | 174 | 0.15 | 0 | #N/A | #N/A | 269 | 131000
NE-HVAC-airAC-SpltPkg-240to759kBtuh-11p5eer | DEER2017 | D17 v2 |  | Any | RtL | 1985 | CZ09 | cDXGF | Cap-Tons | 375 | 131000 | None | 139 | 0.167 | 0 | 139 | 0.167 | 0 | 139 | 0.167 | 0 | 139 | 0.167 | 0 | DEER:HVAC_Split-Package_AC | Annual | 1719 | 139 | 0.167 | 0 | 139 | 0.167 | 0 | NE-HVAC-airAC-SpltPkg-240to759kBtuh-11p5eer_MZDEER2017AnyRtL1985CZ09cPVVG | #N/A | NE-HVAC-airAC-SpltPkg-240to759kBtuh-11p5eer_SZDEER2017AnyRtL1985CZ09cDXGF | 34137 |  | #N/A | #N/A | #N/A | 139 | 0.167 | 0 | #N/A | #N/A | #N/A | 139 | 0.167 | 0 | #N/A | #N/A | 375 | 131000
NE-HVAC-airAC-SpltPkg-240to759kBtuh-11p5eer | DEER2017 | D17 v2 |  | Any | RtL | 1985 | CZ10 | cDXGF | Cap-Tons | 346 | 131000 | None | 169 | 0.186 | 0 | 169 | 0.186 | 0 | 169 | 0.186 | 0 | 169 | 0.186 | 0 | DEER:HVAC_Split-Package_AC | Annual | 1719 | 169 | 0.186 | 0 | 169 | 0.186 | 0 | NE-HVAC-airAC-SpltPkg-240to759kBtuh-11p5eer_MZDEER2017AnyRtL1985CZ10cPVVG | #N/A | NE-HVAC-airAC-SpltPkg-240to759kBtuh-11p5eer_SZDEER2017AnyRtL1985CZ10cDXGF | 34138 |  | #N/A | #N/A | #N/A | 169 | 0.186 | 0 | #N/A | #N/A | #N/A | 169 | 0.186 | 0 | #N/A | #N/A | 346 | 131000
NE-HVAC-airAC-SpltPkg-240to759kBtuh-11p5eer | DEER2017 | D17 v2 |  | Any | RtL | 1985 | CZ11 | cDXGF | Cap-Tons | 369 | 131000 | None | 174 | 0.15 | 0 | 174 | 0.15 | 0 | 174 | 0.15 | 0 | 174 | 0.15 | 0 | DEER:HVAC_Split-Package_AC | Annual | 1719 | 174 | 0.15 | 0 | 174 | 0.15 | 0 | NE-HVAC-airAC-SpltPkg-240to759kBtuh-11p5eer_MZDEER2017AnyRtL1985CZ11cPVVG | #N/A | NE-HVAC-airAC-SpltPkg-240to759kBtuh-11p5eer_SZDEER2017AnyRtL1985CZ11cDXGF | 34139 |  | #N/A | #N/A | #N/A | 174 | 0.15 | 0 | #N/A | #N/A | #N/A | 174 | 0.15 | 0 | #N/A | #N/A | 369 | 131000
NE-HVAC-airAC-SpltPkg-240to759kBtuh-11p5eer | DEER2017 | D17 v2 |  | Any | RtL | 1985 | CZ12 | cDXGF | Cap-Tons | 381 | 131000 | None | 128 | 0.14 | 0 | 128 | 0.14 | 0 | 128 | 0.14 | 0 | 128 | 0.14 | 0 | DEER:HVAC_Split-Package_AC | Annual | 1719 | 128 | 0.14 | 0 | 128 | 0.14 | 0 | NE-HVAC-airAC-SpltPkg-240to759kBtuh-11p5eer_MZDEER2017AnyRtL1985CZ12cPVVG | #N/A | NE-HVAC-airAC-SpltPkg-240to759kBtuh-11p5eer_SZDEER2017AnyRtL1985CZ12cDXGF | 34140 |  | #N/A | #N/A | #N/A | 128 | 0.14 | 0 | #N/A | #N/A | #N/A | 128 | 0.14 | 0 | #N/A | #N/A | 381 | 131000
NE-HVAC-airAC-SpltPkg-240to759kBtuh-11p5eer | DEER2017 | D17 v2 |  | Any | RtL | 1985 | CZ13 | cDXGF | Cap-Tons | 355 | 131000 | None | 195 | 0.162 | 0 | 195 | 0.162 | 0 | 195 | 0.162 | 0 | 195 | 0.162 | 0 | DEER:HVAC_Split-Package_AC | Annual | 1719 | 195 | 0.162 | 0 | 195 | 0.162 | 0 | NE-HVAC-airAC-SpltPkg-240to759kBtuh-11p5eer_MZDEER2017AnyRtL1985CZ13cPVVG | #N/A | NE-HVAC-airAC-SpltPkg-240to759kBtuh-11p5eer_SZDEER2017AnyRtL1985CZ13cDXGF | 34141 |  | #N/A | #N/A | #N/A | 195 | 0.162 | 0 | #N/A | #N/A | #N/A | 195 | 0.162 | 0 | #N/A | #N/A | 355 | 131000
NE-HVAC-airAC-SpltPkg-240to759kBtuh-11p5eer | DEER2017 | D17 v2 |  | Any | RtL | 1985 | CZ14 | cDXGF | Cap-Tons | 402 | 131000 | None | 162 | 0.149 | 0 | 162 | 0.149 | 0 | 162 | 0.149 | 0 | 162 | 0.149 | 0 | DEER:HVAC_Split-Package_AC | Annual | 1719 | 162 | 0.149 | 0 | 162 | 0.149 | 0 | NE-HVAC-airAC-SpltPkg-240to759kBtuh-11p5eer_MZDEER2017AnyRtL1985CZ14cPVVG | #N/A | NE-HVAC-airAC-SpltPkg-240to759kBtuh-11p5eer_SZDEER2017AnyRtL1985CZ14cDXGF | 34142 |  | #N/A | #N/A | #N/A | 162 | 0.149 | 0 | #N/A | #N/A | #N/A | 162 | 0.149 | 0 | #N/A | #N/A | 402 | 131000
NE-HVAC-airAC-SpltPkg-240to759kBtuh-11p5eer | DEER2017 | D17 v2 |  | Any | RtL | 1985 | CZ15 | cDXGF | Cap-Tons | 402 | 131000 | None | 336 | 0.182 | 0 | 336 | 0.182 | 0 | 336 | 0.182 | 0 | 336 | 0.182 | 0 | DEER:HVAC_Split-Package_AC | Annual | 1719 | 336 | 0.182 | 0 | 336 | 0.182 | 0 | NE-HVAC-airAC-SpltPkg-240to759kBtuh-11p5eer_MZDEER2017AnyRtL1985CZ15cPVVG | #N/A | NE-HVAC-airAC-SpltPkg-240to759kBtuh-11p5eer_SZDEER2017AnyRtL1985CZ15cDXGF | 34143 |  | #N/A | #N/A | #N/A | 336 | 0.182 | 0 | #N/A | #N/A | #N/A | 336 | 0.182 | 0 | #N/A | #N/A | 402 | 131000
NE-HVAC-airAC-SpltPkg-240to759kBtuh-11p5eer | DEER2017 | D17 v2 |  | Any | RtL | 1985 | CZ16 | cDXGF | Cap-Tons | 233 | 131000 | None | 83.6 | 0.114 | 0 | 83.6 | 0.114 | 0 | 83.6 | 0.114 | 0 | 83.6 | 0.114 | 0 | DEER:HVAC_Split-Package_AC | Annual | 1719 | 83.6 | 0.114 | 0 | 83.6 | 0.114 | 0 | NE-HVAC-airAC-SpltPkg-240to759kBtuh-11p5eer_MZDEER2017AnyRtL1985CZ16cPVVG | #N/A | NE-HVAC-airAC-SpltPkg-240to759kBtuh-11p5eer_SZDEER2017AnyRtL1985CZ16cDXGF | 34144 |  | #N/A | #N/A | #N/A | 83.6 | 0.114 | 0 | #N/A | #N/A | #N/A | 83.6 | 0.114 | 0 | #N/A | #N/A | 233 | 131000
NE-HVAC-airAC-SpltPkg-240to759kBtuh-11p5eer | DEER2017 | D17 v2 |  | Any | RtL | 1996 | CZ01 | cDXGF | Cap-Tons | 125 | 131000 | None | 62.7 | 0.0788 | 0 | 62.7 | 0.0788 | 0 | 62.7 | 0.0788 | 0 | 62.7 | 0.0788 | 0 | DEER:HVAC_Split-Package_AC | Annual | 1719 | 62.7 | 0.0788 | 0 | 62.7 | 0.0788 | 0 | NE-HVAC-airAC-SpltPkg-240to759kBtuh-11p5eer_MZDEER2017AnyRtL1996CZ01cPVVG | #N/A | NE-HVAC-airAC-SpltPkg-240to759kBtuh-11p5eer_SZDEER2017AnyRtL1996CZ01cDXGF | 55489 |  | #N/A | #N/A | #N/A | 62.7 | 0.0788 | 0 | #N/A | #N/A | #N/A | 62.7 | 0.0788 | 0 | #N/A | #N/A | 125 | 131000
NE-HVAC-airAC-SpltPkg-240to759kBtuh-11p5eer | DEER2017 | D17 v2 |  | Any | RtL | 1996 | CZ02 | cDXGF | Cap-Tons | 293 | 131000 | None | 103 | 0.163 | 0 | 103 | 0.163 | 0 | 103 | 0.163 | 0 | 103 | 0.163 | 0 | DEER:HVAC_Split-Package_AC | Annual | 1719 | 103 | 0.163 | 0 | 103 | 0.163 | 0 | NE-HVAC-airAC-SpltPkg-240to759kBtuh-11p5eer_MZDEER2017AnyRtL1996CZ02cPVVG | #N/A | NE-HVAC-airAC-SpltPkg-240to759kBtuh-11p5eer_SZDEER2017AnyRtL1996CZ02cDXGF | 55490 |  | #N/A | #N/A | #N/A | 103 | 0.163 | 0 | #N/A | #N/A | #N/A | 103 | 0.163 | 0 | #N/A | #N/A | 293 | 131000
NE-HVAC-airAC-SpltPkg-240to759kBtuh-11p5eer | DEER2017 | D17 v2 |  | Any | RtL | 1996 | CZ03 | cDXGF | Cap-Tons | 210 | 131000 | None | 68.6 | 0.122 | 0 | 68.6 | 0.122 | 0 | 68.6 | 0.122 | 0 | 68.6 | 0.122 | 0 | DEER:HVAC_Split-Package_AC | Annual | 1719 | 68.6 | 0.122 | 0 | 68.6 | 0.122 | 0 | NE-HVAC-airAC-SpltPkg-240to759kBtuh-11p5eer_MZDEER2017AnyRtL1996CZ03cPVVG | #N/A | NE-HVAC-airAC-SpltPkg-240to759kBtuh-11p5eer_SZDEER2017AnyRtL1996CZ03cDXGF | 55491 |  | #N/A | #N/A | #N/A | 68.6 | 0.122 | 0 | #N/A | #N/A | #N/A | 68.6 | 0.122 | 0 | #N/A | #N/A | 210 | 131000
NE-HVAC-airAC-SpltPkg-240to759kBtuh-11p5eer | DEER2017 | D17 v2 |  | Any | RtL | 1996 | CZ04 | cDXGF | Cap-Tons | 268 | 131000 | None | 126 | 0.152 | 0 | 126 | 0.152 | 0 | 126 | 0.152 | 0 | 126 | 0.152 | 0 | DEER:HVAC_Split-Package_AC | Annual | 1719 | 126 | 0.152 | 0 | 126 | 0.152 | 0 | NE-HVAC-airAC-SpltPkg-240to759kBtuh-11p5eer_MZDEER2017AnyRtL1996CZ04cPVVG | #N/A | NE-HVAC-airAC-SpltPkg-240to759kBtuh-11p5eer_SZDEER2017AnyRtL1996CZ04cDXGF | 55492 |  | #N/A | #N/A | #N/A | 126 | 0.152 | 0 | #N/A | #N/A | #N/A | 126 | 0.152 | 0 | #N/A | #N/A | 268 | 131000
NE-HVAC-airAC-SpltPkg-240to759kBtuh-11p5eer | DEER2017 | D17 v2 |  | Any | RtL | 1996 | CZ05 | cDXGF | Cap-Tons | 167 | 131000 | None | 108 | 0.1 | 0 | 108 | 0.1 | 0 | 108 | 0.1 | 0 | 108 | 0.1 | 0 | DEER:HVAC_Split-Package_AC | Annual | 1719 | 108 | 0.1 | 0 | 108 | 0.1 | 0 | NE-HVAC-airAC-SpltPkg-240to759kBtuh-11p5eer_MZDEER2017AnyRtL1996CZ05cPVVG | #N/A | NE-HVAC-airAC-SpltPkg-240to759kBtuh-11p5eer_SZDEER2017AnyRtL1996CZ05cDXGF | 55493 |  | #N/A | #N/A | #N/A | 108 | 0.1 | 0 | #N/A | #N/A | #N/A | 108 | 0.1 | 0 | #N/A | #N/A | 167 | 131000
NE-HVAC-airAC-SpltPkg-240to759kBtuh-11p5eer | DEER2017 | D17 v2 |  | Any | RtL | 1996 | CZ06 | cDXGF | Cap-Tons | 279 | 131000 | None | 121 | 0.121 | 0 | 121 | 0.121 | 0 | 121 | 0.121 | 0 | 121 | 0.121 | 0 | DEER:HVAC_Split-Package_AC | Annual | 1719 | 121 | 0.121 | 0 | 121 | 0.121 | 0 | NE-HVAC-airAC-SpltPkg-240to759kBtuh-11p5eer_MZDEER2017AnyRtL1996CZ06cPVVG | #N/A | NE-HVAC-airAC-SpltPkg-240to759kBtuh-11p5eer_SZDEER2017AnyRtL1996CZ06cDXGF | 55494 |  | #N/A | #N/A | #N/A | 121 | 0.121 | 0 | #N/A | #N/A | #N/A | 121 | 0.121 | 0 | #N/A | #N/A | 279 | 131000
NE-HVAC-airAC-SpltPkg-240to759kBtuh-11p5eer | DEER2017 | D17 v2 |  | Any | RtL | 1996 | CZ07 | cDXGF | Cap-Tons | 242 | 131000 | None | 124 | 0.126 | 0 | 124 | 0.126 | 0 | 124 | 0.126 | 0 | 124 | 0.126 | 0 | DEER:HVAC_Split-Package_AC | Annual | 1719 | 124 | 0.126 | 0 | 124 | 0.126 | 0 | NE-HVAC-airAC-SpltPkg-240to759kBtuh-11p5eer_MZDEER2017AnyRtL1996CZ07cPVVG | #N/A | NE-HVAC-airAC-SpltPkg-240to759kBtuh-11p5eer_SZDEER2017AnyRtL1996CZ07cDXGF | 55495 |  | #N/A | #N/A | #N/A | 124 | 0.126 | 0 | #N/A | #N/A | #N/A | 124 | 0.126 | 0 | #N/A | #N/A | 242 | 131000
NE-HVAC-airAC-SpltPkg-240to759kBtuh-11p5eer | DEER2017 | D17 v2 |  | Any | RtL | 1996 | CZ08 | cDXGF | Cap-Tons | 308 | 131000 | None | 147 | 0.138 | 0 | 147 | 0.138 | 0 | 147 | 0.138 | 0 | 147 | 0.138 | 0 | DEER:HVAC_Split-Package_AC | Annual | 1719 | 147 | 0.138 | 0 | 147 | 0.138 | 0 | NE-HVAC-airAC-SpltPkg-240to759kBtuh-11p5eer_MZDEER2017AnyRtL1996CZ08cPVVG | #N/A | NE-HVAC-airAC-SpltPkg-240to759kBtuh-11p5eer_SZDEER2017AnyRtL1996CZ08cDXGF | 55496 |  | #N/A | #N/A | #N/A | 147 | 0.138 | 0 | #N/A | #N/A | #N/A | 147 | 0.138 | 0 | #N/A | #N/A | 308 | 131000
NE-HVAC-airAC-SpltPkg-240to759kBtuh-11p5eer | DEER2017 | D17 v2 |  | Any | RtL | 1996 | CZ09 | cDXGF | Cap-Tons | 380 | 131000 | None | 140 | 0.169 | 0 | 140 | 0.169 | 0 | 140 | 0.169 | 0 | 140 | 0.169 | 0 | DEER:HVAC_Split-Package_AC | Annual | 1719 | 140 | 0.169 | 0 | 140 | 0.169 | 0 | NE-HVAC-airAC-SpltPkg-240to759kBtuh-11p5eer_MZDEER2017AnyRtL1996CZ09cPVVG | #N/A | NE-HVAC-airAC-SpltPkg-240to759kBtuh-11p5eer_SZDEER2017AnyRtL1996CZ09cDXGF | 55497 |  | #N/A | #N/A | #N/A | 140 | 0.169 | 0 | #N/A | #N/A | #N/A | 140 | 0.169 | 0 | #N/A | #N/A | 380 | 131000
NE-HVAC-airAC-SpltPkg-240to759kBtuh-11p5eer | DEER2017 | D17 v2 |  | Any | RtL | 1996 | CZ10 | cDXGF | Cap-Tons | 346 | 131000 | None | 170 | 0.185 | 0 | 170 | 0.185 | 0 | 170 | 0.185 | 0 | 170 | 0.185 | 0 | DEER:HVAC_Split-Package_AC | Annual | 1719 | 170 | 0.185 | 0 | 170 | 0.185 | 0 | NE-HVAC-airAC-SpltPkg-240to759kBtuh-11p5eer_MZDEER2017AnyRtL1996CZ10cPVVG | #N/A | NE-HVAC-airAC-SpltPkg-240to759kBtuh-11p5eer_SZDEER2017AnyRtL1996CZ10cDXGF | 55498 |  | #N/A | #N/A | #N/A | 170 | 0.185 | 0 | #N/A | #N/A | #N/A | 170 | 0.185 | 0 | #N/A | #N/A | 346 | 131000
NE-HVAC-airAC-SpltPkg-240to759kBtuh-11p5eer | DEER2017 | D17 v2 |  | Any | RtL | 1996 | CZ11 | cDXGF | Cap-Tons | 361 | 131000 | None | 177 | 0.152 | 0 | 177 | 0.152 | 0 | 177 | 0.152 | 0 | 177 | 0.152 | 0 | DEER:HVAC_Split-Package_AC | Annual | 1719 | 177 | 0.152 | 0 | 177 | 0.152 | 0 | NE-HVAC-airAC-SpltPkg-240to759kBtuh-11p5eer_MZDEER2017AnyRtL1996CZ11cPVVG | #N/A | NE-HVAC-airAC-SpltPkg-240to759kBtuh-11p5eer_SZDEER2017AnyRtL1996CZ11cDXGF | 55499 |  | #N/A | #N/A | #N/A | 177 | 0.152 | 0 | #N/A | #N/A | #N/A | 177 | 0.152 | 0 | #N/A | #N/A | 361 | 131000
NE-HVAC-airAC-SpltPkg-240to759kBtuh-11p5eer | DEER2017 | D17 v2 |  | Any | RtL | 1996 | CZ12 | cDXGF | Cap-Tons | 378 | 131000 | None | 128 | 0.139 | 0 | 128 | 0.139 | 0 | 128 | 0.139 | 0 | 128 | 0.139 | 0 | DEER:HVAC_Split-Package_AC | Annual | 1719 | 128 | 0.139 | 0 | 128 | 0.139 | 0 | NE-HVAC-airAC-SpltPkg-240to759kBtuh-11p5eer_MZDEER2017AnyRtL1996CZ12cPVVG | #N/A | NE-HVAC-airAC-SpltPkg-240to759kBtuh-11p5eer_SZDEER2017AnyRtL1996CZ12cDXGF | 55500 |  | #N/A | #N/A | #N/A | 128 | 0.139 | 0 | #N/A | #N/A | #N/A | 128 | 0.139 | 0 | #N/A | #N/A | 378 | 131000
NE-HVAC-airAC-SpltPkg-240to759kBtuh-11p5eer | DEER2017 | D17 v2 |  | Any | RtL | 1996 | CZ13 | cDXGF | Cap-Tons | 352 | 131000 | None | 195 | 0.161 | 0 | 195 | 0.161 | 0 | 195 | 0.161 | 0 | 195 | 0.161 | 0 | DEER:HVAC_Split-Package_AC | Annual | 1719 | 195 | 0.161 | 0 | 195 | 0.161 | 0 | NE-HVAC-airAC-SpltPkg-240to759kBtuh-11p5eer_MZDEER2017AnyRtL1996CZ13cPVVG | #N/A | NE-HVAC-airAC-SpltPkg-240to759kBtuh-11p5eer_SZDEER2017AnyRtL1996CZ13cDXGF | 55501 |  | #N/A | #N/A | #N/A | 195 | 0.161 | 0 | #N/A | #N/A | #N/A | 195 | 0.161 | 0 | #N/A | #N/A | 352 | 131000
NE-HVAC-airAC-SpltPkg-240to759kBtuh-11p5eer | DEER2017 | D17 v2 |  | Any | RtL | 1996 | CZ14 | cDXGF | Cap-Tons | 400 | 131000 | None | 161 | 0.147 | 0 | 161 | 0.147 | 0 | 161 | 0.147 | 0 | 161 | 0.147 | 0 | DEER:HVAC_Split-Package_AC | Annual | 1719 | 161 | 0.147 | 0 | 161 | 0.147 | 0 | NE-HVAC-airAC-SpltPkg-240to759kBtuh-11p5eer_MZDEER2017AnyRtL1996CZ14cPVVG | #N/A | NE-HVAC-airAC-SpltPkg-240to759kBtuh-11p5eer_SZDEER2017AnyRtL1996CZ14cDXGF | 55502 |  | #N/A | #N/A | #N/A | 161 | 0.147 | 0 | #N/A | #N/A | #N/A | 161 | 0.147 | 0 | #N/A | #N/A | 400 | 131000
NE-HVAC-airAC-SpltPkg-240to759kBtuh-11p5eer | DEER2017 | D17 v2 |  | Any | RtL | 1996 | CZ15 | cDXGF | Cap-Tons | 398 | 131000 | None | 335 | 0.18 | 0 | 335 | 0.18 | 0 | 335 | 0.18 | 0 | 335 | 0.18 | 0 | DEER:HVAC_Split-Package_AC | Annual | 1719 | 335 | 0.18 | 0 | 335 | 0.18 | 0 | NE-HVAC-airAC-SpltPkg-240to759kBtuh-11p5eer_MZDEER2017AnyRtL1996CZ15cPVVG | #N/A | NE-HVAC-airAC-SpltPkg-240to759kBtuh-11p5eer_SZDEER2017AnyRtL1996CZ15cDXGF | 55503 |  | #N/A | #N/A | #N/A | 335 | 0.18 | 0 | #N/A | #N/A | #N/A | 335 | 0.18 | 0 | #N/A | #N/A | 398 | 131000
NE-HVAC-airAC-SpltPkg-240to759kBtuh-11p5eer | DEER2017 | D17 v2 |  | Any | RtL | 1996 | CZ16 | cDXGF | Cap-Tons | 233 | 131000 | None | 81.8 | 0.112 | 0 | 81.8 | 0.112 | 0 | 81.8 | 0.112 | 0 | 81.8 | 0.112 | 0 | DEER:HVAC_Split-Package_AC | Annual | 1719 | 81.8 | 0.112 | 0 | 81.8 | 0.112 | 0 | NE-HVAC-airAC-SpltPkg-240to759kBtuh-11p5eer_MZDEER2017AnyRtL1996CZ16cPVVG | #N/A | NE-HVAC-airAC-SpltPkg-240to759kBtuh-11p5eer_SZDEER2017AnyRtL1996CZ16cDXGF | 55504 |  | #N/A | #N/A | #N/A | 81.8 | 0.112 | 0 | #N/A | #N/A | #N/A | 81.8 | 0.112 | 0 | #N/A | #N/A | 233 | 131000
NE-HVAC-airAC-SpltPkg-240to759kBtuh-11p5eer | DEER2017 | D17 v2 |  | Any | RtL | 2003 | CZ01 | cDXGF | Cap-Tons | 121 | 131000 | None | 60.3 | 0.0778 | 0 | 60.3 | 0.0778 | 0 | 60.3 | 0.0778 | 0 | 60.3 | 0.0778 | 0 | DEER:HVAC_Split-Package_AC | Annual | 1719 | 60.3 | 0.0778 | 0 | 60.3 | 0.0778 | 0 | NE-HVAC-airAC-SpltPkg-240to759kBtuh-11p5eer_MZDEER2017AnyRtL2003CZ01cPVVG | #N/A | NE-HVAC-airAC-SpltPkg-240to759kBtuh-11p5eer_SZDEER2017AnyRtL2003CZ01cDXGF | 76849 |  | #N/A | #N/A | #N/A | 60.3 | 0.0778 | 0 | #N/A | #N/A | #N/A | 60.3 | 0.0778 | 0 | #N/A | #N/A | 121 | 131000
NE-HVAC-airAC-SpltPkg-240to759kBtuh-11p5eer | DEER2017 | D17 v2 |  | Any | RtL | 2003 | CZ02 | cDXGF | Cap-Tons | 287 | 131000 | None | 101 | 0.162 | 0 | 101 | 0.162 | 0 | 101 | 0.162 | 0 | 101 | 0.162 | 0 | DEER:HVAC_Split-Package_AC | Annual | 1719 | 101 | 0.162 | 0 | 101 | 0.162 | 0 | NE-HVAC-airAC-SpltPkg-240to759kBtuh-11p5eer_MZDEER2017AnyRtL2003CZ02cPVVG | #N/A | NE-HVAC-airAC-SpltPkg-240to759kBtuh-11p5eer_SZDEER2017AnyRtL2003CZ02cDXGF | 76850 |  | #N/A | #N/A | #N/A | 101 | 0.162 | 0 | #N/A | #N/A | #N/A | 101 | 0.162 | 0 | #N/A | #N/A | 287 | 131000
NE-HVAC-airAC-SpltPkg-240to759kBtuh-11p5eer | DEER2017 | D17 v2 |  | Any | RtL | 2003 | CZ03 | cDXGF | Cap-Tons | 205 | 131000 | None | 66 | 0.121 | 0 | 66 | 0.121 | 0 | 66 | 0.121 | 0 | 66 | 0.121 | 0 | DEER:HVAC_Split-Package_AC | Annual | 1719 | 66 | 0.121 | 0 | 66 | 0.121 | 0 | NE-HVAC-airAC-SpltPkg-240to759kBtuh-11p5eer_MZDEER2017AnyRtL2003CZ03cPVVG | #N/A | NE-HVAC-airAC-SpltPkg-240to759kBtuh-11p5eer_SZDEER2017AnyRtL2003CZ03cDXGF | 76851 |  | #N/A | #N/A | #N/A | 66 | 0.121 | 0 | #N/A | #N/A | #N/A | 66 | 0.121 | 0 | #N/A | #N/A | 205 | 131000
NE-HVAC-airAC-SpltPkg-240to759kBtuh-11p5eer | DEER2017 | D17 v2 |  | Any | RtL | 2003 | CZ04 | cDXGF | Cap-Tons | 263 | 131000 | None | 123 | 0.152 | 0 | 123 | 0.152 | 0 | 123 | 0.152 | 0 | 123 | 0.152 | 0 | DEER:HVAC_Split-Package_AC | Annual | 1719 | 123 | 0.152 | 0 | 123 | 0.152 | 0 | NE-HVAC-airAC-SpltPkg-240to759kBtuh-11p5eer_MZDEER2017AnyRtL2003CZ04cPVVG | #N/A | NE-HVAC-airAC-SpltPkg-240to759kBtuh-11p5eer_SZDEER2017AnyRtL2003CZ04cDXGF | 76852 |  | #N/A | #N/A | #N/A | 123 | 0.152 | 0 | #N/A | #N/A | #N/A | 123 | 0.152 | 0 | #N/A | #N/A | 263 | 131000
NE-HVAC-airAC-SpltPkg-240to759kBtuh-11p5eer | DEER2017 | D17 v2 |  | Any | RtL | 2003 | CZ05 | cDXGF | Cap-Tons | 163 | 131000 | None | 106 | 0.0989 | 0 | 106 | 0.0989 | 0 | 106 | 0.0989 | 0 | 106 | 0.0989 | 0 | DEER:HVAC_Split-Package_AC | Annual | 1719 | 106 | 0.0989 | 0 | 106 | 0.0989 | 0 | NE-HVAC-airAC-SpltPkg-240to759kBtuh-11p5eer_MZDEER2017AnyRtL2003CZ05cPVVG | #N/A | NE-HVAC-airAC-SpltPkg-240to759kBtuh-11p5eer_SZDEER2017AnyRtL2003CZ05cDXGF | 76853 |  | #N/A | #N/A | #N/A | 106 | 0.0989 | 0 | #N/A | #N/A | #N/A | 106 | 0.0989 | 0 | #N/A | #N/A | 163 | 131000
NE-HVAC-airAC-SpltPkg-240to759kBtuh-11p5eer | DEER2017 | D17 v2 |  | Any | RtL | 2003 | CZ06 | cDXGF | Cap-Tons | 274 | 131000 | None | 118 | 0.121 | 0 | 118 | 0.121 | 0 | 118 | 0.121 | 0 | 118 | 0.121 | 0 | DEER:HVAC_Split-Package_AC | Annual | 1719 | 118 | 0.121 | 0 | 118 | 0.121 | 0 | NE-HVAC-airAC-SpltPkg-240to759kBtuh-11p5eer_MZDEER2017AnyRtL2003CZ06cPVVG | #N/A | NE-HVAC-airAC-SpltPkg-240to759kBtuh-11p5eer_SZDEER2017AnyRtL2003CZ06cDXGF | 76854 |  | #N/A | #N/A | #N/A | 118 | 0.121 | 0 | #N/A | #N/A | #N/A | 118 | 0.121 | 0 | #N/A | #N/A | 274 | 131000
NE-HVAC-airAC-SpltPkg-240to759kBtuh-11p5eer | DEER2017 | D17 v2 |  | Any | RtL | 2003 | CZ07 | cDXGF | Cap-Tons | 237 | 131000 | None | 120 | 0.125 | 0 | 120 | 0.125 | 0 | 120 | 0.125 | 0 | 120 | 0.125 | 0 | DEER:HVAC_Split-Package_AC | Annual | 1719 | 120 | 0.125 | 0 | 120 | 0.125 | 0 | NE-HVAC-airAC-SpltPkg-240to759kBtuh-11p5eer_MZDEER2017AnyRtL2003CZ07cPVVG | #N/A | NE-HVAC-airAC-SpltPkg-240to759kBtuh-11p5eer_SZDEER2017AnyRtL2003CZ07cDXGF | 76855 |  | #N/A | #N/A | #N/A | 120 | 0.125 | 0 | #N/A | #N/A | #N/A | 120 | 0.125 | 0 | #N/A | #N/A | 237 | 131000
NE-HVAC-airAC-SpltPkg-240to759kBtuh-11p5eer | DEER2017 | D17 v2 |  | Any | RtL | 2003 | CZ08 | cDXGF | Cap-Tons | 303 | 131000 | None | 144 | 0.137 | 0 | 144 | 0.137 | 0 | 144 | 0.137 | 0 | 144 | 0.137 | 0 | DEER:HVAC_Split-Package_AC | Annual | 1719 | 144 | 0.137 | 0 | 144 | 0.137 | 0 | NE-HVAC-airAC-SpltPkg-240to759kBtuh-11p5eer_MZDEER2017AnyRtL2003CZ08cPVVG | #N/A | NE-HVAC-airAC-SpltPkg-240to759kBtuh-11p5eer_SZDEER2017AnyRtL2003CZ08cDXGF | 76856 |  | #N/A | #N/A | #N/A | 144 | 0.137 | 0 | #N/A | #N/A | #N/A | 144 | 0.137 | 0 | #N/A | #N/A | 303 | 131000
NE-HVAC-airAC-SpltPkg-240to759kBtuh-11p5eer | DEER2017 | D17 v2 |  | Any | RtL | 2003 | CZ09 | cDXGF | Cap-Tons | 371 | 131000 | None | 137 | 0.165 | 0 | 137 | 0.165 | 0 | 137 | 0.165 | 0 | 137 | 0.165 | 0 | DEER:HVAC_Split-Package_AC | Annual | 1719 | 137 | 0.165 | 0 | 137 | 0.165 | 0 | NE-HVAC-airAC-SpltPkg-240to759kBtuh-11p5eer_MZDEER2017AnyRtL2003CZ09cPVVG | #N/A | NE-HVAC-airAC-SpltPkg-240to759kBtuh-11p5eer_SZDEER2017AnyRtL2003CZ09cDXGF | 76857 |  | #N/A | #N/A | #N/A | 137 | 0.165 | 0 | #N/A | #N/A | #N/A | 137 | 0.165 | 0 | #N/A | #N/A | 371 | 131000
NE-HVAC-airAC-SpltPkg-240to759kBtuh-11p5eer | DEER2017 | D17 v2 |  | Any | RtL | 2003 | CZ10 | cDXGF | Cap-Tons | 329 | 131000 | None | 172 | 0.186 | 0 | 172 | 0.186 | 0 | 172 | 0.186 | 0 | 172 | 0.186 | 0 | DEER:HVAC_Split-Package_AC | Annual | 1719 | 172 | 0.186 | 0 | 172 | 0.186 | 0 | NE-HVAC-airAC-SpltPkg-240to759kBtuh-11p5eer_MZDEER2017AnyRtL2003CZ10cPVVG | #N/A | NE-HVAC-airAC-SpltPkg-240to759kBtuh-11p5eer_SZDEER2017AnyRtL2003CZ10cDXGF | 76858 |  | #N/A | #N/A | #N/A | 172 | 0.186 | 0 | #N/A | #N/A | #N/A | 172 | 0.186 | 0 | #N/A | #N/A | 329 | 131000
NE-HVAC-airAC-SpltPkg-240to759kBtuh-11p5eer | DEER2017 | D17 v2 |  | Any | RtL | 2003 | CZ11 | cDXGF | Cap-Tons | 354 | 131000 | None | 176 | 0.152 | 0 | 176 | 0.152 | 0 | 176 | 0.152 | 0 | 176 | 0.152 | 0 | DEER:HVAC_Split-Package_AC | Annual | 1719 | 176 | 0.152 | 0 | 176 | 0.152 | 0 | NE-HVAC-airAC-SpltPkg-240to759kBtuh-11p5eer_MZDEER2017AnyRtL2003CZ11cPVVG | #N/A | NE-HVAC-airAC-SpltPkg-240to759kBtuh-11p5eer_SZDEER2017AnyRtL2003CZ11cDXGF | 76859 |  | #N/A | #N/A | #N/A | 176 | 0.152 | 0 | #N/A | #N/A | #N/A | 176 | 0.152 | 0 | #N/A | #N/A | 354 | 131000
NE-HVAC-airAC-SpltPkg-240to759kBtuh-11p5eer | DEER2017 | D17 v2 |  | Any | RtL | 2003 | CZ12 | cDXGF | Cap-Tons | 372 | 131000 | None | 127 | 0.139 | 0 | 127 | 0.139 | 0 | 127 | 0.139 | 0 | 127 | 0.139 | 0 | DEER:HVAC_Split-Package_AC | Annual | 1719 | 127 | 0.139 | 0 | 127 | 0.139 | 0 | NE-HVAC-airAC-SpltPkg-240to759kBtuh-11p5eer_MZDEER2017AnyRtL2003CZ12cPVVG | #N/A | NE-HVAC-airAC-SpltPkg-240to759kBtuh-11p5eer_SZDEER2017AnyRtL2003CZ12cDXGF | 76860 |  | #N/A | #N/A | #N/A | 127 | 0.139 | 0 | #N/A | #N/A | #N/A | 127 | 0.139 | 0 | #N/A | #N/A | 372 | 131000
NE-HVAC-airAC-SpltPkg-240to759kBtuh-11p5eer | DEER2017 | D17 v2 |  | Any | RtL | 2003 | CZ13 | cDXGF | Cap-Tons | 346 | 131000 | None | 194 | 0.16 | 0 | 194 | 0.16 | 0 | 194 | 0.16 | 0 | 194 | 0.16 | 0 | DEER:HVAC_Split-Package_AC | Annual | 1719 | 194 | 0.16 | 0 | 194 | 0.16 | 0 | NE-HVAC-airAC-SpltPkg-240to759kBtuh-11p5eer_MZDEER2017AnyRtL2003CZ13cPVVG | #N/A | NE-HVAC-airAC-SpltPkg-240to759kBtuh-11p5eer_SZDEER2017AnyRtL2003CZ13cDXGF | 76861 |  | #N/A | #N/A | #N/A | 194 | 0.16 | 0 | #N/A | #N/A | #N/A | 194 | 0.16 | 0 | #N/A | #N/A | 346 | 131000
NE-HVAC-airAC-SpltPkg-240to759kBtuh-11p5eer | DEER2017 | D17 v2 |  | Any | RtL | 2003 | CZ14 | cDXGF | Cap-Tons | 394 | 131000 | None | 160 | 0.146 | 0 | 160 | 0.146 | 0 | 160 | 0.146 | 0 | 160 | 0.146 | 0 | DEER:HVAC_Split-Package_AC | Annual | 1719 | 160 | 0.146 | 0 | 160 | 0.146 | 0 | NE-HVAC-airAC-SpltPkg-240to759kBtuh-11p5eer_MZDEER2017AnyRtL2003CZ14cPVVG | #N/A | NE-HVAC-airAC-SpltPkg-240to759kBtuh-11p5eer_SZDEER2017AnyRtL2003CZ14cDXGF | 76862 |  | #N/A | #N/A | #N/A | 160 | 0.146 | 0 | #N/A | #N/A | #N/A | 160 | 0.146 | 0 | #N/A | #N/A | 394 | 131000
NE-HVAC-airAC-SpltPkg-240to759kBtuh-11p5eer | DEER2017 | D17 v2 |  | Any | RtL | 2003 | CZ15 | cDXGF | Cap-Tons | 392 | 131000 | None | 334 | 0.18 | 0 | 334 | 0.18 | 0 | 334 | 0.18 | 0 | 334 | 0.18 | 0 | DEER:HVAC_Split-Package_AC | Annual | 1719 | 334 | 0.18 | 0 | 334 | 0.18 | 0 | NE-HVAC-airAC-SpltPkg-240to759kBtuh-11p5eer_MZDEER2017AnyRtL2003CZ15cPVVG | #N/A | NE-HVAC-airAC-SpltPkg-240to759kBtuh-11p5eer_SZDEER2017AnyRtL2003CZ15cDXGF | 76863 |  | #N/A | #N/A | #N/A | 334 | 0.18 | 0 | #N/A | #N/A | #N/A | 334 | 0.18 | 0 | #N/A | #N/A | 392 | 131000
NE-HVAC-airAC-SpltPkg-240to759kBtuh-11p5eer | DEER2017 | D17 v2 |  | Any | RtL | 2003 | CZ16 | cDXGF | Cap-Tons | 228 | 131000 | None | 80.2 | 0.111 | 0 | 80.2 | 0.111 | 0 | 80.2 | 0.111 | 0 | 80.2 | 0.111 | 0 | DEER:HVAC_Split-Package_AC | Annual | 1719 | 80.2 | 0.111 | 0 | 80.2 | 0.111 | 0 | NE-HVAC-airAC-SpltPkg-240to759kBtuh-11p5eer_MZDEER2017AnyRtL2003CZ16cPVVG | #N/A | NE-HVAC-airAC-SpltPkg-240to759kBtuh-11p5eer_SZDEER2017AnyRtL2003CZ16cDXGF | 76864 |  | #N/A | #N/A | #N/A | 80.2 | 0.111 | 0 | #N/A | #N/A | #N/A | 80.2 | 0.111 | 0 | #N/A | #N/A | 228 | 131000
NE-HVAC-airAC-SpltPkg-240to759kBtuh-11p5eer | DEER2017 | D17 v2 |  | Any | RtL | 2007 | CZ01 | cDXGF | Cap-Tons | 120 | 131000 | None | 59.3 | 0.0772 | 0 | 59.3 | 0.0772 | 0 | 59.3 | 0.0772 | 0 | 59.3 | 0.0772 | 0 | DEER:HVAC_Split-Package_AC | Annual | 1719 | 59.3 | 0.0772 | 0 | 59.3 | 0.0772 | 0 | NE-HVAC-airAC-SpltPkg-240to759kBtuh-11p5eer_MZDEER2017AnyRtL2007CZ01cPVVG | #N/A | NE-HVAC-airAC-SpltPkg-240to759kBtuh-11p5eer_SZDEER2017AnyRtL2007CZ01cDXGF | 98209 |  | #N/A | #N/A | #N/A | 59.3 | 0.0772 | 0 | #N/A | #N/A | #N/A | 59.3 | 0.0772 | 0 | #N/A | #N/A | 120 | 131000
NE-HVAC-airAC-SpltPkg-240to759kBtuh-11p5eer | DEER2017 | D17 v2 |  | Any | RtL | 2007 | CZ02 | cDXGF | Cap-Tons | 285 | 131000 | None | 101 | 0.162 | 0 | 101 | 0.162 | 0 | 101 | 0.162 | 0 | 101 | 0.162 | 0 | DEER:HVAC_Split-Package_AC | Annual | 1719 | 101 | 0.162 | 0 | 101 | 0.162 | 0 | NE-HVAC-airAC-SpltPkg-240to759kBtuh-11p5eer_MZDEER2017AnyRtL2007CZ02cPVVG | #N/A | NE-HVAC-airAC-SpltPkg-240to759kBtuh-11p5eer_SZDEER2017AnyRtL2007CZ02cDXGF | 98210 |  | #N/A | #N/A | #N/A | 101 | 0.162 | 0 | #N/A | #N/A | #N/A | 101 | 0.162 | 0 | #N/A | #N/A | 285 | 131000
NE-HVAC-airAC-SpltPkg-240to759kBtuh-11p5eer | DEER2017 | D17 v2 |  | Any | RtL | 2007 | CZ03 | cDXGF | Cap-Tons | 204 | 131000 | None | 65 | 0.12 | 0 | 65 | 0.12 | 0 | 65 | 0.12 | 0 | 65 | 0.12 | 0 | DEER:HVAC_Split-Package_AC | Annual | 1719 | 65 | 0.12 | 0 | 65 | 0.12 | 0 | NE-HVAC-airAC-SpltPkg-240to759kBtuh-11p5eer_MZDEER2017AnyRtL2007CZ03cPVVG | #N/A | NE-HVAC-airAC-SpltPkg-240to759kBtuh-11p5eer_SZDEER2017AnyRtL2007CZ03cDXGF | 98211 |  | #N/A | #N/A | #N/A | 65 | 0.12 | 0 | #N/A | #N/A | #N/A | 65 | 0.12 | 0 | #N/A | #N/A | 204 | 131000
NE-HVAC-airAC-SpltPkg-240to759kBtuh-11p5eer | DEER2017 | D17 v2 |  | Any | RtL | 2007 | CZ04 | cDXGF | Cap-Tons | 261 | 131000 | None | 122 | 0.151 | 0 | 122 | 0.151 | 0 | 122 | 0.151 | 0 | 122 | 0.151 | 0 | DEER:HVAC_Split-Package_AC | Annual | 1719 | 122 | 0.151 | 0 | 122 | 0.151 | 0 | NE-HVAC-airAC-SpltPkg-240to759kBtuh-11p5eer_MZDEER2017AnyRtL2007CZ04cPVVG | #N/A | NE-HVAC-airAC-SpltPkg-240to759kBtuh-11p5eer_SZDEER2017AnyRtL2007CZ04cDXGF | 98212 |  | #N/A | #N/A | #N/A | 122 | 0.151 | 0 | #N/A | #N/A | #N/A | 122 | 0.151 | 0 | #N/A | #N/A | 261 | 131000
NE-HVAC-airAC-SpltPkg-240to759kBtuh-11p5eer | DEER2017 | D17 v2 |  | Any | RtL | 2007 | CZ05 | cDXGF | Cap-Tons | 161 | 131000 | None | 105 | 0.0984 | 0 | 105 | 0.0984 | 0 | 105 | 0.0984 | 0 | 105 | 0.0984 | 0 | DEER:HVAC_Split-Package_AC | Annual | 1719 | 105 | 0.0984 | 0 | 105 | 0.0984 | 0 | NE-HVAC-airAC-SpltPkg-240to759kBtuh-11p5eer_MZDEER2017AnyRtL2007CZ05cPVVG | #N/A | NE-HVAC-airAC-SpltPkg-240to759kBtuh-11p5eer_SZDEER2017AnyRtL2007CZ05cDXGF | 98213 |  | #N/A | #N/A | #N/A | 105 | 0.0984 | 0 | #N/A | #N/A | #N/A | 105 | 0.0984 | 0 | #N/A | #N/A | 161 | 131000
NE-HVAC-airAC-SpltPkg-240to759kBtuh-11p5eer | DEER2017 | D17 v2 |  | Any | RtL | 2007 | CZ06 | cDXGF | Cap-Tons | 272 | 131000 | None | 117 | 0.121 | 0 | 117 | 0.121 | 0 | 117 | 0.121 | 0 | 117 | 0.121 | 0 | DEER:HVAC_Split-Package_AC | Annual | 1719 | 117 | 0.121 | 0 | 117 | 0.121 | 0 | NE-HVAC-airAC-SpltPkg-240to759kBtuh-11p5eer_MZDEER2017AnyRtL2007CZ06cPVVG | #N/A | NE-HVAC-airAC-SpltPkg-240to759kBtuh-11p5eer_SZDEER2017AnyRtL2007CZ06cDXGF | 98214 |  | #N/A | #N/A | #N/A | 117 | 0.121 | 0 | #N/A | #N/A | #N/A | 117 | 0.121 | 0 | #N/A | #N/A | 272 | 131000
NE-HVAC-airAC-SpltPkg-240to759kBtuh-11p5eer | DEER2017 | D17 v2 |  | Any | RtL | 2007 | CZ07 | cDXGF | Cap-Tons | 236 | 131000 | None | 118 | 0.125 | 0 | 118 | 0.125 | 0 | 118 | 0.125 | 0 | 118 | 0.125 | 0 | DEER:HVAC_Split-Package_AC | Annual | 1719 | 118 | 0.125 | 0 | 118 | 0.125 | 0 | NE-HVAC-airAC-SpltPkg-240to759kBtuh-11p5eer_MZDEER2017AnyRtL2007CZ07cPVVG | #N/A | NE-HVAC-airAC-SpltPkg-240to759kBtuh-11p5eer_SZDEER2017AnyRtL2007CZ07cDXGF | 98215 |  | #N/A | #N/A | #N/A | 118 | 0.125 | 0 | #N/A | #N/A | #N/A | 118 | 0.125 | 0 | #N/A | #N/A | 236 | 131000
NE-HVAC-airAC-SpltPkg-240to759kBtuh-11p5eer | DEER2017 | D17 v2 |  | Any | RtL | 2007 | CZ08 | cDXGF | Cap-Tons | 302 | 131000 | None | 143 | 0.137 | 0 | 143 | 0.137 | 0 | 143 | 0.137 | 0 | 143 | 0.137 | 0 | DEER:HVAC_Split-Package_AC | Annual | 1719 | 143 | 0.137 | 0 | 143 | 0.137 | 0 | NE-HVAC-airAC-SpltPkg-240to759kBtuh-11p5eer_MZDEER2017AnyRtL2007CZ08cPVVG | #N/A | NE-HVAC-airAC-SpltPkg-240to759kBtuh-11p5eer_SZDEER2017AnyRtL2007CZ08cDXGF | 98216 |  | #N/A | #N/A | #N/A | 143 | 0.137 | 0 | #N/A | #N/A | #N/A | 143 | 0.137 | 0 | #N/A | #N/A | 302 | 131000
NE-HVAC-airAC-SpltPkg-240to759kBtuh-11p5eer | DEER2017 | D17 v2 |  | Any | RtL | 2007 | CZ09 | cDXGF | Cap-Tons | 369 | 131000 | None | 136 | 0.165 | 0 | 136 | 0.165 | 0 | 136 | 0.165 | 0 | 136 | 0.165 | 0 | DEER:HVAC_Split-Package_AC | Annual | 1719 | 136 | 0.165 | 0 | 136 | 0.165 | 0 | NE-HVAC-airAC-SpltPkg-240to759kBtuh-11p5eer_MZDEER2017AnyRtL2007CZ09cPVVG | #N/A | NE-HVAC-airAC-SpltPkg-240to759kBtuh-11p5eer_SZDEER2017AnyRtL2007CZ09cDXGF | 98217 |  | #N/A | #N/A | #N/A | 136 | 0.165 | 0 | #N/A | #N/A | #N/A | 136 | 0.165 | 0 | #N/A | #N/A | 369 | 131000
NE-HVAC-airAC-SpltPkg-240to759kBtuh-11p5eer | DEER2017 | D17 v2 |  | Any | RtL | 2007 | CZ10 | cDXGF | Cap-Tons | 327 | 131000 | None | 171 | 0.186 | 0 | 171 | 0.186 | 0 | 171 | 0.186 | 0 | 171 | 0.186 | 0 | DEER:HVAC_Split-Package_AC | Annual | 1719 | 171 | 0.186 | 0 | 171 | 0.186 | 0 | NE-HVAC-airAC-SpltPkg-240to759kBtuh-11p5eer_MZDEER2017AnyRtL2007CZ10cPVVG | #N/A | NE-HVAC-airAC-SpltPkg-240to759kBtuh-11p5eer_SZDEER2017AnyRtL2007CZ10cDXGF | 98218 |  | #N/A | #N/A | #N/A | 171 | 0.186 | 0 | #N/A | #N/A | #N/A | 171 | 0.186 | 0 | #N/A | #N/A | 327 | 131000
NE-HVAC-airAC-SpltPkg-240to759kBtuh-11p5eer | DEER2017 | D17 v2 |  | Any | RtL | 2007 | CZ11 | cDXGF | Cap-Tons | 353 | 131000 | None | 175 | 0.152 | 0 | 175 | 0.152 | 0 | 175 | 0.152 | 0 | 175 | 0.152 | 0 | DEER:HVAC_Split-Package_AC | Annual | 1719 | 175 | 0.152 | 0 | 175 | 0.152 | 0 | NE-HVAC-airAC-SpltPkg-240to759kBtuh-11p5eer_MZDEER2017AnyRtL2007CZ11cPVVG | #N/A | NE-HVAC-airAC-SpltPkg-240to759kBtuh-11p5eer_SZDEER2017AnyRtL2007CZ11cDXGF | 98219 |  | #N/A | #N/A | #N/A | 175 | 0.152 | 0 | #N/A | #N/A | #N/A | 175 | 0.152 | 0 | #N/A | #N/A | 353 | 131000
NE-HVAC-airAC-SpltPkg-240to759kBtuh-11p5eer | DEER2017 | D17 v2 |  | Any | RtL | 2007 | CZ12 | cDXGF | Cap-Tons | 370 | 131000 | None | 126 | 0.139 | 0 | 126 | 0.139 | 0 | 126 | 0.139 | 0 | 126 | 0.139 | 0 | DEER:HVAC_Split-Package_AC | Annual | 1719 | 126 | 0.139 | 0 | 126 | 0.139 | 0 | NE-HVAC-airAC-SpltPkg-240to759kBtuh-11p5eer_MZDEER2017AnyRtL2007CZ12cPVVG | #N/A | NE-HVAC-airAC-SpltPkg-240to759kBtuh-11p5eer_SZDEER2017AnyRtL2007CZ12cDXGF | 98220 |  | #N/A | #N/A | #N/A | 126 | 0.139 | 0 | #N/A | #N/A | #N/A | 126 | 0.139 | 0 | #N/A | #N/A | 370 | 131000
NE-HVAC-airAC-SpltPkg-240to759kBtuh-11p5eer | DEER2017 | D17 v2 |  | Any | RtL | 2007 | CZ13 | cDXGF | Cap-Tons | 344 | 131000 | None | 193 | 0.16 | 0 | 193 | 0.16 | 0 | 193 | 0.16 | 0 | 193 | 0.16 | 0 | DEER:HVAC_Split-Package_AC | Annual | 1719 | 193 | 0.16 | 0 | 193 | 0.16 | 0 | NE-HVAC-airAC-SpltPkg-240to759kBtuh-11p5eer_MZDEER2017AnyRtL2007CZ13cPVVG | #N/A | NE-HVAC-airAC-SpltPkg-240to759kBtuh-11p5eer_SZDEER2017AnyRtL2007CZ13cDXGF | 98221 |  | #N/A | #N/A | #N/A | 193 | 0.16 | 0 | #N/A | #N/A | #N/A | 193 | 0.16 | 0 | #N/A | #N/A | 344 | 131000
NE-HVAC-airAC-SpltPkg-240to759kBtuh-11p5eer | DEER2017 | D17 v2 |  | Any | RtL | 2007 | CZ14 | cDXGF | Cap-Tons | 392 | 131000 | None | 160 | 0.146 | 0 | 160 | 0.146 | 0 | 160 | 0.146 | 0 | 160 | 0.146 | 0 | DEER:HVAC_Split-Package_AC | Annual | 1719 | 160 | 0.146 | 0 | 160 | 0.146 | 0 | NE-HVAC-airAC-SpltPkg-240to759kBtuh-11p5eer_MZDEER2017AnyRtL2007CZ14cPVVG | #N/A | NE-HVAC-airAC-SpltPkg-240to759kBtuh-11p5eer_SZDEER2017AnyRtL2007CZ14cDXGF | 98222 |  | #N/A | #N/A | #N/A | 160 | 0.146 | 0 | #N/A | #N/A | #N/A | 160 | 0.146 | 0 | #N/A | #N/A | 392 | 131000
NE-HVAC-airAC-SpltPkg-240to759kBtuh-11p5eer | DEER2017 | D17 v2 |  | Any | RtL | 2007 | CZ15 | cDXGF | Cap-Tons | 390 | 131000 | None | 333 | 0.18 | 0 | 333 | 0.18 | 0 | 333 | 0.18 | 0 | 333 | 0.18 | 0 | DEER:HVAC_Split-Package_AC | Annual | 1719 | 333 | 0.18 | 0 | 333 | 0.18 | 0 | NE-HVAC-airAC-SpltPkg-240to759kBtuh-11p5eer_MZDEER2017AnyRtL2007CZ15cPVVG | #N/A | NE-HVAC-airAC-SpltPkg-240to759kBtuh-11p5eer_SZDEER2017AnyRtL2007CZ15cDXGF | 98223 |  | #N/A | #N/A | #N/A | 333 | 0.18 | 0 | #N/A | #N/A | #N/A | 333 | 0.18 | 0 | #N/A | #N/A | 390 | 131000
NE-HVAC-airAC-SpltPkg-240to759kBtuh-11p5eer | DEER2017 | D17 v2 |  | Any | RtL | 2007 | CZ16 | cDXGF | Cap-Tons | 227 | 131000 | None | 79.6 | 0.111 | 0 | 79.6 | 0.111 | 0 | 79.6 | 0.111 | 0 | 79.6 | 0.111 | 0 | DEER:HVAC_Split-Package_AC | Annual | 1719 | 79.6 | 0.111 | 0 | 79.6 | 0.111 | 0 | NE-HVAC-airAC-SpltPkg-240to759kBtuh-11p5eer_MZDEER2017AnyRtL2007CZ16cPVVG | #N/A | NE-HVAC-airAC-SpltPkg-240to759kBtuh-11p5eer_SZDEER2017AnyRtL2007CZ16cDXGF | 98224 |  | #N/A | #N/A | #N/A | 79.6 | 0.111 | 0 | #N/A | #N/A | #N/A | 79.6 | 0.111 | 0 | #N/A | #N/A | 227 | 131000
NE-HVAC-airAC-SpltPkg-240to759kBtuh-11p5eer | DEER2017 | D17 v2 |  | Any | RtL | 2011 | CZ01 | cDXGF | Cap-Tons | 117 | 131000 | None | 405 | 0.0966 | 60.6 | 62.3 | 0.0789 | 0 | 405 | 0.0966 | 60.6 | 62.3 | 0.0789 | 0 | DEER:HVAC_Split-Package_AC | Annual | 1719 | 405 | 0.0966 | 60.6 | 62.3 | 0.0789 | 0 | NE-HVAC-airAC-SpltPkg-240to759kBtuh-11p5eer_MZDEER2017AnyRtL2011CZ01cPVVG | #N/A | NE-HVAC-airAC-SpltPkg-240to759kBtuh-11p5eer_SZDEER2017AnyRtL2011CZ01cDXGF | 119569 |  | #N/A | #N/A | #N/A | 405 | 0.0966 | 60.6 | #N/A | #N/A | #N/A | 62.3 | 0.0789 | 0 | #N/A | #N/A | 117 | 131000
NE-HVAC-airAC-SpltPkg-240to759kBtuh-11p5eer | DEER2017 | D17 v2 |  | Any | RtL | 2011 | CZ02 | cDXGF | Cap-Tons | 279 | 131000 | None | 597 | 0.265 | -4.3 | 102 | 0.161 | 0 | 597 | 0.265 | -4.3 | 102 | 0.161 | 0 | DEER:HVAC_Split-Package_AC | Annual | 1719 | 597 | 0.265 | -4.3 | 102 | 0.161 | 0 | NE-HVAC-airAC-SpltPkg-240to759kBtuh-11p5eer_MZDEER2017AnyRtL2011CZ02cPVVG | #N/A | NE-HVAC-airAC-SpltPkg-240to759kBtuh-11p5eer_SZDEER2017AnyRtL2011CZ02cDXGF | 119570 |  | #N/A | #N/A | #N/A | 597 | 0.265 | -4.3 | #N/A | #N/A | #N/A | 102 | 0.161 | 0 | #N/A | #N/A | 279 | 131000
NE-HVAC-airAC-SpltPkg-240to759kBtuh-11p5eer | DEER2017 | D17 v2 |  | Any | RtL | 2011 | CZ03 | cDXGF | Cap-Tons | 200 | 131000 | None | 495 | 0.239 | -4.56 | 68.5 | 0.12 | 0 | 495 | 0.239 | -4.56 | 68.5 | 0.12 | 0 | DEER:HVAC_Split-Package_AC | Annual | 1719 | 495 | 0.239 | -4.56 | 68.5 | 0.12 | 0 | NE-HVAC-airAC-SpltPkg-240to759kBtuh-11p5eer_MZDEER2017AnyRtL2011CZ03cPVVG | #N/A | NE-HVAC-airAC-SpltPkg-240to759kBtuh-11p5eer_SZDEER2017AnyRtL2011CZ03cDXGF | 119571 |  | #N/A | #N/A | #N/A | 495 | 0.239 | -4.56 | #N/A | #N/A | #N/A | 68.5 | 0.12 | 0 | #N/A | #N/A | 200 | 131000
NE-HVAC-airAC-SpltPkg-240to759kBtuh-11p5eer | DEER2017 | D17 v2 |  | Any | RtL | 2011 | CZ04 | cDXGF | Cap-Tons | 256 | 131000 | None | 633 | 0.254 | -3.85 | 124 | 0.151 | 0 | 633 | 0.254 | -3.85 | 124 | 0.151 | 0 | DEER:HVAC_Split-Package_AC | Annual | 1719 | 633 | 0.254 | -3.85 | 124 | 0.151 | 0 | NE-HVAC-airAC-SpltPkg-240to759kBtuh-11p5eer_MZDEER2017AnyRtL2011CZ04cPVVG | #N/A | NE-HVAC-airAC-SpltPkg-240to759kBtuh-11p5eer_SZDEER2017AnyRtL2011CZ04cDXGF | 119572 |  | #N/A | #N/A | #N/A | 633 | 0.254 | -3.85 | #N/A | #N/A | #N/A | 124 | 0.151 | 0 | #N/A | #N/A | 256 | 131000
NE-HVAC-airAC-SpltPkg-240to759kBtuh-11p5eer | DEER2017 | D17 v2 |  | Any | RtL | 2011 | CZ05 | cDXGF | Cap-Tons | 160 | 131000 | None | 482 | 0.194 | 9.02 | 105 | 0.0986 | 0 | 482 | 0.194 | 9.02 | 105 | 0.0986 | 0 | DEER:HVAC_Split-Package_AC | Annual | 1719 | 482 | 0.194 | 9.02 | 105 | 0.0986 | 0 | NE-HVAC-airAC-SpltPkg-240to759kBtuh-11p5eer_MZDEER2017AnyRtL2011CZ05cPVVG | #N/A | NE-HVAC-airAC-SpltPkg-240to759kBtuh-11p5eer_SZDEER2017AnyRtL2011CZ05cDXGF | 119573 |  | #N/A | #N/A | #N/A | 482 | 0.194 | 9.02 | #N/A | #N/A | #N/A | 105 | 0.0986 | 0 | #N/A | #N/A | 160 | 131000
NE-HVAC-airAC-SpltPkg-240to759kBtuh-11p5eer | DEER2017 | D17 v2 |  | Any | RtL | 2011 | CZ06 | cDXGF | Cap-Tons | 270 | 131000 | None | 568 | 0.232 | -3.25 | 118 | 0.121 | 0 | 568 | 0.232 | -3.25 | 118 | 0.121 | 0 | DEER:HVAC_Split-Package_AC | Annual | 1719 | 568 | 0.232 | -3.25 | 118 | 0.121 | 0 | NE-HVAC-airAC-SpltPkg-240to759kBtuh-11p5eer_MZDEER2017AnyRtL2011CZ06cPVVG | #N/A | NE-HVAC-airAC-SpltPkg-240to759kBtuh-11p5eer_SZDEER2017AnyRtL2011CZ06cDXGF | 119574 |  | #N/A | #N/A | #N/A | 568 | 0.232 | -3.25 | #N/A | #N/A | #N/A | 118 | 0.121 | 0 | #N/A | #N/A | 270 | 131000
NE-HVAC-airAC-SpltPkg-240to759kBtuh-11p5eer | DEER2017 | D17 v2 |  | Any | RtL | 2011 | CZ07 | cDXGF | Cap-Tons | 219 | 131000 | None | 496 | 0.192 | -2.32 | 136 | 0.131 | 0 | 496 | 0.192 | -2.32 | 136 | 0.131 | 0 | DEER:HVAC_Split-Package_AC | Annual | 1719 | 496 | 0.192 | -2.32 | 136 | 0.131 | 0 | NE-HVAC-airAC-SpltPkg-240to759kBtuh-11p5eer_MZDEER2017AnyRtL2011CZ07cPVVG | #N/A | NE-HVAC-airAC-SpltPkg-240to759kBtuh-11p5eer_SZDEER2017AnyRtL2011CZ07cDXGF | 119575 |  | #N/A | #N/A | #N/A | 496 | 0.192 | -2.32 | #N/A | #N/A | #N/A | 136 | 0.131 | 0 | #N/A | #N/A | 219 | 131000
NE-HVAC-airAC-SpltPkg-240to759kBtuh-11p5eer | DEER2017 | D17 v2 |  | Any | RtL | 2011 | CZ08 | cDXGF | Cap-Tons | 272 | 131000 | None | 636 | 0.228 | -2.77 | 162 | 0.147 | 0 | 636 | 0.228 | -2.77 | 162 | 0.147 | 0 | DEER:HVAC_Split-Package_AC | Annual | 1719 | 636 | 0.228 | -2.77 | 162 | 0.147 | 0 | NE-HVAC-airAC-SpltPkg-240to759kBtuh-11p5eer_MZDEER2017AnyRtL2011CZ08cPVVG | #N/A | NE-HVAC-airAC-SpltPkg-240to759kBtuh-11p5eer_SZDEER2017AnyRtL2011CZ08cDXGF | 119576 |  | #N/A | #N/A | #N/A | 636 | 0.228 | -2.77 | #N/A | #N/A | #N/A | 162 | 0.147 | 0 | #N/A | #N/A | 272 | 131000
NE-HVAC-airAC-SpltPkg-240to759kBtuh-11p5eer | DEER2017 | D17 v2 |  | Any | RtL | 2011 | CZ09 | cDXGF | Cap-Tons | 358 | 131000 | None | 668 | 0.276 | -2.46 | 138 | 0.164 | 0 | 668 | 0.276 | -2.46 | 138 | 0.164 | 0 | DEER:HVAC_Split-Package_AC | Annual | 1719 | 668 | 0.276 | -2.46 | 138 | 0.164 | 0 | NE-HVAC-airAC-SpltPkg-240to759kBtuh-11p5eer_MZDEER2017AnyRtL2011CZ09cPVVG | #N/A | NE-HVAC-airAC-SpltPkg-240to759kBtuh-11p5eer_SZDEER2017AnyRtL2011CZ09cDXGF | 119577 |  | #N/A | #N/A | #N/A | 668 | 0.276 | -2.46 | #N/A | #N/A | #N/A | 138 | 0.164 | 0 | #N/A | #N/A | 358 | 131000
NE-HVAC-airAC-SpltPkg-240to759kBtuh-11p5eer | DEER2017 | D17 v2 |  | Any | RtL | 2011 | CZ10 | cDXGF | Cap-Tons | 320 | 131000 | None | 716 | 0.276 | -2.72 | 173 | 0.186 | 0 | 716 | 0.276 | -2.72 | 173 | 0.186 | 0 | DEER:HVAC_Split-Package_AC | Annual | 1719 | 716 | 0.276 | -2.72 | 173 | 0.186 | 0 | NE-HVAC-airAC-SpltPkg-240to759kBtuh-11p5eer_MZDEER2017AnyRtL2011CZ10cPVVG | #N/A | NE-HVAC-airAC-SpltPkg-240to759kBtuh-11p5eer_SZDEER2017AnyRtL2011CZ10cDXGF | 119578 |  | #N/A | #N/A | #N/A | 716 | 0.276 | -2.72 | #N/A | #N/A | #N/A | 173 | 0.186 | 0 | #N/A | #N/A | 320 | 131000
NE-HVAC-airAC-SpltPkg-240to759kBtuh-11p5eer | DEER2017 | D17 v2 |  | Any | RtL | 2011 | CZ11 | cDXGF | Cap-Tons | 334 | 131000 | None | 738 | 0.278 | -3.48 | 179 | 0.153 | 0 | 738 | 0.278 | -3.48 | 179 | 0.153 | 0 | DEER:HVAC_Split-Package_AC | Annual | 1719 | 738 | 0.278 | -3.48 | 179 | 0.153 | 0 | NE-HVAC-airAC-SpltPkg-240to759kBtuh-11p5eer_MZDEER2017AnyRtL2011CZ11cPVVG | #N/A | NE-HVAC-airAC-SpltPkg-240to759kBtuh-11p5eer_SZDEER2017AnyRtL2011CZ11cDXGF | 119579 |  | #N/A | #N/A | #N/A | 738 | 0.278 | -3.48 | #N/A | #N/A | #N/A | 179 | 0.153 | 0 | #N/A | #N/A | 334 | 131000
NE-HVAC-airAC-SpltPkg-240to759kBtuh-11p5eer | DEER2017 | D17 v2 |  | Any | RtL | 2011 | CZ12 | cDXGF | Cap-Tons | 358 | 131000 | None | 688 | 0.259 | -4.08 | 128 | 0.139 | 0 | 688 | 0.259 | -4.08 | 128 | 0.139 | 0 | DEER:HVAC_Split-Package_AC | Annual | 1719 | 688 | 0.259 | -4.08 | 128 | 0.139 | 0 | NE-HVAC-airAC-SpltPkg-240to759kBtuh-11p5eer_MZDEER2017AnyRtL2011CZ12cPVVG | #N/A | NE-HVAC-airAC-SpltPkg-240to759kBtuh-11p5eer_SZDEER2017AnyRtL2011CZ12cDXGF | 119580 |  | #N/A | #N/A | #N/A | 688 | 0.259 | -4.08 | #N/A | #N/A | #N/A | 128 | 0.139 | 0 | #N/A | #N/A | 358 | 131000
NE-HVAC-airAC-SpltPkg-240to759kBtuh-11p5eer | DEER2017 | D17 v2 |  | Any | RtL | 2011 | CZ13 | cDXGF | Cap-Tons | 329 | 131000 | None | 751 | 0.271 | -3.23 | 196 | 0.161 | 0 | 751 | 0.271 | -3.23 | 196 | 0.161 | 0 | DEER:HVAC_Split-Package_AC | Annual | 1719 | 751 | 0.271 | -3.23 | 196 | 0.161 | 0 | NE-HVAC-airAC-SpltPkg-240to759kBtuh-11p5eer_MZDEER2017AnyRtL2011CZ13cPVVG | #N/A | NE-HVAC-airAC-SpltPkg-240to759kBtuh-11p5eer_SZDEER2017AnyRtL2011CZ13cDXGF | 119581 |  | #N/A | #N/A | #N/A | 751 | 0.271 | -3.23 | #N/A | #N/A | #N/A | 196 | 0.161 | 0 | #N/A | #N/A | 329 | 131000
NE-HVAC-airAC-SpltPkg-240to759kBtuh-11p5eer | DEER2017 | D17 v2 |  | Any | RtL | 2011 | CZ14 | cDXGF | Cap-Tons | 375 | 131000 | None | 722 | 0.262 | -3.71 | 162 | 0.145 | 0 | 722 | 0.262 | -3.71 | 162 | 0.145 | 0 | DEER:HVAC_Split-Package_AC | Annual | 1719 | 722 | 0.262 | -3.71 | 162 | 0.145 | 0 | NE-HVAC-airAC-SpltPkg-240to759kBtuh-11p5eer_MZDEER2017AnyRtL2011CZ14cPVVG | #N/A | NE-HVAC-airAC-SpltPkg-240to759kBtuh-11p5eer_SZDEER2017AnyRtL2011CZ14cDXGF | 119582 |  | #N/A | #N/A | #N/A | 722 | 0.262 | -3.71 | #N/A | #N/A | #N/A | 162 | 0.145 | 0 | #N/A | #N/A | 375 | 131000
NE-HVAC-airAC-SpltPkg-240to759kBtuh-11p5eer | DEER2017 | D17 v2 |  | Any | RtL | 2011 | CZ15 | cDXGF | Cap-Tons | 371 | 131000 | None | 894 | 0.299 | -1.03 | 337 | 0.179 | 0 | 894 | 0.299 | -1.03 | 337 | 0.179 | 0 | DEER:HVAC_Split-Package_AC | Annual | 1719 | 894 | 0.299 | -1.03 | 337 | 0.179 | 0 | NE-HVAC-airAC-SpltPkg-240to759kBtuh-11p5eer_MZDEER2017AnyRtL2011CZ15cPVVG | #N/A | NE-HVAC-airAC-SpltPkg-240to759kBtuh-11p5eer_SZDEER2017AnyRtL2011CZ15cDXGF | 119583 |  | #N/A | #N/A | #N/A | 894 | 0.299 | -1.03 | #N/A | #N/A | #N/A | 337 | 0.179 | 0 | #N/A | #N/A | 371 | 131000
NE-HVAC-airAC-SpltPkg-240to759kBtuh-11p5eer | DEER2017 | D17 v2 |  | Any | RtL | 2011 | CZ16 | cDXGF | Cap-Tons | 212 | 131000 | None | 550 | 0.218 | -7.52 | 84.7 | 0.112 | 0 | 550 | 0.218 | -7.52 | 84.7 | 0.112 | 0 | DEER:HVAC_Split-Package_AC | Annual | 1719 | 550 | 0.218 | -7.52 | 84.7 | 0.112 | 0 | NE-HVAC-airAC-SpltPkg-240to759kBtuh-11p5eer_MZDEER2017AnyRtL2011CZ16cPVVG | #N/A | NE-HVAC-airAC-SpltPkg-240to759kBtuh-11p5eer_SZDEER2017AnyRtL2011CZ16cDXGF | 119584 |  | #N/A | #N/A | #N/A | 550 | 0.218 | -7.52 | #N/A | #N/A | #N/A | 84.7 | 0.112 | 0 | #N/A | #N/A | 212 | 131000
NE-HVAC-airAC-SpltPkg-240to759kBtuh-11p5eer | DEER2017 | D17 v2 |  | Any | RtL | 2014 | CZ01 | cDXGF | Cap-Tons | 108 | 131000 | None | 54.4 | 0.0749 | 0 | 54.4 | 0.0749 | 0 | 54.4 | 0.0749 | 0 | 54.4 | 0.0749 | 0 | DEER:HVAC_Split-Package_AC | Annual | 1719 | 54.4 | 0.0749 | 0 | 54.4 | 0.0749 | 0 | NE-HVAC-airAC-SpltPkg-240to759kBtuh-11p5eer_MZDEER2017AnyRtL2014CZ01cPVVG | #N/A | NE-HVAC-airAC-SpltPkg-240to759kBtuh-11p5eer_SZDEER2017AnyRtL2014CZ01cDXGF | 140929 |  | #N/A | #N/A | #N/A | 54.4 | 0.0749 | 0 | #N/A | #N/A | #N/A | 54.4 | 0.0749 | 0 | #N/A | #N/A | 108 | 131000
NE-HVAC-airAC-SpltPkg-240to759kBtuh-11p5eer | DEER2017 | D17 v2 |  | Any | RtL | 2014 | CZ02 | cDXGF | Cap-Tons | 268 | 131000 | None | 96.4 | 0.159 | 0 | 96.4 | 0.159 | 0 | 96.4 | 0.159 | 0 | 96.4 | 0.159 | 0 | DEER:HVAC_Split-Package_AC | Annual | 1719 | 96.4 | 0.159 | 0 | 96.4 | 0.159 | 0 | NE-HVAC-airAC-SpltPkg-240to759kBtuh-11p5eer_MZDEER2017AnyRtL2014CZ02cPVVG | #N/A | NE-HVAC-airAC-SpltPkg-240to759kBtuh-11p5eer_SZDEER2017AnyRtL2014CZ02cDXGF | 140930 |  | #N/A | #N/A | #N/A | 96.4 | 0.159 | 0 | #N/A | #N/A | #N/A | 96.4 | 0.159 | 0 | #N/A | #N/A | 268 | 131000
NE-HVAC-airAC-SpltPkg-240to759kBtuh-11p5eer | DEER2017 | D17 v2 |  | Any | RtL | 2014 | CZ03 | cDXGF | Cap-Tons | 189 | 131000 | None | 63.5 | 0.116 | 0 | 63.5 | 0.116 | 0 | 63.5 | 0.116 | 0 | 63.5 | 0.116 | 0 | DEER:HVAC_Split-Package_AC | Annual | 1719 | 63.5 | 0.116 | 0 | 63.5 | 0.116 | 0 | NE-HVAC-airAC-SpltPkg-240to759kBtuh-11p5eer_MZDEER2017AnyRtL2014CZ03cPVVG | #N/A | NE-HVAC-airAC-SpltPkg-240to759kBtuh-11p5eer_SZDEER2017AnyRtL2014CZ03cDXGF | 140931 |  | #N/A | #N/A | #N/A | 63.5 | 0.116 | 0 | #N/A | #N/A | #N/A | 63.5 | 0.116 | 0 | #N/A | #N/A | 189 | 131000
NE-HVAC-airAC-SpltPkg-240to759kBtuh-11p5eer | DEER2017 | D17 v2 |  | Any | RtL | 2014 | CZ04 | cDXGF | Cap-Tons | 244 | 131000 | None | 116 | 0.149 | 0 | 116 | 0.149 | 0 | 116 | 0.149 | 0 | 116 | 0.149 | 0 | DEER:HVAC_Split-Package_AC | Annual | 1719 | 116 | 0.149 | 0 | 116 | 0.149 | 0 | NE-HVAC-airAC-SpltPkg-240to759kBtuh-11p5eer_MZDEER2017AnyRtL2014CZ04cPVVG | #N/A | NE-HVAC-airAC-SpltPkg-240to759kBtuh-11p5eer_SZDEER2017AnyRtL2014CZ04cDXGF | 140932 |  | #N/A | #N/A | #N/A | 116 | 0.149 | 0 | #N/A | #N/A | #N/A | 116 | 0.149 | 0 | #N/A | #N/A | 244 | 131000
NE-HVAC-airAC-SpltPkg-240to759kBtuh-11p5eer | DEER2017 | D17 v2 |  | Any | RtL | 2014 | CZ05 | cDXGF | Cap-Tons | 150 | 131000 | None | 95.2 | 0.0927 | 0 | 95.2 | 0.0927 | 0 | 95.2 | 0.0927 | 0 | 95.2 | 0.0927 | 0 | DEER:HVAC_Split-Package_AC | Annual | 1719 | 95.2 | 0.0927 | 0 | 95.2 | 0.0927 | 0 | NE-HVAC-airAC-SpltPkg-240to759kBtuh-11p5eer_MZDEER2017AnyRtL2014CZ05cPVVG | #N/A | NE-HVAC-airAC-SpltPkg-240to759kBtuh-11p5eer_SZDEER2017AnyRtL2014CZ05cDXGF | 140933 |  | #N/A | #N/A | #N/A | 95.2 | 0.0927 | 0 | #N/A | #N/A | #N/A | 95.2 | 0.0927 | 0 | #N/A | #N/A | 150 | 131000
NE-HVAC-airAC-SpltPkg-240to759kBtuh-11p5eer | DEER2017 | D17 v2 |  | Any | RtL | 2014 | CZ06 | cDXGF | Cap-Tons | 260 | 131000 | None | 109 | 0.118 | 0 | 109 | 0.118 | 0 | 109 | 0.118 | 0 | 109 | 0.118 | 0 | DEER:HVAC_Split-Package_AC | Annual | 1719 | 109 | 0.118 | 0 | 109 | 0.118 | 0 | NE-HVAC-airAC-SpltPkg-240to759kBtuh-11p5eer_MZDEER2017AnyRtL2014CZ06cPVVG | #N/A | NE-HVAC-airAC-SpltPkg-240to759kBtuh-11p5eer_SZDEER2017AnyRtL2014CZ06cDXGF | 140934 |  | #N/A | #N/A | #N/A | 109 | 0.118 | 0 | #N/A | #N/A | #N/A | 109 | 0.118 | 0 | #N/A | #N/A | 260 | 131000
NE-HVAC-airAC-SpltPkg-240to759kBtuh-11p5eer | DEER2017 | D17 v2 |  | Any | RtL | 2014 | CZ07 | cDXGF | Cap-Tons | 208 | 131000 | None | 123 | 0.129 | 0 | 123 | 0.129 | 0 | 123 | 0.129 | 0 | 123 | 0.129 | 0 | DEER:HVAC_Split-Package_AC | Annual | 1719 | 123 | 0.129 | 0 | 123 | 0.129 | 0 | NE-HVAC-airAC-SpltPkg-240to759kBtuh-11p5eer_MZDEER2017AnyRtL2014CZ07cPVVG | #N/A | NE-HVAC-airAC-SpltPkg-240to759kBtuh-11p5eer_SZDEER2017AnyRtL2014CZ07cDXGF | 140935 |  | #N/A | #N/A | #N/A | 123 | 0.129 | 0 | #N/A | #N/A | #N/A | 123 | 0.129 | 0 | #N/A | #N/A | 208 | 131000
NE-HVAC-airAC-SpltPkg-240to759kBtuh-11p5eer | DEER2017 | D17 v2 |  | Any | RtL | 2014 | CZ08 | cDXGF | Cap-Tons | 262 | 131000 | None | 152 | 0.145 | 0 | 152 | 0.145 | 0 | 152 | 0.145 | 0 | 152 | 0.145 | 0 | DEER:HVAC_Split-Package_AC | Annual | 1719 | 152 | 0.145 | 0 | 152 | 0.145 | 0 | NE-HVAC-airAC-SpltPkg-240to759kBtuh-11p5eer_MZDEER2017AnyRtL2014CZ08cPVVG | #N/A | NE-HVAC-airAC-SpltPkg-240to759kBtuh-11p5eer_SZDEER2017AnyRtL2014CZ08cDXGF | 140936 |  | #N/A | #N/A | #N/A | 152 | 0.145 | 0 | #N/A | #N/A | #N/A | 152 | 0.145 | 0 | #N/A | #N/A | 262 | 131000
NE-HVAC-airAC-SpltPkg-240to759kBtuh-11p5eer | DEER2017 | D17 v2 |  | Any | RtL | 2014 | CZ09 | cDXGF | Cap-Tons | 344 | 131000 | None | 132 | 0.162 | 0 | 132 | 0.162 | 0 | 132 | 0.162 | 0 | 132 | 0.162 | 0 | DEER:HVAC_Split-Package_AC | Annual | 1719 | 132 | 0.162 | 0 | 132 | 0.162 | 0 | NE-HVAC-airAC-SpltPkg-240to759kBtuh-11p5eer_MZDEER2017AnyRtL2014CZ09cPVVG | #N/A | NE-HVAC-airAC-SpltPkg-240to759kBtuh-11p5eer_SZDEER2017AnyRtL2014CZ09cDXGF | 140937 |  | #N/A | #N/A | #N/A | 132 | 0.162 | 0 | #N/A | #N/A | #N/A | 132 | 0.162 | 0 | #N/A | #N/A | 344 | 131000
NE-HVAC-airAC-SpltPkg-240to759kBtuh-11p5eer | DEER2017 | D17 v2 |  | Any | RtL | 2014 | CZ10 | cDXGF | Cap-Tons | 309 | 131000 | None | 165 | 0.185 | 0 | 165 | 0.185 | 0 | 165 | 0.185 | 0 | 165 | 0.185 | 0 | DEER:HVAC_Split-Package_AC | Annual | 1719 | 165 | 0.185 | 0 | 165 | 0.185 | 0 | NE-HVAC-airAC-SpltPkg-240to759kBtuh-11p5eer_MZDEER2017AnyRtL2014CZ10cPVVG | #N/A | NE-HVAC-airAC-SpltPkg-240to759kBtuh-11p5eer_SZDEER2017AnyRtL2014CZ10cDXGF | 140938 |  | #N/A | #N/A | #N/A | 165 | 0.185 | 0 | #N/A | #N/A | #N/A | 165 | 0.185 | 0 | #N/A | #N/A | 309 | 131000
NE-HVAC-airAC-SpltPkg-240to759kBtuh-11p5eer | DEER2017 | D17 v2 |  | Any | RtL | 2014 | CZ11 | cDXGF | Cap-Tons | 322 | 131000 | None | 174 | 0.152 | 0 | 174 | 0.152 | 0 | 174 | 0.152 | 0 | 174 | 0.152 | 0 | DEER:HVAC_Split-Package_AC | Annual | 1719 | 174 | 0.152 | 0 | 174 | 0.152 | 0 | NE-HVAC-airAC-SpltPkg-240to759kBtuh-11p5eer_MZDEER2017AnyRtL2014CZ11cPVVG | #N/A | NE-HVAC-airAC-SpltPkg-240to759kBtuh-11p5eer_SZDEER2017AnyRtL2014CZ11cDXGF | 140939 |  | #N/A | #N/A | #N/A | 174 | 0.152 | 0 | #N/A | #N/A | #N/A | 174 | 0.152 | 0 | #N/A | #N/A | 322 | 131000
NE-HVAC-airAC-SpltPkg-240to759kBtuh-11p5eer | DEER2017 | D17 v2 |  | Any | RtL | 2014 | CZ12 | cDXGF | Cap-Tons | 345 | 131000 | None | 123 | 0.138 | 0 | 123 | 0.138 | 0 | 123 | 0.138 | 0 | 123 | 0.138 | 0 | DEER:HVAC_Split-Package_AC | Annual | 1719 | 123 | 0.138 | 0 | 123 | 0.138 | 0 | NE-HVAC-airAC-SpltPkg-240to759kBtuh-11p5eer_MZDEER2017AnyRtL2014CZ12cPVVG | #N/A | NE-HVAC-airAC-SpltPkg-240to759kBtuh-11p5eer_SZDEER2017AnyRtL2014CZ12cDXGF | 140940 |  | #N/A | #N/A | #N/A | 123 | 0.138 | 0 | #N/A | #N/A | #N/A | 123 | 0.138 | 0 | #N/A | #N/A | 345 | 131000
NE-HVAC-airAC-SpltPkg-240to759kBtuh-11p5eer | DEER2017 | D17 v2 |  | Any | RtL | 2014 | CZ13 | cDXGF | Cap-Tons | 317 | 131000 | None | 191 | 0.16 | 0 | 191 | 0.16 | 0 | 191 | 0.16 | 0 | 191 | 0.16 | 0 | DEER:HVAC_Split-Package_AC | Annual | 1719 | 191 | 0.16 | 0 | 191 | 0.16 | 0 | NE-HVAC-airAC-SpltPkg-240to759kBtuh-11p5eer_MZDEER2017AnyRtL2014CZ13cPVVG | #N/A | NE-HVAC-airAC-SpltPkg-240to759kBtuh-11p5eer_SZDEER2017AnyRtL2014CZ13cDXGF | 140941 |  | #N/A | #N/A | #N/A | 191 | 0.16 | 0 | #N/A | #N/A | #N/A | 191 | 0.16 | 0 | #N/A | #N/A | 317 | 131000
NE-HVAC-airAC-SpltPkg-240to759kBtuh-11p5eer | DEER2017 | D17 v2 |  | Any | RtL | 2014 | CZ14 | cDXGF | Cap-Tons | 362 | 131000 | None | 158 | 0.143 | 0 | 158 | 0.143 | 0 | 158 | 0.143 | 0 | 158 | 0.143 | 0 | DEER:HVAC_Split-Package_AC | Annual | 1719 | 158 | 0.143 | 0 | 158 | 0.143 | 0 | NE-HVAC-airAC-SpltPkg-240to759kBtuh-11p5eer_MZDEER2017AnyRtL2014CZ14cPVVG | #N/A | NE-HVAC-airAC-SpltPkg-240to759kBtuh-11p5eer_SZDEER2017AnyRtL2014CZ14cDXGF | 140942 |  | #N/A | #N/A | #N/A | 158 | 0.143 | 0 | #N/A | #N/A | #N/A | 158 | 0.143 | 0 | #N/A | #N/A | 362 | 131000
NE-HVAC-airAC-SpltPkg-240to759kBtuh-11p5eer | DEER2017 | D17 v2 |  | Any | RtL | 2014 | CZ15 | cDXGF | Cap-Tons | 358 | 131000 | None | 332 | 0.178 | 0 | 332 | 0.178 | 0 | 332 | 0.178 | 0 | 332 | 0.178 | 0 | DEER:HVAC_Split-Package_AC | Annual | 1719 | 332 | 0.178 | 0 | 332 | 0.178 | 0 | NE-HVAC-airAC-SpltPkg-240to759kBtuh-11p5eer_MZDEER2017AnyRtL2014CZ15cPVVG | #N/A | NE-HVAC-airAC-SpltPkg-240to759kBtuh-11p5eer_SZDEER2017AnyRtL2014CZ15cDXGF | 140943 |  | #N/A | #N/A | #N/A | 332 | 0.178 | 0 | #N/A | #N/A | #N/A | 332 | 0.178 | 0 | #N/A | #N/A | 358 | 131000
NE-HVAC-airAC-SpltPkg-240to759kBtuh-11p5eer | DEER2017 | D17 v2 |  | Any | RtL | 2014 | CZ16 | cDXGF | Cap-Tons | 202 | 131000 | None | 79.2 | 0.109 | 0 | 79.2 | 0.109 | 0 | 79.2 | 0.109 | 0 | 79.2 | 0.109 | 0 | DEER:HVAC_Split-Package_AC | Annual | 1719 | 79.2 | 0.109 | 0 | 79.2 | 0.109 | 0 | NE-HVAC-airAC-SpltPkg-240to759kBtuh-11p5eer_MZDEER2017AnyRtL2014CZ16cPVVG | #N/A | NE-HVAC-airAC-SpltPkg-240to759kBtuh-11p5eer_SZDEER2017AnyRtL2014CZ16cDXGF | 140944 |  | #N/A | #N/A | #N/A | 79.2 | 0.109 | 0 | #N/A | #N/A | #N/A | 79.2 | 0.109 | 0 | #N/A | #N/A | 202 | 131000
NE-HVAC-airAC-SpltPkg-240to759kBtuh-11p5eer | DEER2017 | D17 v2 |  | Any | RtL | New | CZ01 | cDXGF | Cap-Tons | 108 | 131000 | None | 54.4 | 0.0749 | 0 | 54.4 | 0.0749 | 0 | 54.4 | 0.0749 | 0 | 54.4 | 0.0749 | 0 | DEER:HVAC_Split-Package_AC | Annual | 1719 | 54.4 | 0.0749 | 0 | 54.4 | 0.0749 | 0 | NE-HVAC-airAC-SpltPkg-240to759kBtuh-11p5eer_MZDEER2017AnyRtLNewCZ01cPVVG | #N/A | NE-HVAC-airAC-SpltPkg-240to759kBtuh-11p5eer_SZDEER2017AnyRtLNewCZ01cDXGF | 165529 |  | #N/A | #N/A | #N/A | 54.4 | 0.0749 | 0 | #N/A | #N/A | #N/A | 54.4 | 0.0749 | 0 | #N/A | #N/A | 108 | 131000
NE-HVAC-airAC-SpltPkg-240to759kBtuh-11p5eer | DEER2017 | D17 v2 |  | Any | RtL | New | CZ02 | cDXGF | Cap-Tons | 268 | 131000 | None | 96.4 | 0.159 | 0 | 96.4 | 0.159 | 0 | 96.4 | 0.159 | 0 | 96.4 | 0.159 | 0 | DEER:HVAC_Split-Package_AC | Annual | 1719 | 96.4 | 0.159 | 0 | 96.4 | 0.159 | 0 | NE-HVAC-airAC-SpltPkg-240to759kBtuh-11p5eer_MZDEER2017AnyRtLNewCZ02cPVVG | #N/A | NE-HVAC-airAC-SpltPkg-240to759kBtuh-11p5eer_SZDEER2017AnyRtLNewCZ02cDXGF | 165530 |  | #N/A | #N/A | #N/A | 96.4 | 0.159 | 0 | #N/A | #N/A | #N/A | 96.4 | 0.159 | 0 | #N/A | #N/A | 268 | 131000
NE-HVAC-airAC-SpltPkg-240to759kBtuh-11p5eer | DEER2017 | D17 v2 |  | Any | RtL | New | CZ03 | cDXGF | Cap-Tons | 189 | 131000 | None | 63.5 | 0.116 | 0 | 63.5 | 0.116 | 0 | 63.5 | 0.116 | 0 | 63.5 | 0.116 | 0 | DEER:HVAC_Split-Package_AC | Annual | 1719 | 63.5 | 0.116 | 0 | 63.5 | 0.116 | 0 | NE-HVAC-airAC-SpltPkg-240to759kBtuh-11p5eer_MZDEER2017AnyRtLNewCZ03cPVVG | #N/A | NE-HVAC-airAC-SpltPkg-240to759kBtuh-11p5eer_SZDEER2017AnyRtLNewCZ03cDXGF | 165531 |  | #N/A | #N/A | #N/A | 63.5 | 0.116 | 0 | #N/A | #N/A | #N/A | 63.5 | 0.116 | 0 | #N/A | #N/A | 189 | 131000
NE-HVAC-airAC-SpltPkg-240to759kBtuh-11p5eer | DEER2017 | D17 v2 |  | Any | RtL | New | CZ04 | cDXGF | Cap-Tons | 244 | 131000 | None | 116 | 0.149 | 0 | 116 | 0.149 | 0 | 116 | 0.149 | 0 | 116 | 0.149 | 0 | DEER:HVAC_Split-Package_AC | Annual | 1719 | 116 | 0.149 | 0 | 116 | 0.149 | 0 | NE-HVAC-airAC-SpltPkg-240to759kBtuh-11p5eer_MZDEER2017AnyRtLNewCZ04cPVVG | #N/A | NE-HVAC-airAC-SpltPkg-240to759kBtuh-11p5eer_SZDEER2017AnyRtLNewCZ04cDXGF | 165532 |  | #N/A | #N/A | #N/A | 116 | 0.149 | 0 | #N/A | #N/A | #N/A | 116 | 0.149 | 0 | #N/A | #N/A | 244 | 131000
NE-HVAC-airAC-SpltPkg-240to759kBtuh-11p5eer | DEER2017 | D17 v2 |  | Any | RtL | New | CZ05 | cDXGF | Cap-Tons | 150 | 131000 | None | 95.2 | 0.0927 | 0 | 95.2 | 0.0927 | 0 | 95.2 | 0.0927 | 0 | 95.2 | 0.0927 | 0 | DEER:HVAC_Split-Package_AC | Annual | 1719 | 95.2 | 0.0927 | 0 | 95.2 | 0.0927 | 0 | NE-HVAC-airAC-SpltPkg-240to759kBtuh-11p5eer_MZDEER2017AnyRtLNewCZ05cPVVG | #N/A | NE-HVAC-airAC-SpltPkg-240to759kBtuh-11p5eer_SZDEER2017AnyRtLNewCZ05cDXGF | 165533 |  | #N/A | #N/A | #N/A | 95.2 | 0.0927 | 0 | #N/A | #N/A | #N/A | 95.2 | 0.0927 | 0 | #N/A | #N/A | 150 | 131000
NE-HVAC-airAC-SpltPkg-240to759kBtuh-11p5eer | DEER2017 | D17 v2 |  | Any | RtL | New | CZ06 | cDXGF | Cap-Tons | 260 | 131000 | None | 109 | 0.118 | 0 | 109 | 0.118 | 0 | 109 | 0.118 | 0 | 109 | 0.118 | 0 | DEER:HVAC_Split-Package_AC | Annual | 1719 | 109 | 0.118 | 0 | 109 | 0.118 | 0 | NE-HVAC-airAC-SpltPkg-240to759kBtuh-11p5eer_MZDEER2017AnyRtLNewCZ06cPVVG | #N/A | NE-HVAC-airAC-SpltPkg-240to759kBtuh-11p5eer_SZDEER2017AnyRtLNewCZ06cDXGF | 165534 |  | #N/A | #N/A | #N/A | 109 | 0.118 | 0 | #N/A | #N/A | #N/A | 109 | 0.118 | 0 | #N/A | #N/A | 260 | 131000
NE-HVAC-airAC-SpltPkg-240to759kBtuh-11p5eer | DEER2017 | D17 v2 |  | Any | RtL | New | CZ07 | cDXGF | Cap-Tons | 208 | 131000 | None | 123 | 0.129 | 0 | 123 | 0.129 | 0 | 123 | 0.129 | 0 | 123 | 0.129 | 0 | DEER:HVAC_Split-Package_AC | Annual | 1719 | 123 | 0.129 | 0 | 123 | 0.129 | 0 | NE-HVAC-airAC-SpltPkg-240to759kBtuh-11p5eer_MZDEER2017AnyRtLNewCZ07cPVVG | #N/A | NE-HVAC-airAC-SpltPkg-240to759kBtuh-11p5eer_SZDEER2017AnyRtLNewCZ07cDXGF | 165535 |  | #N/A | #N/A | #N/A | 123 | 0.129 | 0 | #N/A | #N/A | #N/A | 123 | 0.129 | 0 | #N/A | #N/A | 208 | 131000
NE-HVAC-airAC-SpltPkg-240to759kBtuh-11p5eer | DEER2017 | D17 v2 |  | Any | RtL | New | CZ08 | cDXGF | Cap-Tons | 262 | 131000 | None | 152 | 0.145 | 0 | 152 | 0.145 | 0 | 152 | 0.145 | 0 | 152 | 0.145 | 0 | DEER:HVAC_Split-Package_AC | Annual | 1719 | 152 | 0.145 | 0 | 152 | 0.145 | 0 | NE-HVAC-airAC-SpltPkg-240to759kBtuh-11p5eer_MZDEER2017AnyRtLNewCZ08cPVVG | #N/A | NE-HVAC-airAC-SpltPkg-240to759kBtuh-11p5eer_SZDEER2017AnyRtLNewCZ08cDXGF | 165536 |  | #N/A | #N/A | #N/A | 152 | 0.145 | 0 | #N/A | #N/A | #N/A | 152 | 0.145 | 0 | #N/A | #N/A | 262 | 131000
NE-HVAC-airAC-SpltPkg-240to759kBtuh-11p5eer | DEER2017 | D17 v2 |  | Any | RtL | New | CZ09 | cDXGF | Cap-Tons | 344 | 131000 | None | 132 | 0.162 | 0 | 132 | 0.162 | 0 | 132 | 0.162 | 0 | 132 | 0.162 | 0 | DEER:HVAC_Split-Package_AC | Annual | 1719 | 132 | 0.162 | 0 | 132 | 0.162 | 0 | NE-HVAC-airAC-SpltPkg-240to759kBtuh-11p5eer_MZDEER2017AnyRtLNewCZ09cPVVG | #N/A | NE-HVAC-airAC-SpltPkg-240to759kBtuh-11p5eer_SZDEER2017AnyRtLNewCZ09cDXGF | 165537 |  | #N/A | #N/A | #N/A | 132 | 0.162 | 0 | #N/A | #N/A | #N/A | 132 | 0.162 | 0 | #N/A | #N/A | 344 | 131000
NE-HVAC-airAC-SpltPkg-240to759kBtuh-11p5eer | DEER2017 | D17 v2 |  | Any | RtL | New | CZ10 | cDXGF | Cap-Tons | 309 | 131000 | None | 165 | 0.185 | 0 | 165 | 0.185 | 0 | 165 | 0.185 | 0 | 165 | 0.185 | 0 | DEER:HVAC_Split-Package_AC | Annual | 1719 | 165 | 0.185 | 0 | 165 | 0.185 | 0 | NE-HVAC-airAC-SpltPkg-240to759kBtuh-11p5eer_MZDEER2017AnyRtLNewCZ10cPVVG | #N/A | NE-HVAC-airAC-SpltPkg-240to759kBtuh-11p5eer_SZDEER2017AnyRtLNewCZ10cDXGF | 165538 |  | #N/A | #N/A | #N/A | 165 | 0.185 | 0 | #N/A | #N/A | #N/A | 165 | 0.185 | 0 | #N/A | #N/A | 309 | 131000
NE-HVAC-airAC-SpltPkg-240to759kBtuh-11p5eer | DEER2017 | D17 v2 |  | Any | RtL | New | CZ11 | cDXGF | Cap-Tons | 322 | 131000 | None | 174 | 0.152 | 0 | 174 | 0.152 | 0 | 174 | 0.152 | 0 | 174 | 0.152 | 0 | DEER:HVAC_Split-Package_AC | Annual | 1719 | 174 | 0.152 | 0 | 174 | 0.152 | 0 | NE-HVAC-airAC-SpltPkg-240to759kBtuh-11p5eer_MZDEER2017AnyRtLNewCZ11cPVVG | #N/A | NE-HVAC-airAC-SpltPkg-240to759kBtuh-11p5eer_SZDEER2017AnyRtLNewCZ11cDXGF | 165539 |  | #N/A | #N/A | #N/A | 174 | 0.152 | 0 | #N/A | #N/A | #N/A | 174 | 0.152 | 0 | #N/A | #N/A | 322 | 131000
NE-HVAC-airAC-SpltPkg-240to759kBtuh-11p5eer | DEER2017 | D17 v2 |  | Any | RtL | New | CZ12 | cDXGF | Cap-Tons | 345 | 131000 | None | 123 | 0.138 | 0 | 123 | 0.138 | 0 | 123 | 0.138 | 0 | 123 | 0.138 | 0 | DEER:HVAC_Split-Package_AC | Annual | 1719 | 123 | 0.138 | 0 | 123 | 0.138 | 0 | NE-HVAC-airAC-SpltPkg-240to759kBtuh-11p5eer_MZDEER2017AnyRtLNewCZ12cPVVG | #N/A | NE-HVAC-airAC-SpltPkg-240to759kBtuh-11p5eer_SZDEER2017AnyRtLNewCZ12cDXGF | 165540 |  | #N/A | #N/A | #N/A | 123 | 0.138 | 0 | #N/A | #N/A | #N/A | 123 | 0.138 | 0 | #N/A | #N/A | 345 | 131000
NE-HVAC-airAC-SpltPkg-240to759kBtuh-11p5eer | DEER2017 | D17 v2 |  | Any | RtL | New | CZ13 | cDXGF | Cap-Tons | 317 | 131000 | None | 191 | 0.16 | 0 | 191 | 0.16 | 0 | 191 | 0.16 | 0 | 191 | 0.16 | 0 | DEER:HVAC_Split-Package_AC | Annual | 1719 | 191 | 0.16 | 0 | 191 | 0.16 | 0 | NE-HVAC-airAC-SpltPkg-240to759kBtuh-11p5eer_MZDEER2017AnyRtLNewCZ13cPVVG | #N/A | NE-HVAC-airAC-SpltPkg-240to759kBtuh-11p5eer_SZDEER2017AnyRtLNewCZ13cDXGF | 165541 |  | #N/A | #N/A | #N/A | 191 | 0.16 | 0 | #N/A | #N/A | #N/A | 191 | 0.16 | 0 | #N/A | #N/A | 317 | 131000
NE-HVAC-airAC-SpltPkg-240to759kBtuh-11p5eer | DEER2017 | D17 v2 |  | Any | RtL | New | CZ14 | cDXGF | Cap-Tons | 362 | 131000 | None | 158 | 0.143 | 0 | 158 | 0.143 | 0 | 158 | 0.143 | 0 | 158 | 0.143 | 0 | DEER:HVAC_Split-Package_AC | Annual | 1719 | 158 | 0.143 | 0 | 158 | 0.143 | 0 | NE-HVAC-airAC-SpltPkg-240to759kBtuh-11p5eer_MZDEER2017AnyRtLNewCZ14cPVVG | #N/A | NE-HVAC-airAC-SpltPkg-240to759kBtuh-11p5eer_SZDEER2017AnyRtLNewCZ14cDXGF | 165542 |  | #N/A | #N/A | #N/A | 158 | 0.143 | 0 | #N/A | #N/A | #N/A | 158 | 0.143 | 0 | #N/A | #N/A | 362 | 131000
NE-HVAC-airAC-SpltPkg-240to759kBtuh-11p5eer | DEER2017 | D17 v2 |  | Any | RtL | New | CZ15 | cDXGF | Cap-Tons | 358 | 131000 | None | 332 | 0.178 | 0 | 332 | 0.178 | 0 | 332 | 0.178 | 0 | 332 | 0.178 | 0 | DEER:HVAC_Split-Package_AC | Annual | 1719 | 332 | 0.178 | 0 | 332 | 0.178 | 0 | NE-HVAC-airAC-SpltPkg-240to759kBtuh-11p5eer_MZDEER2017AnyRtLNewCZ15cPVVG | #N/A | NE-HVAC-airAC-SpltPkg-240to759kBtuh-11p5eer_SZDEER2017AnyRtLNewCZ15cDXGF | 165543 |  | #N/A | #N/A | #N/A | 332 | 0.178 | 0 | #N/A | #N/A | #N/A | 332 | 0.178 | 0 | #N/A | #N/A | 358 | 131000
NE-HVAC-airAC-SpltPkg-240to759kBtuh-11p5eer | DEER2017 | D17 v2 |  | Any | RtL | New | CZ16 | cDXGF | Cap-Tons | 202 | 131000 | None | 79.2 | 0.109 | 0 | 79.2 | 0.109 | 0 | 79.2 | 0.109 | 0 | 79.2 | 0.109 | 0 | DEER:HVAC_Split-Package_AC | Annual | 1719 | 79.2 | 0.109 | 0 | 79.2 | 0.109 | 0 | NE-HVAC-airAC-SpltPkg-240to759kBtuh-11p5eer_MZDEER2017AnyRtLNewCZ16cPVVG | #N/A | NE-HVAC-airAC-SpltPkg-240to759kBtuh-11p5eer_SZDEER2017AnyRtLNewCZ16cDXGF | 165544 |  | #N/A | #N/A | #N/A | 79.2 | 0.109 | 0 | #N/A | #N/A | #N/A | 79.2 | 0.109 | 0 | #N/A | #N/A | 202 | 131000
NE-HVAC-airAC-SpltPkg-240to759kBtuh-11p5eer | DEER2017 | D17 v2 |  | Any | RtS | 1975 | CZ01 | cDXGF | Cap-Tons | 56.3 | 32000 | None | 9.27 | 0.0477 | 0 | 9.27 | 0.0477 | 0 | 9.27 | 0.0477 | 0 | 9.27 | 0.0477 | 0 | DEER:HVAC_Split-Package_AC | Annual | 1719 | 9.27 | 0.0477 | 0 | 9.27 | 0.0477 | 0 | NE-HVAC-airAC-SpltPkg-240to759kBtuh-11p5eer_MZDEER2017AnyRtS1975CZ01cPVVG | #N/A | NE-HVAC-airAC-SpltPkg-240to759kBtuh-11p5eer_SZDEER2017AnyRtS1975CZ01cDXGF | 12785 |  | #N/A | #N/A | #N/A | 9.27 | 0.0477 | 0 | #N/A | #N/A | #N/A | 9.27 | 0.0477 | 0 | #N/A | #N/A | 56.3 | 32000
NE-HVAC-airAC-SpltPkg-240to759kBtuh-11p5eer | DEER2017 | D17 v2 |  | Any | RtS | 1975 | CZ02 | cDXGF | Cap-Tons | 85 | 32000 | None | 113 | 0.175 | 0 | 113 | 0.175 | 0 | 113 | 0.175 | 0 | 113 | 0.175 | 0 | DEER:HVAC_Split-Package_AC | Annual | 1719 | 113 | 0.175 | 0 | 113 | 0.175 | 0 | NE-HVAC-airAC-SpltPkg-240to759kBtuh-11p5eer_MZDEER2017AnyRtS1975CZ02cPVVG | #N/A | NE-HVAC-airAC-SpltPkg-240to759kBtuh-11p5eer_SZDEER2017AnyRtS1975CZ02cDXGF | 12786 |  | #N/A | #N/A | #N/A | 113 | 0.175 | 0 | #N/A | #N/A | #N/A | 113 | 0.175 | 0 | #N/A | #N/A | 85 | 32000
NE-HVAC-airAC-SpltPkg-240to759kBtuh-11p5eer | DEER2017 | D17 v2 |  | Any | RtS | 1975 | CZ03 | cDXGF | Cap-Tons | 76.8 | 32000 | None | 50.8 | 0.119 | 0 | 50.8 | 0.119 | 0 | 50.8 | 0.119 | 0 | 50.8 | 0.119 | 0 | DEER:HVAC_Split-Package_AC | Annual | 1719 | 50.8 | 0.119 | 0 | 50.8 | 0.119 | 0 | NE-HVAC-airAC-SpltPkg-240to759kBtuh-11p5eer_MZDEER2017AnyRtS1975CZ03cPVVG | #N/A | NE-HVAC-airAC-SpltPkg-240to759kBtuh-11p5eer_SZDEER2017AnyRtS1975CZ03cDXGF | 12787 |  | #N/A | #N/A | #N/A | 50.8 | 0.119 | 0 | #N/A | #N/A | #N/A | 50.8 | 0.119 | 0 | #N/A | #N/A | 76.8 | 32000
NE-HVAC-airAC-SpltPkg-240to759kBtuh-11p5eer | DEER2017 | D17 v2 |  | Any | RtS | 1975 | CZ04 | cDXGF | Cap-Tons | 90.2 | 32000 | None | 116 | 0.158 | 0 | 116 | 0.158 | 0 | 116 | 0.158 | 0 | 116 | 0.158 | 0 | DEER:HVAC_Split-Package_AC | Annual | 1719 | 116 | 0.158 | 0 | 116 | 0.158 | 0 | NE-HVAC-airAC-SpltPkg-240to759kBtuh-11p5eer_MZDEER2017AnyRtS1975CZ04cPVVG | #N/A | NE-HVAC-airAC-SpltPkg-240to759kBtuh-11p5eer_SZDEER2017AnyRtS1975CZ04cDXGF | 12788 |  | #N/A | #N/A | #N/A | 116 | 0.158 | 0 | #N/A | #N/A | #N/A | 116 | 0.158 | 0 | #N/A | #N/A | 90.2 | 32000
NE-HVAC-airAC-SpltPkg-240to759kBtuh-11p5eer | DEER2017 | D17 v2 |  | Any | RtS | 1975 | CZ05 | cDXGF | Cap-Tons | 66.2 | 32000 | None | 62.2 | 0.0967 | 0 | 62.2 | 0.0967 | 0 | 62.2 | 0.0967 | 0 | 62.2 | 0.0967 | 0 | DEER:HVAC_Split-Package_AC | Annual | 1719 | 62.2 | 0.0967 | 0 | 62.2 | 0.0967 | 0 | NE-HVAC-airAC-SpltPkg-240to759kBtuh-11p5eer_MZDEER2017AnyRtS1975CZ05cPVVG | #N/A | NE-HVAC-airAC-SpltPkg-240to759kBtuh-11p5eer_SZDEER2017AnyRtS1975CZ05cDXGF | 12789 |  | #N/A | #N/A | #N/A | 62.2 | 0.0967 | 0 | #N/A | #N/A | #N/A | 62.2 | 0.0967 | 0 | #N/A | #N/A | 66.2 | 32000
NE-HVAC-airAC-SpltPkg-240to759kBtuh-11p5eer | DEER2017 | D17 v2 |  | Any | RtS | 1975 | CZ06 | cDXGF | Cap-Tons | 83.4 | 32000 | None | 124 | 0.141 | 0 | 124 | 0.141 | 0 | 124 | 0.141 | 0 | 124 | 0.141 | 0 | DEER:HVAC_Split-Package_AC | Annual | 1719 | 124 | 0.141 | 0 | 124 | 0.141 | 0 | NE-HVAC-airAC-SpltPkg-240to759kBtuh-11p5eer_MZDEER2017AnyRtS1975CZ06cPVVG | #N/A | NE-HVAC-airAC-SpltPkg-240to759kBtuh-11p5eer_SZDEER2017AnyRtS1975CZ06cDXGF | 12790 |  | #N/A | #N/A | #N/A | 124 | 0.141 | 0 | #N/A | #N/A | #N/A | 124 | 0.141 | 0 | #N/A | #N/A | 83.4 | 32000
NE-HVAC-airAC-SpltPkg-240to759kBtuh-11p5eer | DEER2017 | D17 v2 |  | Any | RtS | 1975 | CZ07 | cDXGF | Cap-Tons | 67.2 | 32000 | None | 148 | 0.148 | 0 | 148 | 0.148 | 0 | 148 | 0.148 | 0 | 148 | 0.148 | 0 | DEER:HVAC_Split-Package_AC | Annual | 1719 | 148 | 0.148 | 0 | 148 | 0.148 | 0 | NE-HVAC-airAC-SpltPkg-240to759kBtuh-11p5eer_MZDEER2017AnyRtS1975CZ07cPVVG | #N/A | NE-HVAC-airAC-SpltPkg-240to759kBtuh-11p5eer_SZDEER2017AnyRtS1975CZ07cDXGF | 12791 |  | #N/A | #N/A | #N/A | 148 | 0.148 | 0 | #N/A | #N/A | #N/A | 148 | 0.148 | 0 | #N/A | #N/A | 67.2 | 32000
NE-HVAC-airAC-SpltPkg-240to759kBtuh-11p5eer | DEER2017 | D17 v2 |  | Any | RtS | 1975 | CZ08 | cDXGF | Cap-Tons | 94.4 | 32000 | None | 146 | 0.151 | 0 | 146 | 0.151 | 0 | 146 | 0.151 | 0 | 146 | 0.151 | 0 | DEER:HVAC_Split-Package_AC | Annual | 1719 | 146 | 0.151 | 0 | 146 | 0.151 | 0 | NE-HVAC-airAC-SpltPkg-240to759kBtuh-11p5eer_MZDEER2017AnyRtS1975CZ08cPVVG | #N/A | NE-HVAC-airAC-SpltPkg-240to759kBtuh-11p5eer_SZDEER2017AnyRtS1975CZ08cDXGF | 12792 |  | #N/A | #N/A | #N/A | 146 | 0.151 | 0 | #N/A | #N/A | #N/A | 146 | 0.151 | 0 | #N/A | #N/A | 94.4 | 32000
NE-HVAC-airAC-SpltPkg-240to759kBtuh-11p5eer | DEER2017 | D17 v2 |  | Any | RtS | 1975 | CZ09 | cDXGF | Cap-Tons | 116 | 32000 | None | 135 | 0.174 | 0 | 135 | 0.174 | 0 | 135 | 0.174 | 0 | 135 | 0.174 | 0 | DEER:HVAC_Split-Package_AC | Annual | 1719 | 135 | 0.174 | 0 | 135 | 0.174 | 0 | NE-HVAC-airAC-SpltPkg-240to759kBtuh-11p5eer_MZDEER2017AnyRtS1975CZ09cPVVG | #N/A | NE-HVAC-airAC-SpltPkg-240to759kBtuh-11p5eer_SZDEER2017AnyRtS1975CZ09cDXGF | 12793 |  | #N/A | #N/A | #N/A | 135 | 0.174 | 0 | #N/A | #N/A | #N/A | 135 | 0.174 | 0 | #N/A | #N/A | 116 | 32000
NE-HVAC-airAC-SpltPkg-240to759kBtuh-11p5eer | DEER2017 | D17 v2 |  | Any | RtS | 1975 | CZ10 | cDXGF | Cap-Tons | 108 | 32000 | None | 166 | 0.192 | 0 | 166 | 0.192 | 0 | 166 | 0.192 | 0 | 166 | 0.192 | 0 | DEER:HVAC_Split-Package_AC | Annual | 1719 | 166 | 0.192 | 0 | 166 | 0.192 | 0 | NE-HVAC-airAC-SpltPkg-240to759kBtuh-11p5eer_MZDEER2017AnyRtS1975CZ10cPVVG | #N/A | NE-HVAC-airAC-SpltPkg-240to759kBtuh-11p5eer_SZDEER2017AnyRtS1975CZ10cDXGF | 12794 |  | #N/A | #N/A | #N/A | 166 | 0.192 | 0 | #N/A | #N/A | #N/A | 166 | 0.192 | 0 | #N/A | #N/A | 108 | 32000
NE-HVAC-airAC-SpltPkg-240to759kBtuh-11p5eer | DEER2017 | D17 v2 |  | Any | RtS | 1975 | CZ11 | cDXGF | Cap-Tons | 109 | 32000 | None | 181 | 0.17 | 0 | 181 | 0.17 | 0 | 181 | 0.17 | 0 | 181 | 0.17 | 0 | DEER:HVAC_Split-Package_AC | Annual | 1719 | 181 | 0.17 | 0 | 181 | 0.17 | 0 | NE-HVAC-airAC-SpltPkg-240to759kBtuh-11p5eer_MZDEER2017AnyRtS1975CZ11cPVVG | #N/A | NE-HVAC-airAC-SpltPkg-240to759kBtuh-11p5eer_SZDEER2017AnyRtS1975CZ11cDXGF | 12795 |  | #N/A | #N/A | #N/A | 181 | 0.17 | 0 | #N/A | #N/A | #N/A | 181 | 0.17 | 0 | #N/A | #N/A | 109 | 32000
NE-HVAC-airAC-SpltPkg-240to759kBtuh-11p5eer | DEER2017 | D17 v2 |  | Any | RtS | 1975 | CZ12 | cDXGF | Cap-Tons | 100 | 32000 | None | 151 | 0.168 | 0 | 151 | 0.168 | 0 | 151 | 0.168 | 0 | 151 | 0.168 | 0 | DEER:HVAC_Split-Package_AC | Annual | 1719 | 151 | 0.168 | 0 | 151 | 0.168 | 0 | NE-HVAC-airAC-SpltPkg-240to759kBtuh-11p5eer_MZDEER2017AnyRtS1975CZ12cPVVG | #N/A | NE-HVAC-airAC-SpltPkg-240to759kBtuh-11p5eer_SZDEER2017AnyRtS1975CZ12cDXGF | 12796 |  | #N/A | #N/A | #N/A | 151 | 0.168 | 0 | #N/A | #N/A | #N/A | 151 | 0.168 | 0 | #N/A | #N/A | 100 | 32000
NE-HVAC-airAC-SpltPkg-240to759kBtuh-11p5eer | DEER2017 | D17 v2 |  | Any | RtS | 1975 | CZ13 | cDXGF | Cap-Tons | 102 | 32000 | None | 208 | 0.176 | 0 | 208 | 0.176 | 0 | 208 | 0.176 | 0 | 208 | 0.176 | 0 | DEER:HVAC_Split-Package_AC | Annual | 1719 | 208 | 0.176 | 0 | 208 | 0.176 | 0 | NE-HVAC-airAC-SpltPkg-240to759kBtuh-11p5eer_MZDEER2017AnyRtS1975CZ13cPVVG | #N/A | NE-HVAC-airAC-SpltPkg-240to759kBtuh-11p5eer_SZDEER2017AnyRtS1975CZ13cDXGF | 12797 |  | #N/A | #N/A | #N/A | 208 | 0.176 | 0 | #N/A | #N/A | #N/A | 208 | 0.176 | 0 | #N/A | #N/A | 102 | 32000
NE-HVAC-airAC-SpltPkg-240to759kBtuh-11p5eer | DEER2017 | D17 v2 |  | Any | RtS | 1975 | CZ14 | cDXGF | Cap-Tons | 102 | 32000 | None | 201 | 0.187 | 0 | 201 | 0.187 | 0 | 201 | 0.187 | 0 | 201 | 0.187 | 0 | DEER:HVAC_Split-Package_AC | Annual | 1719 | 201 | 0.187 | 0 | 201 | 0.187 | 0 | NE-HVAC-airAC-SpltPkg-240to759kBtuh-11p5eer_MZDEER2017AnyRtS1975CZ14cPVVG | #N/A | NE-HVAC-airAC-SpltPkg-240to759kBtuh-11p5eer_SZDEER2017AnyRtS1975CZ14cDXGF | 12798 |  | #N/A | #N/A | #N/A | 201 | 0.187 | 0 | #N/A | #N/A | #N/A | 201 | 0.187 | 0 | #N/A | #N/A | 102 | 32000
NE-HVAC-airAC-SpltPkg-240to759kBtuh-11p5eer | DEER2017 | D17 v2 |  | Any | RtS | 1975 | CZ15 | cDXGF | Cap-Tons | 116 | 32000 | None | 347 | 0.202 | 0 | 347 | 0.202 | 0 | 347 | 0.202 | 0 | 347 | 0.202 | 0 | DEER:HVAC_Split-Package_AC | Annual | 1719 | 347 | 0.202 | 0 | 347 | 0.202 | 0 | NE-HVAC-airAC-SpltPkg-240to759kBtuh-11p5eer_MZDEER2017AnyRtS1975CZ15cPVVG | #N/A | NE-HVAC-airAC-SpltPkg-240to759kBtuh-11p5eer_SZDEER2017AnyRtS1975CZ15cDXGF | 12799 |  | #N/A | #N/A | #N/A | 347 | 0.202 | 0 | #N/A | #N/A | #N/A | 347 | 0.202 | 0 | #N/A | #N/A | 116 | 32000
NE-HVAC-airAC-SpltPkg-240to759kBtuh-11p5eer | DEER2017 | D17 v2 |  | Any | RtS | 1975 | CZ16 | cDXGF | Cap-Tons | 75.6 | 32000 | None | 83.9 | 0.125 | 0 | 83.9 | 0.125 | 0 | 83.9 | 0.125 | 0 | 83.9 | 0.125 | 0 | DEER:HVAC_Split-Package_AC | Annual | 1719 | 83.9 | 0.125 | 0 | 83.9 | 0.125 | 0 | NE-HVAC-airAC-SpltPkg-240to759kBtuh-11p5eer_MZDEER2017AnyRtS1975CZ16cPVVG | #N/A | NE-HVAC-airAC-SpltPkg-240to759kBtuh-11p5eer_SZDEER2017AnyRtS1975CZ16cDXGF | 12800 |  | #N/A | #N/A | #N/A | 83.9 | 0.125 | 0 | #N/A | #N/A | #N/A | 83.9 | 0.125 | 0 | #N/A | #N/A | 75.6 | 32000
NE-HVAC-airAC-SpltPkg-240to759kBtuh-11p5eer | DEER2017 | D17 v2 |  | Any | RtS | 1985 | CZ01 | cDXGF | Cap-Tons | 53 | 32000 | None | 11.7 | 0.053 | 0 | 11.7 | 0.053 | 0 | 11.7 | 0.053 | 0 | 11.7 | 0.053 | 0 | DEER:HVAC_Split-Package_AC | Annual | 1719 | 11.7 | 0.053 | 0 | 11.7 | 0.053 | 0 | NE-HVAC-airAC-SpltPkg-240to759kBtuh-11p5eer_MZDEER2017AnyRtS1985CZ01cPVVG | #N/A | NE-HVAC-airAC-SpltPkg-240to759kBtuh-11p5eer_SZDEER2017AnyRtS1985CZ01cDXGF | 34145 |  | #N/A | #N/A | #N/A | 11.7 | 0.053 | 0 | #N/A | #N/A | #N/A | 11.7 | 0.053 | 0 | #N/A | #N/A | 53 | 32000
NE-HVAC-airAC-SpltPkg-240to759kBtuh-11p5eer | DEER2017 | D17 v2 |  | Any | RtS | 1985 | CZ02 | cDXGF | Cap-Tons | 81.2 | 32000 | None | 113 | 0.173 | 0 | 113 | 0.173 | 0 | 113 | 0.173 | 0 | 113 | 0.173 | 0 | DEER:HVAC_Split-Package_AC | Annual | 1719 | 113 | 0.173 | 0 | 113 | 0.173 | 0 | NE-HVAC-airAC-SpltPkg-240to759kBtuh-11p5eer_MZDEER2017AnyRtS1985CZ02cPVVG | #N/A | NE-HVAC-airAC-SpltPkg-240to759kBtuh-11p5eer_SZDEER2017AnyRtS1985CZ02cDXGF | 34146 |  | #N/A | #N/A | #N/A | 113 | 0.173 | 0 | #N/A | #N/A | #N/A | 113 | 0.173 | 0 | #N/A | #N/A | 81.2 | 32000
NE-HVAC-airAC-SpltPkg-240to759kBtuh-11p5eer | DEER2017 | D17 v2 |  | Any | RtS | 1985 | CZ03 | cDXGF | Cap-Tons | 73.3 | 32000 | None | 51.1 | 0.118 | 0 | 51.1 | 0.118 | 0 | 51.1 | 0.118 | 0 | 51.1 | 0.118 | 0 | DEER:HVAC_Split-Package_AC | Annual | 1719 | 51.1 | 0.118 | 0 | 51.1 | 0.118 | 0 | NE-HVAC-airAC-SpltPkg-240to759kBtuh-11p5eer_MZDEER2017AnyRtS1985CZ03cPVVG | #N/A | NE-HVAC-airAC-SpltPkg-240to759kBtuh-11p5eer_SZDEER2017AnyRtS1985CZ03cDXGF | 34147 |  | #N/A | #N/A | #N/A | 51.1 | 0.118 | 0 | #N/A | #N/A | #N/A | 51.1 | 0.118 | 0 | #N/A | #N/A | 73.3 | 32000
NE-HVAC-airAC-SpltPkg-240to759kBtuh-11p5eer | DEER2017 | D17 v2 |  | Any | RtS | 1985 | CZ04 | cDXGF | Cap-Tons | 86.3 | 32000 | None | 116 | 0.156 | 0 | 116 | 0.156 | 0 | 116 | 0.156 | 0 | 116 | 0.156 | 0 | DEER:HVAC_Split-Package_AC | Annual | 1719 | 116 | 0.156 | 0 | 116 | 0.156 | 0 | NE-HVAC-airAC-SpltPkg-240to759kBtuh-11p5eer_MZDEER2017AnyRtS1985CZ04cPVVG | #N/A | NE-HVAC-airAC-SpltPkg-240to759kBtuh-11p5eer_SZDEER2017AnyRtS1985CZ04cDXGF | 34148 |  | #N/A | #N/A | #N/A | 116 | 0.156 | 0 | #N/A | #N/A | #N/A | 116 | 0.156 | 0 | #N/A | #N/A | 86.3 | 32000
NE-HVAC-airAC-SpltPkg-240to759kBtuh-11p5eer | DEER2017 | D17 v2 |  | Any | RtS | 1985 | CZ05 | cDXGF | Cap-Tons | 63 | 32000 | None | 62.8 | 0.0959 | 0 | 62.8 | 0.0959 | 0 | 62.8 | 0.0959 | 0 | 62.8 | 0.0959 | 0 | DEER:HVAC_Split-Package_AC | Annual | 1719 | 62.8 | 0.0959 | 0 | 62.8 | 0.0959 | 0 | NE-HVAC-airAC-SpltPkg-240to759kBtuh-11p5eer_MZDEER2017AnyRtS1985CZ05cPVVG | #N/A | NE-HVAC-airAC-SpltPkg-240to759kBtuh-11p5eer_SZDEER2017AnyRtS1985CZ05cDXGF | 34149 |  | #N/A | #N/A | #N/A | 62.8 | 0.0959 | 0 | #N/A | #N/A | #N/A | 62.8 | 0.0959 | 0 | #N/A | #N/A | 63 | 32000
NE-HVAC-airAC-SpltPkg-240to759kBtuh-11p5eer | DEER2017 | D17 v2 |  | Any | RtS | 1985 | CZ06 | cDXGF | Cap-Tons | 79.7 | 32000 | None | 124 | 0.139 | 0 | 124 | 0.139 | 0 | 124 | 0.139 | 0 | 124 | 0.139 | 0 | DEER:HVAC_Split-Package_AC | Annual | 1719 | 124 | 0.139 | 0 | 124 | 0.139 | 0 | NE-HVAC-airAC-SpltPkg-240to759kBtuh-11p5eer_MZDEER2017AnyRtS1985CZ06cPVVG | #N/A | NE-HVAC-airAC-SpltPkg-240to759kBtuh-11p5eer_SZDEER2017AnyRtS1985CZ06cDXGF | 34150 |  | #N/A | #N/A | #N/A | 124 | 0.139 | 0 | #N/A | #N/A | #N/A | 124 | 0.139 | 0 | #N/A | #N/A | 79.7 | 32000
NE-HVAC-airAC-SpltPkg-240to759kBtuh-11p5eer | DEER2017 | D17 v2 |  | Any | RtS | 1985 | CZ07 | cDXGF | Cap-Tons | 63.9 | 32000 | None | 150 | 0.147 | 0 | 150 | 0.147 | 0 | 150 | 0.147 | 0 | 150 | 0.147 | 0 | DEER:HVAC_Split-Package_AC | Annual | 1719 | 150 | 0.147 | 0 | 150 | 0.147 | 0 | NE-HVAC-airAC-SpltPkg-240to759kBtuh-11p5eer_MZDEER2017AnyRtS1985CZ07cPVVG | #N/A | NE-HVAC-airAC-SpltPkg-240to759kBtuh-11p5eer_SZDEER2017AnyRtS1985CZ07cDXGF | 34151 |  | #N/A | #N/A | #N/A | 150 | 0.147 | 0 | #N/A | #N/A | #N/A | 150 | 0.147 | 0 | #N/A | #N/A | 63.9 | 32000
NE-HVAC-airAC-SpltPkg-240to759kBtuh-11p5eer | DEER2017 | D17 v2 |  | Any | RtS | 1985 | CZ08 | cDXGF | Cap-Tons | 90.5 | 32000 | None | 145 | 0.148 | 0 | 145 | 0.148 | 0 | 145 | 0.148 | 0 | 145 | 0.148 | 0 | DEER:HVAC_Split-Package_AC | Annual | 1719 | 145 | 0.148 | 0 | 145 | 0.148 | 0 | NE-HVAC-airAC-SpltPkg-240to759kBtuh-11p5eer_MZDEER2017AnyRtS1985CZ08cPVVG | #N/A | NE-HVAC-airAC-SpltPkg-240to759kBtuh-11p5eer_SZDEER2017AnyRtS1985CZ08cDXGF | 34152 |  | #N/A | #N/A | #N/A | 145 | 0.148 | 0 | #N/A | #N/A | #N/A | 145 | 0.148 | 0 | #N/A | #N/A | 90.5 | 32000
NE-HVAC-airAC-SpltPkg-240to759kBtuh-11p5eer | DEER2017 | D17 v2 |  | Any | RtS | 1985 | CZ09 | cDXGF | Cap-Tons | 112 | 32000 | None | 134 | 0.172 | 0 | 134 | 0.172 | 0 | 134 | 0.172 | 0 | 134 | 0.172 | 0 | DEER:HVAC_Split-Package_AC | Annual | 1719 | 134 | 0.172 | 0 | 134 | 0.172 | 0 | NE-HVAC-airAC-SpltPkg-240to759kBtuh-11p5eer_MZDEER2017AnyRtS1985CZ09cPVVG | #N/A | NE-HVAC-airAC-SpltPkg-240to759kBtuh-11p5eer_SZDEER2017AnyRtS1985CZ09cDXGF | 34153 |  | #N/A | #N/A | #N/A | 134 | 0.172 | 0 | #N/A | #N/A | #N/A | 134 | 0.172 | 0 | #N/A | #N/A | 112 | 32000
NE-HVAC-airAC-SpltPkg-240to759kBtuh-11p5eer | DEER2017 | D17 v2 |  | Any | RtS | 1985 | CZ10 | cDXGF | Cap-Tons | 104 | 32000 | None | 166 | 0.19 | 0 | 166 | 0.19 | 0 | 166 | 0.19 | 0 | 166 | 0.19 | 0 | DEER:HVAC_Split-Package_AC | Annual | 1719 | 166 | 0.19 | 0 | 166 | 0.19 | 0 | NE-HVAC-airAC-SpltPkg-240to759kBtuh-11p5eer_MZDEER2017AnyRtS1985CZ10cPVVG | #N/A | NE-HVAC-airAC-SpltPkg-240to759kBtuh-11p5eer_SZDEER2017AnyRtS1985CZ10cDXGF | 34154 |  | #N/A | #N/A | #N/A | 166 | 0.19 | 0 | #N/A | #N/A | #N/A | 166 | 0.19 | 0 | #N/A | #N/A | 104 | 32000
NE-HVAC-airAC-SpltPkg-240to759kBtuh-11p5eer | DEER2017 | D17 v2 |  | Any | RtS | 1985 | CZ11 | cDXGF | Cap-Tons | 104 | 32000 | None | 181 | 0.168 | 0 | 181 | 0.168 | 0 | 181 | 0.168 | 0 | 181 | 0.168 | 0 | DEER:HVAC_Split-Package_AC | Annual | 1719 | 181 | 0.168 | 0 | 181 | 0.168 | 0 | NE-HVAC-airAC-SpltPkg-240to759kBtuh-11p5eer_MZDEER2017AnyRtS1985CZ11cPVVG | #N/A | NE-HVAC-airAC-SpltPkg-240to759kBtuh-11p5eer_SZDEER2017AnyRtS1985CZ11cDXGF | 34155 |  | #N/A | #N/A | #N/A | 181 | 0.168 | 0 | #N/A | #N/A | #N/A | 181 | 0.168 | 0 | #N/A | #N/A | 104 | 32000
NE-HVAC-airAC-SpltPkg-240to759kBtuh-11p5eer | DEER2017 | D17 v2 |  | Any | RtS | 1985 | CZ12 | cDXGF | Cap-Tons | 96.2 | 32000 | None | 150 | 0.167 | 0 | 150 | 0.167 | 0 | 150 | 0.167 | 0 | 150 | 0.167 | 0 | DEER:HVAC_Split-Package_AC | Annual | 1719 | 150 | 0.167 | 0 | 150 | 0.167 | 0 | NE-HVAC-airAC-SpltPkg-240to759kBtuh-11p5eer_MZDEER2017AnyRtS1985CZ12cPVVG | #N/A | NE-HVAC-airAC-SpltPkg-240to759kBtuh-11p5eer_SZDEER2017AnyRtS1985CZ12cDXGF | 34156 |  | #N/A | #N/A | #N/A | 150 | 0.167 | 0 | #N/A | #N/A | #N/A | 150 | 0.167 | 0 | #N/A | #N/A | 96.2 | 32000
NE-HVAC-airAC-SpltPkg-240to759kBtuh-11p5eer | DEER2017 | D17 v2 |  | Any | RtS | 1985 | CZ13 | cDXGF | Cap-Tons | 97.4 | 32000 | None | 207 | 0.175 | 0 | 207 | 0.175 | 0 | 207 | 0.175 | 0 | 207 | 0.175 | 0 | DEER:HVAC_Split-Package_AC | Annual | 1719 | 207 | 0.175 | 0 | 207 | 0.175 | 0 | NE-HVAC-airAC-SpltPkg-240to759kBtuh-11p5eer_MZDEER2017AnyRtS1985CZ13cPVVG | #N/A | NE-HVAC-airAC-SpltPkg-240to759kBtuh-11p5eer_SZDEER2017AnyRtS1985CZ13cDXGF | 34157 |  | #N/A | #N/A | #N/A | 207 | 0.175 | 0 | #N/A | #N/A | #N/A | 207 | 0.175 | 0 | #N/A | #N/A | 97.4 | 32000
NE-HVAC-airAC-SpltPkg-240to759kBtuh-11p5eer | DEER2017 | D17 v2 |  | Any | RtS | 1985 | CZ14 | cDXGF | Cap-Tons | 95.7 | 32000 | None | 202 | 0.184 | 0 | 202 | 0.184 | 0 | 202 | 0.184 | 0 | 202 | 0.184 | 0 | DEER:HVAC_Split-Package_AC | Annual | 1719 | 202 | 0.184 | 0 | 202 | 0.184 | 0 | NE-HVAC-airAC-SpltPkg-240to759kBtuh-11p5eer_MZDEER2017AnyRtS1985CZ14cPVVG | #N/A | NE-HVAC-airAC-SpltPkg-240to759kBtuh-11p5eer_SZDEER2017AnyRtS1985CZ14cDXGF | 34158 |  | #N/A | #N/A | #N/A | 202 | 0.184 | 0 | #N/A | #N/A | #N/A | 202 | 0.184 | 0 | #N/A | #N/A | 95.7 | 32000
NE-HVAC-airAC-SpltPkg-240to759kBtuh-11p5eer | DEER2017 | D17 v2 |  | Any | RtS | 1985 | CZ15 | cDXGF | Cap-Tons | 107 | 32000 | None | 352 | 0.202 | 0 | 352 | 0.202 | 0 | 352 | 0.202 | 0 | 352 | 0.202 | 0 | DEER:HVAC_Split-Package_AC | Annual | 1719 | 352 | 0.202 | 0 | 352 | 0.202 | 0 | NE-HVAC-airAC-SpltPkg-240to759kBtuh-11p5eer_MZDEER2017AnyRtS1985CZ15cPVVG | #N/A | NE-HVAC-airAC-SpltPkg-240to759kBtuh-11p5eer_SZDEER2017AnyRtS1985CZ15cDXGF | 34159 |  | #N/A | #N/A | #N/A | 352 | 0.202 | 0 | #N/A | #N/A | #N/A | 352 | 0.202 | 0 | #N/A | #N/A | 107 | 32000
NE-HVAC-airAC-SpltPkg-240to759kBtuh-11p5eer | DEER2017 | D17 v2 |  | Any | RtS | 1985 | CZ16 | cDXGF | Cap-Tons | 63.6 | 32000 | None | 99.5 | 0.133 | 0 | 99.5 | 0.133 | 0 | 99.5 | 0.133 | 0 | 99.5 | 0.133 | 0 | DEER:HVAC_Split-Package_AC | Annual | 1719 | 99.5 | 0.133 | 0 | 99.5 | 0.133 | 0 | NE-HVAC-airAC-SpltPkg-240to759kBtuh-11p5eer_MZDEER2017AnyRtS1985CZ16cPVVG | #N/A | NE-HVAC-airAC-SpltPkg-240to759kBtuh-11p5eer_SZDEER2017AnyRtS1985CZ16cDXGF | 34160 |  | #N/A | #N/A | #N/A | 99.5 | 0.133 | 0 | #N/A | #N/A | #N/A | 99.5 | 0.133 | 0 | #N/A | #N/A | 63.6 | 32000
NE-HVAC-airAC-SpltPkg-240to759kBtuh-11p5eer | DEER2017 | D17 v2 |  | Any | RtS | 1996 | CZ01 | cDXGF | Cap-Tons | 44.6 | 32000 | None | 9.95 | 0.0463 | 0 | 9.95 | 0.0463 | 0 | 9.95 | 0.0463 | 0 | 9.95 | 0.0463 | 0 | DEER:HVAC_Split-Package_AC | Annual | 1719 | 9.95 | 0.0463 | 0 | 9.95 | 0.0463 | 0 | NE-HVAC-airAC-SpltPkg-240to759kBtuh-11p5eer_MZDEER2017AnyRtS1996CZ01cPVVG | #N/A | NE-HVAC-airAC-SpltPkg-240to759kBtuh-11p5eer_SZDEER2017AnyRtS1996CZ01cDXGF | 55505 |  | #N/A | #N/A | #N/A | 9.95 | 0.0463 | 0 | #N/A | #N/A | #N/A | 9.95 | 0.0463 | 0 | #N/A | #N/A | 44.6 | 32000
NE-HVAC-airAC-SpltPkg-240to759kBtuh-11p5eer | DEER2017 | D17 v2 |  | Any | RtS | 1996 | CZ02 | cDXGF | Cap-Tons | 73 | 32000 | None | 111 | 0.173 | 0 | 111 | 0.173 | 0 | 111 | 0.173 | 0 | 111 | 0.173 | 0 | DEER:HVAC_Split-Package_AC | Annual | 1719 | 111 | 0.173 | 0 | 111 | 0.173 | 0 | NE-HVAC-airAC-SpltPkg-240to759kBtuh-11p5eer_MZDEER2017AnyRtS1996CZ02cPVVG | #N/A | NE-HVAC-airAC-SpltPkg-240to759kBtuh-11p5eer_SZDEER2017AnyRtS1996CZ02cDXGF | 55506 |  | #N/A | #N/A | #N/A | 111 | 0.173 | 0 | #N/A | #N/A | #N/A | 111 | 0.173 | 0 | #N/A | #N/A | 73 | 32000
NE-HVAC-airAC-SpltPkg-240to759kBtuh-11p5eer | DEER2017 | D17 v2 |  | Any | RtS | 1996 | CZ03 | cDXGF | Cap-Tons | 65.6 | 32000 | None | 47.9 | 0.118 | 0 | 47.9 | 0.118 | 0 | 47.9 | 0.118 | 0 | 47.9 | 0.118 | 0 | DEER:HVAC_Split-Package_AC | Annual | 1719 | 47.9 | 0.118 | 0 | 47.9 | 0.118 | 0 | NE-HVAC-airAC-SpltPkg-240to759kBtuh-11p5eer_MZDEER2017AnyRtS1996CZ03cPVVG | #N/A | NE-HVAC-airAC-SpltPkg-240to759kBtuh-11p5eer_SZDEER2017AnyRtS1996CZ03cDXGF | 55507 |  | #N/A | #N/A | #N/A | 47.9 | 0.118 | 0 | #N/A | #N/A | #N/A | 47.9 | 0.118 | 0 | #N/A | #N/A | 65.6 | 32000
NE-HVAC-airAC-SpltPkg-240to759kBtuh-11p5eer | DEER2017 | D17 v2 |  | Any | RtS | 1996 | CZ04 | cDXGF | Cap-Tons | 78 | 32000 | None | 113 | 0.157 | 0 | 113 | 0.157 | 0 | 113 | 0.157 | 0 | 113 | 0.157 | 0 | DEER:HVAC_Split-Package_AC | Annual | 1719 | 113 | 0.157 | 0 | 113 | 0.157 | 0 | NE-HVAC-airAC-SpltPkg-240to759kBtuh-11p5eer_MZDEER2017AnyRtS1996CZ04cPVVG | #N/A | NE-HVAC-airAC-SpltPkg-240to759kBtuh-11p5eer_SZDEER2017AnyRtS1996CZ04cDXGF | 55508 |  | #N/A | #N/A | #N/A | 113 | 0.157 | 0 | #N/A | #N/A | #N/A | 113 | 0.157 | 0 | #N/A | #N/A | 78 | 32000
NE-HVAC-airAC-SpltPkg-240to759kBtuh-11p5eer | DEER2017 | D17 v2 |  | Any | RtS | 1996 | CZ05 | cDXGF | Cap-Tons | 55.3 | 32000 | None | 58.7 | 0.0936 | 0 | 58.7 | 0.0936 | 0 | 58.7 | 0.0936 | 0 | 58.7 | 0.0936 | 0 | DEER:HVAC_Split-Package_AC | Annual | 1719 | 58.7 | 0.0936 | 0 | 58.7 | 0.0936 | 0 | NE-HVAC-airAC-SpltPkg-240to759kBtuh-11p5eer_MZDEER2017AnyRtS1996CZ05cPVVG | #N/A | NE-HVAC-airAC-SpltPkg-240to759kBtuh-11p5eer_SZDEER2017AnyRtS1996CZ05cDXGF | 55509 |  | #N/A | #N/A | #N/A | 58.7 | 0.0936 | 0 | #N/A | #N/A | #N/A | 58.7 | 0.0936 | 0 | #N/A | #N/A | 55.3 | 32000
NE-HVAC-airAC-SpltPkg-240to759kBtuh-11p5eer | DEER2017 | D17 v2 |  | Any | RtS | 1996 | CZ06 | cDXGF | Cap-Tons | 71.6 | 32000 | None | 122 | 0.14 | 0 | 122 | 0.14 | 0 | 122 | 0.14 | 0 | 122 | 0.14 | 0 | DEER:HVAC_Split-Package_AC | Annual | 1719 | 122 | 0.14 | 0 | 122 | 0.14 | 0 | NE-HVAC-airAC-SpltPkg-240to759kBtuh-11p5eer_MZDEER2017AnyRtS1996CZ06cPVVG | #N/A | NE-HVAC-airAC-SpltPkg-240to759kBtuh-11p5eer_SZDEER2017AnyRtS1996CZ06cDXGF | 55510 |  | #N/A | #N/A | #N/A | 122 | 0.14 | 0 | #N/A | #N/A | #N/A | 122 | 0.14 | 0 | #N/A | #N/A | 71.6 | 32000
NE-HVAC-airAC-SpltPkg-240to759kBtuh-11p5eer | DEER2017 | D17 v2 |  | Any | RtS | 1996 | CZ07 | cDXGF | Cap-Tons | 56.5 | 32000 | None | 148 | 0.147 | 0 | 148 | 0.147 | 0 | 148 | 0.147 | 0 | 148 | 0.147 | 0 | DEER:HVAC_Split-Package_AC | Annual | 1719 | 148 | 0.147 | 0 | 148 | 0.147 | 0 | NE-HVAC-airAC-SpltPkg-240to759kBtuh-11p5eer_MZDEER2017AnyRtS1996CZ07cPVVG | #N/A | NE-HVAC-airAC-SpltPkg-240to759kBtuh-11p5eer_SZDEER2017AnyRtS1996CZ07cDXGF | 55511 |  | #N/A | #N/A | #N/A | 148 | 0.147 | 0 | #N/A | #N/A | #N/A | 148 | 0.147 | 0 | #N/A | #N/A | 56.5 | 32000
NE-HVAC-airAC-SpltPkg-240to759kBtuh-11p5eer | DEER2017 | D17 v2 |  | Any | RtS | 1996 | CZ08 | cDXGF | Cap-Tons | 77.1 | 32000 | None | 156 | 0.155 | 0 | 156 | 0.155 | 0 | 156 | 0.155 | 0 | 156 | 0.155 | 0 | DEER:HVAC_Split-Package_AC | Annual | 1719 | 156 | 0.155 | 0 | 156 | 0.155 | 0 | NE-HVAC-airAC-SpltPkg-240to759kBtuh-11p5eer_MZDEER2017AnyRtS1996CZ08cPVVG | #N/A | NE-HVAC-airAC-SpltPkg-240to759kBtuh-11p5eer_SZDEER2017AnyRtS1996CZ08cDXGF | 55512 |  | #N/A | #N/A | #N/A | 156 | 0.155 | 0 | #N/A | #N/A | #N/A | 156 | 0.155 | 0 | #N/A | #N/A | 77.1 | 32000
NE-HVAC-airAC-SpltPkg-240to759kBtuh-11p5eer | DEER2017 | D17 v2 |  | Any | RtS | 1996 | CZ09 | cDXGF | Cap-Tons | 103 | 32000 | None | 133 | 0.173 | 0 | 133 | 0.173 | 0 | 133 | 0.173 | 0 | 133 | 0.173 | 0 | DEER:HVAC_Split-Package_AC | Annual | 1719 | 133 | 0.173 | 0 | 133 | 0.173 | 0 | NE-HVAC-airAC-SpltPkg-240to759kBtuh-11p5eer_MZDEER2017AnyRtS1996CZ09cPVVG | #N/A | NE-HVAC-airAC-SpltPkg-240to759kBtuh-11p5eer_SZDEER2017AnyRtS1996CZ09cDXGF | 55513 |  | #N/A | #N/A | #N/A | 133 | 0.173 | 0 | #N/A | #N/A | #N/A | 133 | 0.173 | 0 | #N/A | #N/A | 103 | 32000
NE-HVAC-airAC-SpltPkg-240to759kBtuh-11p5eer | DEER2017 | D17 v2 |  | Any | RtS | 1996 | CZ10 | cDXGF | Cap-Tons | 95.3 | 32000 | None | 165 | 0.191 | 0 | 165 | 0.191 | 0 | 165 | 0.191 | 0 | 165 | 0.191 | 0 | DEER:HVAC_Split-Package_AC | Annual | 1719 | 165 | 0.191 | 0 | 165 | 0.191 | 0 | NE-HVAC-airAC-SpltPkg-240to759kBtuh-11p5eer_MZDEER2017AnyRtS1996CZ10cPVVG | #N/A | NE-HVAC-airAC-SpltPkg-240to759kBtuh-11p5eer_SZDEER2017AnyRtS1996CZ10cDXGF | 55514 |  | #N/A | #N/A | #N/A | 165 | 0.191 | 0 | #N/A | #N/A | #N/A | 165 | 0.191 | 0 | #N/A | #N/A | 95.3 | 32000
NE-HVAC-airAC-SpltPkg-240to759kBtuh-11p5eer | DEER2017 | D17 v2 |  | Any | RtS | 1996 | CZ11 | cDXGF | Cap-Tons | 99.8 | 32000 | None | 163 | 0.16 | 0 | 163 | 0.16 | 0 | 163 | 0.16 | 0 | 163 | 0.16 | 0 | DEER:HVAC_Split-Package_AC | Annual | 1719 | 163 | 0.16 | 0 | 163 | 0.16 | 0 | NE-HVAC-airAC-SpltPkg-240to759kBtuh-11p5eer_MZDEER2017AnyRtS1996CZ11cPVVG | #N/A | NE-HVAC-airAC-SpltPkg-240to759kBtuh-11p5eer_SZDEER2017AnyRtS1996CZ11cDXGF | 55515 |  | #N/A | #N/A | #N/A | 163 | 0.16 | 0 | #N/A | #N/A | #N/A | 163 | 0.16 | 0 | #N/A | #N/A | 99.8 | 32000
NE-HVAC-airAC-SpltPkg-240to759kBtuh-11p5eer | DEER2017 | D17 v2 |  | Any | RtS | 1996 | CZ12 | cDXGF | Cap-Tons | 85 | 32000 | None | 146 | 0.168 | 0 | 146 | 0.168 | 0 | 146 | 0.168 | 0 | 146 | 0.168 | 0 | DEER:HVAC_Split-Package_AC | Annual | 1719 | 146 | 0.168 | 0 | 146 | 0.168 | 0 | NE-HVAC-airAC-SpltPkg-240to759kBtuh-11p5eer_MZDEER2017AnyRtS1996CZ12cPVVG | #N/A | NE-HVAC-airAC-SpltPkg-240to759kBtuh-11p5eer_SZDEER2017AnyRtS1996CZ12cDXGF | 55516 |  | #N/A | #N/A | #N/A | 146 | 0.168 | 0 | #N/A | #N/A | #N/A | 146 | 0.168 | 0 | #N/A | #N/A | 85 | 32000
NE-HVAC-airAC-SpltPkg-240to759kBtuh-11p5eer | DEER2017 | D17 v2 |  | Any | RtS | 1996 | CZ13 | cDXGF | Cap-Tons | 97.1 | 32000 | None | 181 | 0.167 | 0 | 181 | 0.167 | 0 | 181 | 0.167 | 0 | 181 | 0.167 | 0 | DEER:HVAC_Split-Package_AC | Annual | 1719 | 181 | 0.167 | 0 | 181 | 0.167 | 0 | NE-HVAC-airAC-SpltPkg-240to759kBtuh-11p5eer_MZDEER2017AnyRtS1996CZ13cPVVG | #N/A | NE-HVAC-airAC-SpltPkg-240to759kBtuh-11p5eer_SZDEER2017AnyRtS1996CZ13cDXGF | 55517 |  | #N/A | #N/A | #N/A | 181 | 0.167 | 0 | #N/A | #N/A | #N/A | 181 | 0.167 | 0 | #N/A | #N/A | 97.1 | 32000
NE-HVAC-airAC-SpltPkg-240to759kBtuh-11p5eer | DEER2017 | D17 v2 |  | Any | RtS | 1996 | CZ14 | cDXGF | Cap-Tons | 85.7 | 32000 | None | 197 | 0.184 | 0 | 197 | 0.184 | 0 | 197 | 0.184 | 0 | 197 | 0.184 | 0 | DEER:HVAC_Split-Package_AC | Annual | 1719 | 197 | 0.184 | 0 | 197 | 0.184 | 0 | NE-HVAC-airAC-SpltPkg-240to759kBtuh-11p5eer_MZDEER2017AnyRtS1996CZ14cPVVG | #N/A | NE-HVAC-airAC-SpltPkg-240to759kBtuh-11p5eer_SZDEER2017AnyRtS1996CZ14cDXGF | 55518 |  | #N/A | #N/A | #N/A | 197 | 0.184 | 0 | #N/A | #N/A | #N/A | 197 | 0.184 | 0 | #N/A | #N/A | 85.7 | 32000
NE-HVAC-airAC-SpltPkg-240to759kBtuh-11p5eer | DEER2017 | D17 v2 |  | Any | RtS | 1996 | CZ15 | cDXGF | Cap-Tons | 110 | 32000 | None | 315 | 0.193 | 0 | 315 | 0.193 | 0 | 315 | 0.193 | 0 | 315 | 0.193 | 0 | DEER:HVAC_Split-Package_AC | Annual | 1719 | 315 | 0.193 | 0 | 315 | 0.193 | 0 | NE-HVAC-airAC-SpltPkg-240to759kBtuh-11p5eer_MZDEER2017AnyRtS1996CZ15cPVVG | #N/A | NE-HVAC-airAC-SpltPkg-240to759kBtuh-11p5eer_SZDEER2017AnyRtS1996CZ15cDXGF | 55519 |  | #N/A | #N/A | #N/A | 315 | 0.193 | 0 | #N/A | #N/A | #N/A | 315 | 0.193 | 0 | #N/A | #N/A | 110 | 32000
NE-HVAC-airAC-SpltPkg-240to759kBtuh-11p5eer | DEER2017 | D17 v2 |  | Any | RtS | 1996 | CZ16 | cDXGF | Cap-Tons | 64.5 | 32000 | None | 78.1 | 0.12 | 0 | 78.1 | 0.12 | 0 | 78.1 | 0.12 | 0 | 78.1 | 0.12 | 0 | DEER:HVAC_Split-Package_AC | Annual | 1719 | 78.1 | 0.12 | 0 | 78.1 | 0.12 | 0 | NE-HVAC-airAC-SpltPkg-240to759kBtuh-11p5eer_MZDEER2017AnyRtS1996CZ16cPVVG | #N/A | NE-HVAC-airAC-SpltPkg-240to759kBtuh-11p5eer_SZDEER2017AnyRtS1996CZ16cDXGF | 55520 |  | #N/A | #N/A | #N/A | 78.1 | 0.12 | 0 | #N/A | #N/A | #N/A | 78.1 | 0.12 | 0 | #N/A | #N/A | 64.5 | 32000
NE-HVAC-airAC-SpltPkg-240to759kBtuh-11p5eer | DEER2017 | D17 v2 |  | Any | RtS | 2003 | CZ01 | cDXGF | Cap-Tons | 44.9 | 32000 | None | 12.3 | 0.0518 | 0 | 12.3 | 0.0518 | 0 | 12.3 | 0.0518 | 0 | 12.3 | 0.0518 | 0 | DEER:HVAC_Split-Package_AC | Annual | 1719 | 12.3 | 0.0518 | 0 | 12.3 | 0.0518 | 0 | NE-HVAC-airAC-SpltPkg-240to759kBtuh-11p5eer_MZDEER2017AnyRtS2003CZ01cPVVG | #N/A | NE-HVAC-airAC-SpltPkg-240to759kBtuh-11p5eer_SZDEER2017AnyRtS2003CZ01cDXGF | 76865 |  | #N/A | #N/A | #N/A | 12.3 | 0.0518 | 0 | #N/A | #N/A | #N/A | 12.3 | 0.0518 | 0 | #N/A | #N/A | 44.9 | 32000
NE-HVAC-airAC-SpltPkg-240to759kBtuh-11p5eer | DEER2017 | D17 v2 |  | Any | RtS | 2003 | CZ02 | cDXGF | Cap-Tons | 67 | 32000 | None | 119 | 0.175 | 0 | 119 | 0.175 | 0 | 119 | 0.175 | 0 | 119 | 0.175 | 0 | DEER:HVAC_Split-Package_AC | Annual | 1719 | 119 | 0.175 | 0 | 119 | 0.175 | 0 | NE-HVAC-airAC-SpltPkg-240to759kBtuh-11p5eer_MZDEER2017AnyRtS2003CZ02cPVVG | #N/A | NE-HVAC-airAC-SpltPkg-240to759kBtuh-11p5eer_SZDEER2017AnyRtS2003CZ02cDXGF | 76866 |  | #N/A | #N/A | #N/A | 119 | 0.175 | 0 | #N/A | #N/A | #N/A | 119 | 0.175 | 0 | #N/A | #N/A | 67 | 32000
NE-HVAC-airAC-SpltPkg-240to759kBtuh-11p5eer | DEER2017 | D17 v2 |  | Any | RtS | 2003 | CZ03 | cDXGF | Cap-Tons | 64.6 | 32000 | None | 52.4 | 0.12 | 0 | 52.4 | 0.12 | 0 | 52.4 | 0.12 | 0 | 52.4 | 0.12 | 0 | DEER:HVAC_Split-Package_AC | Annual | 1719 | 52.4 | 0.12 | 0 | 52.4 | 0.12 | 0 | NE-HVAC-airAC-SpltPkg-240to759kBtuh-11p5eer_MZDEER2017AnyRtS2003CZ03cPVVG | #N/A | NE-HVAC-airAC-SpltPkg-240to759kBtuh-11p5eer_SZDEER2017AnyRtS2003CZ03cDXGF | 76867 |  | #N/A | #N/A | #N/A | 52.4 | 0.12 | 0 | #N/A | #N/A | #N/A | 52.4 | 0.12 | 0 | #N/A | #N/A | 64.6 | 32000
NE-HVAC-airAC-SpltPkg-240to759kBtuh-11p5eer | DEER2017 | D17 v2 |  | Any | RtS | 2003 | CZ04 | cDXGF | Cap-Tons | 76.4 | 32000 | None | 118 | 0.158 | 0 | 118 | 0.158 | 0 | 118 | 0.158 | 0 | 118 | 0.158 | 0 | DEER:HVAC_Split-Package_AC | Annual | 1719 | 118 | 0.158 | 0 | 118 | 0.158 | 0 | NE-HVAC-airAC-SpltPkg-240to759kBtuh-11p5eer_MZDEER2017AnyRtS2003CZ04cPVVG | #N/A | NE-HVAC-airAC-SpltPkg-240to759kBtuh-11p5eer_SZDEER2017AnyRtS2003CZ04cDXGF | 76868 |  | #N/A | #N/A | #N/A | 118 | 0.158 | 0 | #N/A | #N/A | #N/A | 118 | 0.158 | 0 | #N/A | #N/A | 76.4 | 32000
NE-HVAC-airAC-SpltPkg-240to759kBtuh-11p5eer | DEER2017 | D17 v2 |  | Any | RtS | 2003 | CZ05 | cDXGF | Cap-Tons | 54.8 | 32000 | None | 64.4 | 0.0957 | 0 | 64.4 | 0.0957 | 0 | 64.4 | 0.0957 | 0 | 64.4 | 0.0957 | 0 | DEER:HVAC_Split-Package_AC | Annual | 1719 | 64.4 | 0.0957 | 0 | 64.4 | 0.0957 | 0 | NE-HVAC-airAC-SpltPkg-240to759kBtuh-11p5eer_MZDEER2017AnyRtS2003CZ05cPVVG | #N/A | NE-HVAC-airAC-SpltPkg-240to759kBtuh-11p5eer_SZDEER2017AnyRtS2003CZ05cDXGF | 76869 |  | #N/A | #N/A | #N/A | 64.4 | 0.0957 | 0 | #N/A | #N/A | #N/A | 64.4 | 0.0957 | 0 | #N/A | #N/A | 54.8 | 32000
NE-HVAC-airAC-SpltPkg-240to759kBtuh-11p5eer | DEER2017 | D17 v2 |  | Any | RtS | 2003 | CZ06 | cDXGF | Cap-Tons | 69.9 | 32000 | None | 134 | 0.146 | 0 | 134 | 0.146 | 0 | 134 | 0.146 | 0 | 134 | 0.146 | 0 | DEER:HVAC_Split-Package_AC | Annual | 1719 | 134 | 0.146 | 0 | 134 | 0.146 | 0 | NE-HVAC-airAC-SpltPkg-240to759kBtuh-11p5eer_MZDEER2017AnyRtS2003CZ06cPVVG | #N/A | NE-HVAC-airAC-SpltPkg-240to759kBtuh-11p5eer_SZDEER2017AnyRtS2003CZ06cDXGF | 76870 |  | #N/A | #N/A | #N/A | 134 | 0.146 | 0 | #N/A | #N/A | #N/A | 134 | 0.146 | 0 | #N/A | #N/A | 69.9 | 32000
NE-HVAC-airAC-SpltPkg-240to759kBtuh-11p5eer | DEER2017 | D17 v2 |  | Any | RtS | 2003 | CZ07 | cDXGF | Cap-Tons | 55.7 | 32000 | None | 163 | 0.15 | 0 | 163 | 0.15 | 0 | 163 | 0.15 | 0 | 163 | 0.15 | 0 | DEER:HVAC_Split-Package_AC | Annual | 1719 | 163 | 0.15 | 0 | 163 | 0.15 | 0 | NE-HVAC-airAC-SpltPkg-240to759kBtuh-11p5eer_MZDEER2017AnyRtS2003CZ07cPVVG | #N/A | NE-HVAC-airAC-SpltPkg-240to759kBtuh-11p5eer_SZDEER2017AnyRtS2003CZ07cDXGF | 76871 |  | #N/A | #N/A | #N/A | 163 | 0.15 | 0 | #N/A | #N/A | #N/A | 163 | 0.15 | 0 | #N/A | #N/A | 55.7 | 32000
NE-HVAC-airAC-SpltPkg-240to759kBtuh-11p5eer | DEER2017 | D17 v2 |  | Any | RtS | 2003 | CZ08 | cDXGF | Cap-Tons | 75.6 | 32000 | None | 167 | 0.16 | 0 | 167 | 0.16 | 0 | 167 | 0.16 | 0 | 167 | 0.16 | 0 | DEER:HVAC_Split-Package_AC | Annual | 1719 | 167 | 0.16 | 0 | 167 | 0.16 | 0 | NE-HVAC-airAC-SpltPkg-240to759kBtuh-11p5eer_MZDEER2017AnyRtS2003CZ08cPVVG | #N/A | NE-HVAC-airAC-SpltPkg-240to759kBtuh-11p5eer_SZDEER2017AnyRtS2003CZ08cDXGF | 76872 |  | #N/A | #N/A | #N/A | 167 | 0.16 | 0 | #N/A | #N/A | #N/A | 167 | 0.16 | 0 | #N/A | #N/A | 75.6 | 32000
NE-HVAC-airAC-SpltPkg-240to759kBtuh-11p5eer | DEER2017 | D17 v2 |  | Any | RtS | 2003 | CZ09 | cDXGF | Cap-Tons | 91.7 | 32000 | None | 152 | 0.181 | 0 | 152 | 0.181 | 0 | 152 | 0.181 | 0 | 152 | 0.181 | 0 | DEER:HVAC_Split-Package_AC | Annual | 1719 | 152 | 0.181 | 0 | 152 | 0.181 | 0 | NE-HVAC-airAC-SpltPkg-240to759kBtuh-11p5eer_MZDEER2017AnyRtS2003CZ09cPVVG | #N/A | NE-HVAC-airAC-SpltPkg-240to759kBtuh-11p5eer_SZDEER2017AnyRtS2003CZ09cDXGF | 76873 |  | #N/A | #N/A | #N/A | 152 | 0.181 | 0 | #N/A | #N/A | #N/A | 152 | 0.181 | 0 | #N/A | #N/A | 91.7 | 32000
NE-HVAC-airAC-SpltPkg-240to759kBtuh-11p5eer | DEER2017 | D17 v2 |  | Any | RtS | 2003 | CZ10 | cDXGF | Cap-Tons | 87.2 | 32000 | None | 174 | 0.191 | 0 | 174 | 0.191 | 0 | 174 | 0.191 | 0 | 174 | 0.191 | 0 | DEER:HVAC_Split-Package_AC | Annual | 1719 | 174 | 0.191 | 0 | 174 | 0.191 | 0 | NE-HVAC-airAC-SpltPkg-240to759kBtuh-11p5eer_MZDEER2017AnyRtS2003CZ10cPVVG | #N/A | NE-HVAC-airAC-SpltPkg-240to759kBtuh-11p5eer_SZDEER2017AnyRtS2003CZ10cDXGF | 76874 |  | #N/A | #N/A | #N/A | 174 | 0.191 | 0 | #N/A | #N/A | #N/A | 174 | 0.191 | 0 | #N/A | #N/A | 87.2 | 32000
NE-HVAC-airAC-SpltPkg-240to759kBtuh-11p5eer | DEER2017 | D17 v2 |  | Any | RtS | 2003 | CZ11 | cDXGF | Cap-Tons | 87.3 | 32000 | None | 188 | 0.172 | 0 | 188 | 0.172 | 0 | 188 | 0.172 | 0 | 188 | 0.172 | 0 | DEER:HVAC_Split-Package_AC | Annual | 1719 | 188 | 0.172 | 0 | 188 | 0.172 | 0 | NE-HVAC-airAC-SpltPkg-240to759kBtuh-11p5eer_MZDEER2017AnyRtS2003CZ11cPVVG | #N/A | NE-HVAC-airAC-SpltPkg-240to759kBtuh-11p5eer_SZDEER2017AnyRtS2003CZ11cDXGF | 76875 |  | #N/A | #N/A | #N/A | 188 | 0.172 | 0 | #N/A | #N/A | #N/A | 188 | 0.172 | 0 | #N/A | #N/A | 87.3 | 32000
NE-HVAC-airAC-SpltPkg-240to759kBtuh-11p5eer | DEER2017 | D17 v2 |  | Any | RtS | 2003 | CZ12 | cDXGF | Cap-Tons | 81.7 | 32000 | None | 155 | 0.169 | 0 | 155 | 0.169 | 0 | 155 | 0.169 | 0 | 155 | 0.169 | 0 | DEER:HVAC_Split-Package_AC | Annual | 1719 | 155 | 0.169 | 0 | 155 | 0.169 | 0 | NE-HVAC-airAC-SpltPkg-240to759kBtuh-11p5eer_MZDEER2017AnyRtS2003CZ12cPVVG | #N/A | NE-HVAC-airAC-SpltPkg-240to759kBtuh-11p5eer_SZDEER2017AnyRtS2003CZ12cDXGF | 76876 |  | #N/A | #N/A | #N/A | 155 | 0.169 | 0 | #N/A | #N/A | #N/A | 155 | 0.169 | 0 | #N/A | #N/A | 81.7 | 32000
NE-HVAC-airAC-SpltPkg-240to759kBtuh-11p5eer | DEER2017 | D17 v2 |  | Any | RtS | 2003 | CZ13 | cDXGF | Cap-Tons | 84.1 | 32000 | None | 210 | 0.175 | 0 | 210 | 0.175 | 0 | 210 | 0.175 | 0 | 210 | 0.175 | 0 | DEER:HVAC_Split-Package_AC | Annual | 1719 | 210 | 0.175 | 0 | 210 | 0.175 | 0 | NE-HVAC-airAC-SpltPkg-240to759kBtuh-11p5eer_MZDEER2017AnyRtS2003CZ13cPVVG | #N/A | NE-HVAC-airAC-SpltPkg-240to759kBtuh-11p5eer_SZDEER2017AnyRtS2003CZ13cDXGF | 76877 |  | #N/A | #N/A | #N/A | 210 | 0.175 | 0 | #N/A | #N/A | #N/A | 210 | 0.175 | 0 | #N/A | #N/A | 84.1 | 32000
NE-HVAC-airAC-SpltPkg-240to759kBtuh-11p5eer | DEER2017 | D17 v2 |  | Any | RtS | 2003 | CZ14 | cDXGF | Cap-Tons | 83.3 | 32000 | None | 202 | 0.184 | 0 | 202 | 0.184 | 0 | 202 | 0.184 | 0 | 202 | 0.184 | 0 | DEER:HVAC_Split-Package_AC | Annual | 1719 | 202 | 0.184 | 0 | 202 | 0.184 | 0 | NE-HVAC-airAC-SpltPkg-240to759kBtuh-11p5eer_MZDEER2017AnyRtS2003CZ14cPVVG | #N/A | NE-HVAC-airAC-SpltPkg-240to759kBtuh-11p5eer_SZDEER2017AnyRtS2003CZ14cDXGF | 76878 |  | #N/A | #N/A | #N/A | 202 | 0.184 | 0 | #N/A | #N/A | #N/A | 202 | 0.184 | 0 | #N/A | #N/A | 83.3 | 32000
NE-HVAC-airAC-SpltPkg-240to759kBtuh-11p5eer | DEER2017 | D17 v2 |  | Any | RtS | 2003 | CZ15 | cDXGF | Cap-Tons | 107 | 32000 | None | 319 | 0.193 | 0 | 319 | 0.193 | 0 | 319 | 0.193 | 0 | 319 | 0.193 | 0 | DEER:HVAC_Split-Package_AC | Annual | 1719 | 319 | 0.193 | 0 | 319 | 0.193 | 0 | NE-HVAC-airAC-SpltPkg-240to759kBtuh-11p5eer_MZDEER2017AnyRtS2003CZ15cPVVG | #N/A | NE-HVAC-airAC-SpltPkg-240to759kBtuh-11p5eer_SZDEER2017AnyRtS2003CZ15cDXGF | 76879 |  | #N/A | #N/A | #N/A | 319 | 0.193 | 0 | #N/A | #N/A | #N/A | 319 | 0.193 | 0 | #N/A | #N/A | 107 | 32000
NE-HVAC-airAC-SpltPkg-240to759kBtuh-11p5eer | DEER2017 | D17 v2 |  | Any | RtS | 2003 | CZ16 | cDXGF | Cap-Tons | 54.2 | 32000 | None | 99.7 | 0.134 | 0 | 99.7 | 0.134 | 0 | 99.7 | 0.134 | 0 | 99.7 | 0.134 | 0 | DEER:HVAC_Split-Package_AC | Annual | 1719 | 99.7 | 0.134 | 0 | 99.7 | 0.134 | 0 | NE-HVAC-airAC-SpltPkg-240to759kBtuh-11p5eer_MZDEER2017AnyRtS2003CZ16cPVVG | #N/A | NE-HVAC-airAC-SpltPkg-240to759kBtuh-11p5eer_SZDEER2017AnyRtS2003CZ16cDXGF | 76880 |  | #N/A | #N/A | #N/A | 99.7 | 0.134 | 0 | #N/A | #N/A | #N/A | 99.7 | 0.134 | 0 | #N/A | #N/A | 54.2 | 32000
NE-HVAC-airAC-SpltPkg-240to759kBtuh-11p5eer | DEER2017 | D17 v2 |  | Any | RtS | 2007 | CZ01 | cDXGF | Cap-Tons | 44.7 | 32000 | None | 12.2 | 0.0514 | 0 | 12.2 | 0.0514 | 0 | 12.2 | 0.0514 | 0 | 12.2 | 0.0514 | 0 | DEER:HVAC_Split-Package_AC | Annual | 1719 | 12.2 | 0.0514 | 0 | 12.2 | 0.0514 | 0 | NE-HVAC-airAC-SpltPkg-240to759kBtuh-11p5eer_MZDEER2017AnyRtS2007CZ01cPVVG | #N/A | NE-HVAC-airAC-SpltPkg-240to759kBtuh-11p5eer_SZDEER2017AnyRtS2007CZ01cDXGF | 98225 |  | #N/A | #N/A | #N/A | 12.2 | 0.0514 | 0 | #N/A | #N/A | #N/A | 12.2 | 0.0514 | 0 | #N/A | #N/A | 44.7 | 32000
NE-HVAC-airAC-SpltPkg-240to759kBtuh-11p5eer | DEER2017 | D17 v2 |  | Any | RtS | 2007 | CZ02 | cDXGF | Cap-Tons | 66.8 | 32000 | None | 119 | 0.174 | 0 | 119 | 0.174 | 0 | 119 | 0.174 | 0 | 119 | 0.174 | 0 | DEER:HVAC_Split-Package_AC | Annual | 1719 | 119 | 0.174 | 0 | 119 | 0.174 | 0 | NE-HVAC-airAC-SpltPkg-240to759kBtuh-11p5eer_MZDEER2017AnyRtS2007CZ02cPVVG | #N/A | NE-HVAC-airAC-SpltPkg-240to759kBtuh-11p5eer_SZDEER2017AnyRtS2007CZ02cDXGF | 98226 |  | #N/A | #N/A | #N/A | 119 | 0.174 | 0 | #N/A | #N/A | #N/A | 119 | 0.174 | 0 | #N/A | #N/A | 66.8 | 32000
NE-HVAC-airAC-SpltPkg-240to759kBtuh-11p5eer | DEER2017 | D17 v2 |  | Any | RtS | 2007 | CZ03 | cDXGF | Cap-Tons | 64.4 | 32000 | None | 52.2 | 0.12 | 0 | 52.2 | 0.12 | 0 | 52.2 | 0.12 | 0 | 52.2 | 0.12 | 0 | DEER:HVAC_Split-Package_AC | Annual | 1719 | 52.2 | 0.12 | 0 | 52.2 | 0.12 | 0 | NE-HVAC-airAC-SpltPkg-240to759kBtuh-11p5eer_MZDEER2017AnyRtS2007CZ03cPVVG | #N/A | NE-HVAC-airAC-SpltPkg-240to759kBtuh-11p5eer_SZDEER2017AnyRtS2007CZ03cDXGF | 98227 |  | #N/A | #N/A | #N/A | 52.2 | 0.12 | 0 | #N/A | #N/A | #N/A | 52.2 | 0.12 | 0 | #N/A | #N/A | 64.4 | 32000
NE-HVAC-airAC-SpltPkg-240to759kBtuh-11p5eer | DEER2017 | D17 v2 |  | Any | RtS | 2007 | CZ04 | cDXGF | Cap-Tons | 76.2 | 32000 | None | 117 | 0.157 | 0 | 117 | 0.157 | 0 | 117 | 0.157 | 0 | 117 | 0.157 | 0 | DEER:HVAC_Split-Package_AC | Annual | 1719 | 117 | 0.157 | 0 | 117 | 0.157 | 0 | NE-HVAC-airAC-SpltPkg-240to759kBtuh-11p5eer_MZDEER2017AnyRtS2007CZ04cPVVG | #N/A | NE-HVAC-airAC-SpltPkg-240to759kBtuh-11p5eer_SZDEER2017AnyRtS2007CZ04cDXGF | 98228 |  | #N/A | #N/A | #N/A | 117 | 0.157 | 0 | #N/A | #N/A | #N/A | 117 | 0.157 | 0 | #N/A | #N/A | 76.2 | 32000
NE-HVAC-airAC-SpltPkg-240to759kBtuh-11p5eer | DEER2017 | D17 v2 |  | Any | RtS | 2007 | CZ05 | cDXGF | Cap-Tons | 54.7 | 32000 | None | 64.1 | 0.0955 | 0 | 64.1 | 0.0955 | 0 | 64.1 | 0.0955 | 0 | 64.1 | 0.0955 | 0 | DEER:HVAC_Split-Package_AC | Annual | 1719 | 64.1 | 0.0955 | 0 | 64.1 | 0.0955 | 0 | NE-HVAC-airAC-SpltPkg-240to759kBtuh-11p5eer_MZDEER2017AnyRtS2007CZ05cPVVG | #N/A | NE-HVAC-airAC-SpltPkg-240to759kBtuh-11p5eer_SZDEER2017AnyRtS2007CZ05cDXGF | 98229 |  | #N/A | #N/A | #N/A | 64.1 | 0.0955 | 0 | #N/A | #N/A | #N/A | 64.1 | 0.0955 | 0 | #N/A | #N/A | 54.7 | 32000
NE-HVAC-airAC-SpltPkg-240to759kBtuh-11p5eer | DEER2017 | D17 v2 |  | Any | RtS | 2007 | CZ06 | cDXGF | Cap-Tons | 69.7 | 32000 | None | 134 | 0.146 | 0 | 134 | 0.146 | 0 | 134 | 0.146 | 0 | 134 | 0.146 | 0 | DEER:HVAC_Split-Package_AC | Annual | 1719 | 134 | 0.146 | 0 | 134 | 0.146 | 0 | NE-HVAC-airAC-SpltPkg-240to759kBtuh-11p5eer_MZDEER2017AnyRtS2007CZ06cPVVG | #N/A | NE-HVAC-airAC-SpltPkg-240to759kBtuh-11p5eer_SZDEER2017AnyRtS2007CZ06cDXGF | 98230 |  | #N/A | #N/A | #N/A | 134 | 0.146 | 0 | #N/A | #N/A | #N/A | 134 | 0.146 | 0 | #N/A | #N/A | 69.7 | 32000
NE-HVAC-airAC-SpltPkg-240to759kBtuh-11p5eer | DEER2017 | D17 v2 |  | Any | RtS | 2007 | CZ07 | cDXGF | Cap-Tons | 55.5 | 32000 | None | 162 | 0.15 | 0 | 162 | 0.15 | 0 | 162 | 0.15 | 0 | 162 | 0.15 | 0 | DEER:HVAC_Split-Package_AC | Annual | 1719 | 162 | 0.15 | 0 | 162 | 0.15 | 0 | NE-HVAC-airAC-SpltPkg-240to759kBtuh-11p5eer_MZDEER2017AnyRtS2007CZ07cPVVG | #N/A | NE-HVAC-airAC-SpltPkg-240to759kBtuh-11p5eer_SZDEER2017AnyRtS2007CZ07cDXGF | 98231 |  | #N/A | #N/A | #N/A | 162 | 0.15 | 0 | #N/A | #N/A | #N/A | 162 | 0.15 | 0 | #N/A | #N/A | 55.5 | 32000
NE-HVAC-airAC-SpltPkg-240to759kBtuh-11p5eer | DEER2017 | D17 v2 |  | Any | RtS | 2007 | CZ08 | cDXGF | Cap-Tons | 75.4 | 32000 | None | 167 | 0.16 | 0 | 167 | 0.16 | 0 | 167 | 0.16 | 0 | 167 | 0.16 | 0 | DEER:HVAC_Split-Package_AC | Annual | 1719 | 167 | 0.16 | 0 | 167 | 0.16 | 0 | NE-HVAC-airAC-SpltPkg-240to759kBtuh-11p5eer_MZDEER2017AnyRtS2007CZ08cPVVG | #N/A | NE-HVAC-airAC-SpltPkg-240to759kBtuh-11p5eer_SZDEER2017AnyRtS2007CZ08cDXGF | 98232 |  | #N/A | #N/A | #N/A | 167 | 0.16 | 0 | #N/A | #N/A | #N/A | 167 | 0.16 | 0 | #N/A | #N/A | 75.4 | 32000
NE-HVAC-airAC-SpltPkg-240to759kBtuh-11p5eer | DEER2017 | D17 v2 |  | Any | RtS | 2007 | CZ09 | cDXGF | Cap-Tons | 91.5 | 32000 | None | 152 | 0.181 | 0 | 152 | 0.181 | 0 | 152 | 0.181 | 0 | 152 | 0.181 | 0 | DEER:HVAC_Split-Package_AC | Annual | 1719 | 152 | 0.181 | 0 | 152 | 0.181 | 0 | NE-HVAC-airAC-SpltPkg-240to759kBtuh-11p5eer_MZDEER2017AnyRtS2007CZ09cPVVG | #N/A | NE-HVAC-airAC-SpltPkg-240to759kBtuh-11p5eer_SZDEER2017AnyRtS2007CZ09cDXGF | 98233 |  | #N/A | #N/A | #N/A | 152 | 0.181 | 0 | #N/A | #N/A | #N/A | 152 | 0.181 | 0 | #N/A | #N/A | 91.5 | 32000
NE-HVAC-airAC-SpltPkg-240to759kBtuh-11p5eer | DEER2017 | D17 v2 |  | Any | RtS | 2007 | CZ10 | cDXGF | Cap-Tons | 87 | 32000 | None | 173 | 0.191 | 0 | 173 | 0.191 | 0 | 173 | 0.191 | 0 | 173 | 0.191 | 0 | DEER:HVAC_Split-Package_AC | Annual | 1719 | 173 | 0.191 | 0 | 173 | 0.191 | 0 | NE-HVAC-airAC-SpltPkg-240to759kBtuh-11p5eer_MZDEER2017AnyRtS2007CZ10cPVVG | #N/A | NE-HVAC-airAC-SpltPkg-240to759kBtuh-11p5eer_SZDEER2017AnyRtS2007CZ10cDXGF | 98234 |  | #N/A | #N/A | #N/A | 173 | 0.191 | 0 | #N/A | #N/A | #N/A | 173 | 0.191 | 0 | #N/A | #N/A | 87 | 32000
NE-HVAC-airAC-SpltPkg-240to759kBtuh-11p5eer | DEER2017 | D17 v2 |  | Any | RtS | 2007 | CZ11 | cDXGF | Cap-Tons | 87.2 | 32000 | None | 188 | 0.172 | 0 | 188 | 0.172 | 0 | 188 | 0.172 | 0 | 188 | 0.172 | 0 | DEER:HVAC_Split-Package_AC | Annual | 1719 | 188 | 0.172 | 0 | 188 | 0.172 | 0 | NE-HVAC-airAC-SpltPkg-240to759kBtuh-11p5eer_MZDEER2017AnyRtS2007CZ11cPVVG | #N/A | NE-HVAC-airAC-SpltPkg-240to759kBtuh-11p5eer_SZDEER2017AnyRtS2007CZ11cDXGF | 98235 |  | #N/A | #N/A | #N/A | 188 | 0.172 | 0 | #N/A | #N/A | #N/A | 188 | 0.172 | 0 | #N/A | #N/A | 87.2 | 32000
NE-HVAC-airAC-SpltPkg-240to759kBtuh-11p5eer | DEER2017 | D17 v2 |  | Any | RtS | 2007 | CZ12 | cDXGF | Cap-Tons | 81.5 | 32000 | None | 154 | 0.169 | 0 | 154 | 0.169 | 0 | 154 | 0.169 | 0 | 154 | 0.169 | 0 | DEER:HVAC_Split-Package_AC | Annual | 1719 | 154 | 0.169 | 0 | 154 | 0.169 | 0 | NE-HVAC-airAC-SpltPkg-240to759kBtuh-11p5eer_MZDEER2017AnyRtS2007CZ12cPVVG | #N/A | NE-HVAC-airAC-SpltPkg-240to759kBtuh-11p5eer_SZDEER2017AnyRtS2007CZ12cDXGF | 98236 |  | #N/A | #N/A | #N/A | 154 | 0.169 | 0 | #N/A | #N/A | #N/A | 154 | 0.169 | 0 | #N/A | #N/A | 81.5 | 32000
NE-HVAC-airAC-SpltPkg-240to759kBtuh-11p5eer | DEER2017 | D17 v2 |  | Any | RtS | 2007 | CZ13 | cDXGF | Cap-Tons | 83.9 | 32000 | None | 210 | 0.175 | 0 | 210 | 0.175 | 0 | 210 | 0.175 | 0 | 210 | 0.175 | 0 | DEER:HVAC_Split-Package_AC | Annual | 1719 | 210 | 0.175 | 0 | 210 | 0.175 | 0 | NE-HVAC-airAC-SpltPkg-240to759kBtuh-11p5eer_MZDEER2017AnyRtS2007CZ13cPVVG | #N/A | NE-HVAC-airAC-SpltPkg-240to759kBtuh-11p5eer_SZDEER2017AnyRtS2007CZ13cDXGF | 98237 |  | #N/A | #N/A | #N/A | 210 | 0.175 | 0 | #N/A | #N/A | #N/A | 210 | 0.175 | 0 | #N/A | #N/A | 83.9 | 32000
NE-HVAC-airAC-SpltPkg-240to759kBtuh-11p5eer | DEER2017 | D17 v2 |  | Any | RtS | 2007 | CZ14 | cDXGF | Cap-Tons | 83.1 | 32000 | None | 202 | 0.184 | 0 | 202 | 0.184 | 0 | 202 | 0.184 | 0 | 202 | 0.184 | 0 | DEER:HVAC_Split-Package_AC | Annual | 1719 | 202 | 0.184 | 0 | 202 | 0.184 | 0 | NE-HVAC-airAC-SpltPkg-240to759kBtuh-11p5eer_MZDEER2017AnyRtS2007CZ14cPVVG | #N/A | NE-HVAC-airAC-SpltPkg-240to759kBtuh-11p5eer_SZDEER2017AnyRtS2007CZ14cDXGF | 98238 |  | #N/A | #N/A | #N/A | 202 | 0.184 | 0 | #N/A | #N/A | #N/A | 202 | 0.184 | 0 | #N/A | #N/A | 83.1 | 32000
NE-HVAC-airAC-SpltPkg-240to759kBtuh-11p5eer | DEER2017 | D17 v2 |  | Any | RtS | 2007 | CZ15 | cDXGF | Cap-Tons | 107 | 32000 | None | 319 | 0.193 | 0 | 319 | 0.193 | 0 | 319 | 0.193 | 0 | 319 | 0.193 | 0 | DEER:HVAC_Split-Package_AC | Annual | 1719 | 319 | 0.193 | 0 | 319 | 0.193 | 0 | NE-HVAC-airAC-SpltPkg-240to759kBtuh-11p5eer_MZDEER2017AnyRtS2007CZ15cPVVG | #N/A | NE-HVAC-airAC-SpltPkg-240to759kBtuh-11p5eer_SZDEER2017AnyRtS2007CZ15cDXGF | 98239 |  | #N/A | #N/A | #N/A | 319 | 0.193 | 0 | #N/A | #N/A | #N/A | 319 | 0.193 | 0 | #N/A | #N/A | 107 | 32000
NE-HVAC-airAC-SpltPkg-240to759kBtuh-11p5eer | DEER2017 | D17 v2 |  | Any | RtS | 2007 | CZ16 | cDXGF | Cap-Tons | 54 | 32000 | None | 99.5 | 0.134 | 0 | 99.5 | 0.134 | 0 | 99.5 | 0.134 | 0 | 99.5 | 0.134 | 0 | DEER:HVAC_Split-Package_AC | Annual | 1719 | 99.5 | 0.134 | 0 | 99.5 | 0.134 | 0 | NE-HVAC-airAC-SpltPkg-240to759kBtuh-11p5eer_MZDEER2017AnyRtS2007CZ16cPVVG | #N/A | NE-HVAC-airAC-SpltPkg-240to759kBtuh-11p5eer_SZDEER2017AnyRtS2007CZ16cDXGF | 98240 |  | #N/A | #N/A | #N/A | 99.5 | 0.134 | 0 | #N/A | #N/A | #N/A | 99.5 | 0.134 | 0 | #N/A | #N/A | 54 | 32000
NE-HVAC-airAC-SpltPkg-240to759kBtuh-11p5eer | DEER2017 | D17 v2 |  | Any | RtS | 2011 | CZ01 | cDXGF | Cap-Tons | 43.6 | 32000 | None | 455 | 0.112 | -10.4 | 13.1 | 0.0514 | 0 | 455 | 0.112 | -10.4 | 13.1 | 0.0514 | 0 | DEER:HVAC_Split-Package_AC | Annual | 1719 | 455 | 0.112 | -10.4 | 13.1 | 0.0514 | 0 | NE-HVAC-airAC-SpltPkg-240to759kBtuh-11p5eer_MZDEER2017AnyRtS2011CZ01cPVVG | #N/A | NE-HVAC-airAC-SpltPkg-240to759kBtuh-11p5eer_SZDEER2017AnyRtS2011CZ01cDXGF | 119585 |  | #N/A | #N/A | #N/A | 455 | 0.112 | -10.4 | #N/A | #N/A | #N/A | 13.1 | 0.0514 | 0 | #N/A | #N/A | 43.6 | 32000
NE-HVAC-airAC-SpltPkg-240to759kBtuh-11p5eer | DEER2017 | D17 v2 |  | Any | RtS | 2011 | CZ02 | cDXGF | Cap-Tons | 65.9 | 32000 | None | 593 | 0.238 | -6.02 | 116 | 0.173 | 0 | 593 | 0.238 | -6.02 | 116 | 0.173 | 0 | DEER:HVAC_Split-Package_AC | Annual | 1719 | 593 | 0.238 | -6.02 | 116 | 0.173 | 0 | NE-HVAC-airAC-SpltPkg-240to759kBtuh-11p5eer_MZDEER2017AnyRtS2011CZ02cPVVG | #N/A | NE-HVAC-airAC-SpltPkg-240to759kBtuh-11p5eer_SZDEER2017AnyRtS2011CZ02cDXGF | 119586 |  | #N/A | #N/A | #N/A | 593 | 0.238 | -6.02 | #N/A | #N/A | #N/A | 116 | 0.173 | 0 | #N/A | #N/A | 65.9 | 32000
NE-HVAC-airAC-SpltPkg-240to759kBtuh-11p5eer | DEER2017 | D17 v2 |  | Any | RtS | 2011 | CZ03 | cDXGF | Cap-Tons | 63.6 | 32000 | None | 496 | 0.25 | -6.64 | 50.9 | 0.118 | 0 | 496 | 0.25 | -6.64 | 50.9 | 0.118 | 0 | DEER:HVAC_Split-Package_AC | Annual | 1719 | 496 | 0.25 | -6.64 | 50.9 | 0.118 | 0 | NE-HVAC-airAC-SpltPkg-240to759kBtuh-11p5eer_MZDEER2017AnyRtS2011CZ03cPVVG | #N/A | NE-HVAC-airAC-SpltPkg-240to759kBtuh-11p5eer_SZDEER2017AnyRtS2011CZ03cDXGF | 119587 |  | #N/A | #N/A | #N/A | 496 | 0.25 | -6.64 | #N/A | #N/A | #N/A | 50.9 | 0.118 | 0 | #N/A | #N/A | 63.6 | 32000
NE-HVAC-airAC-SpltPkg-240to759kBtuh-11p5eer | DEER2017 | D17 v2 |  | Any | RtS | 2011 | CZ04 | cDXGF | Cap-Tons | 75.4 | 32000 | None | 634 | 0.254 | -4.93 | 115 | 0.156 | 0 | 634 | 0.254 | -4.93 | 115 | 0.156 | 0 | DEER:HVAC_Split-Package_AC | Annual | 1719 | 634 | 0.254 | -4.93 | 115 | 0.156 | 0 | NE-HVAC-airAC-SpltPkg-240to759kBtuh-11p5eer_MZDEER2017AnyRtS2011CZ04cPVVG | #N/A | NE-HVAC-airAC-SpltPkg-240to759kBtuh-11p5eer_SZDEER2017AnyRtS2011CZ04cDXGF | 119588 |  | #N/A | #N/A | #N/A | 634 | 0.254 | -4.93 | #N/A | #N/A | #N/A | 115 | 0.156 | 0 | #N/A | #N/A | 75.4 | 32000
NE-HVAC-airAC-SpltPkg-240to759kBtuh-11p5eer | DEER2017 | D17 v2 |  | Any | RtS | 2011 | CZ05 | cDXGF | Cap-Tons | 53.9 | 32000 | None | 487 | 0.234 | -6.39 | 62.9 | 0.0944 | 0 | 487 | 0.234 | -6.39 | 62.9 | 0.0944 | 0 | DEER:HVAC_Split-Package_AC | Annual | 1719 | 487 | 0.234 | -6.39 | 62.9 | 0.0944 | 0 | NE-HVAC-airAC-SpltPkg-240to759kBtuh-11p5eer_MZDEER2017AnyRtS2011CZ05cPVVG | #N/A | NE-HVAC-airAC-SpltPkg-240to759kBtuh-11p5eer_SZDEER2017AnyRtS2011CZ05cDXGF | 119589 |  | #N/A | #N/A | #N/A | 487 | 0.234 | -6.39 | #N/A | #N/A | #N/A | 62.9 | 0.0944 | 0 | #N/A | #N/A | 53.9 | 32000
NE-HVAC-airAC-SpltPkg-240to759kBtuh-11p5eer | DEER2017 | D17 v2 |  | Any | RtS | 2011 | CZ06 | cDXGF | Cap-Tons | 68.8 | 32000 | None | 581 | 0.209 | -3.16 | 132 | 0.146 | 0 | 581 | 0.209 | -3.16 | 132 | 0.146 | 0 | DEER:HVAC_Split-Package_AC | Annual | 1719 | 581 | 0.209 | -3.16 | 132 | 0.146 | 0 | NE-HVAC-airAC-SpltPkg-240to759kBtuh-11p5eer_MZDEER2017AnyRtS2011CZ06cPVVG | #N/A | NE-HVAC-airAC-SpltPkg-240to759kBtuh-11p5eer_SZDEER2017AnyRtS2011CZ06cDXGF | 119590 |  | #N/A | #N/A | #N/A | 581 | 0.209 | -3.16 | #N/A | #N/A | #N/A | 132 | 0.146 | 0 | #N/A | #N/A | 68.8 | 32000
NE-HVAC-airAC-SpltPkg-240to759kBtuh-11p5eer | DEER2017 | D17 v2 |  | Any | RtS | 2011 | CZ07 | cDXGF | Cap-Tons | 54.7 | 32000 | None | 490 | 0.175 | -2.03 | 160 | 0.149 | 0 | 490 | 0.175 | -2.03 | 160 | 0.149 | 0 | DEER:HVAC_Split-Package_AC | Annual | 1719 | 490 | 0.175 | -2.03 | 160 | 0.149 | 0 | NE-HVAC-airAC-SpltPkg-240to759kBtuh-11p5eer_MZDEER2017AnyRtS2011CZ07cPVVG | #N/A | NE-HVAC-airAC-SpltPkg-240to759kBtuh-11p5eer_SZDEER2017AnyRtS2011CZ07cDXGF | 119591 |  | #N/A | #N/A | #N/A | 490 | 0.175 | -2.03 | #N/A | #N/A | #N/A | 160 | 0.149 | 0 | #N/A | #N/A | 54.7 | 32000
NE-HVAC-airAC-SpltPkg-240to759kBtuh-11p5eer | DEER2017 | D17 v2 |  | Any | RtS | 2011 | CZ08 | cDXGF | Cap-Tons | 74.5 | 32000 | None | 640 | 0.224 | -2.61 | 164 | 0.158 | 0 | 640 | 0.224 | -2.61 | 164 | 0.158 | 0 | DEER:HVAC_Split-Package_AC | Annual | 1719 | 640 | 0.224 | -2.61 | 164 | 0.158 | 0 | NE-HVAC-airAC-SpltPkg-240to759kBtuh-11p5eer_MZDEER2017AnyRtS2011CZ08cPVVG | #N/A | NE-HVAC-airAC-SpltPkg-240to759kBtuh-11p5eer_SZDEER2017AnyRtS2011CZ08cDXGF | 119592 |  | #N/A | #N/A | #N/A | 640 | 0.224 | -2.61 | #N/A | #N/A | #N/A | 164 | 0.158 | 0 | #N/A | #N/A | 74.5 | 32000
NE-HVAC-airAC-SpltPkg-240to759kBtuh-11p5eer | DEER2017 | D17 v2 |  | Any | RtS | 2011 | CZ09 | cDXGF | Cap-Tons | 90.6 | 32000 | None | 674 | 0.251 | -2.81 | 148 | 0.179 | 0 | 674 | 0.251 | -2.81 | 148 | 0.179 | 0 | DEER:HVAC_Split-Package_AC | Annual | 1719 | 674 | 0.251 | -2.81 | 148 | 0.179 | 0 | NE-HVAC-airAC-SpltPkg-240to759kBtuh-11p5eer_MZDEER2017AnyRtS2011CZ09cPVVG | #N/A | NE-HVAC-airAC-SpltPkg-240to759kBtuh-11p5eer_SZDEER2017AnyRtS2011CZ09cDXGF | 119593 |  | #N/A | #N/A | #N/A | 674 | 0.251 | -2.81 | #N/A | #N/A | #N/A | 148 | 0.179 | 0 | #N/A | #N/A | 90.6 | 32000
NE-HVAC-airAC-SpltPkg-240to759kBtuh-11p5eer | DEER2017 | D17 v2 |  | Any | RtS | 2011 | CZ10 | cDXGF | Cap-Tons | 86.1 | 32000 | None | 708 | 0.265 | -2.93 | 171 | 0.19 | 0 | 708 | 0.265 | -2.93 | 171 | 0.19 | 0 | DEER:HVAC_Split-Package_AC | Annual | 1719 | 708 | 0.265 | -2.93 | 171 | 0.19 | 0 | NE-HVAC-airAC-SpltPkg-240to759kBtuh-11p5eer_MZDEER2017AnyRtS2011CZ10cPVVG | #N/A | NE-HVAC-airAC-SpltPkg-240to759kBtuh-11p5eer_SZDEER2017AnyRtS2011CZ10cDXGF | 119594 |  | #N/A | #N/A | #N/A | 708 | 0.265 | -2.93 | #N/A | #N/A | #N/A | 171 | 0.19 | 0 | #N/A | #N/A | 86.1 | 32000
NE-HVAC-airAC-SpltPkg-240to759kBtuh-11p5eer | DEER2017 | D17 v2 |  | Any | RtS | 2011 | CZ11 | cDXGF | Cap-Tons | 84.4 | 32000 | None | 722 | 0.272 | -5.29 | 184 | 0.169 | 0 | 722 | 0.272 | -5.29 | 184 | 0.169 | 0 | DEER:HVAC_Split-Package_AC | Annual | 1719 | 722 | 0.272 | -5.29 | 184 | 0.169 | 0 | NE-HVAC-airAC-SpltPkg-240to759kBtuh-11p5eer_MZDEER2017AnyRtS2011CZ11cPVVG | #N/A | NE-HVAC-airAC-SpltPkg-240to759kBtuh-11p5eer_SZDEER2017AnyRtS2011CZ11cDXGF | 119595 |  | #N/A | #N/A | #N/A | 722 | 0.272 | -5.29 | #N/A | #N/A | #N/A | 184 | 0.169 | 0 | #N/A | #N/A | 84.4 | 32000
NE-HVAC-airAC-SpltPkg-240to759kBtuh-11p5eer | DEER2017 | D17 v2 |  | Any | RtS | 2011 | CZ12 | cDXGF | Cap-Tons | 79.8 | 32000 | None | 696 | 0.264 | -5.47 | 152 | 0.168 | 0 | 696 | 0.264 | -5.47 | 152 | 0.168 | 0 | DEER:HVAC_Split-Package_AC | Annual | 1719 | 696 | 0.264 | -5.47 | 152 | 0.168 | 0 | NE-HVAC-airAC-SpltPkg-240to759kBtuh-11p5eer_MZDEER2017AnyRtS2011CZ12cPVVG | #N/A | NE-HVAC-airAC-SpltPkg-240to759kBtuh-11p5eer_SZDEER2017AnyRtS2011CZ12cDXGF | 119596 |  | #N/A | #N/A | #N/A | 696 | 0.264 | -5.47 | #N/A | #N/A | #N/A | 152 | 0.168 | 0 | #N/A | #N/A | 79.8 | 32000
NE-HVAC-airAC-SpltPkg-240to759kBtuh-11p5eer | DEER2017 | D17 v2 |  | Any | RtS | 2011 | CZ13 | cDXGF | Cap-Tons | 81.6 | 32000 | None | 730 | 0.26 | -4.99 | 205 | 0.173 | 0 | 730 | 0.26 | -4.99 | 205 | 0.173 | 0 | DEER:HVAC_Split-Package_AC | Annual | 1719 | 730 | 0.26 | -4.99 | 205 | 0.173 | 0 | NE-HVAC-airAC-SpltPkg-240to759kBtuh-11p5eer_MZDEER2017AnyRtS2011CZ13cPVVG | #N/A | NE-HVAC-airAC-SpltPkg-240to759kBtuh-11p5eer_SZDEER2017AnyRtS2011CZ13cDXGF | 119597 |  | #N/A | #N/A | #N/A | 730 | 0.26 | -4.99 | #N/A | #N/A | #N/A | 205 | 0.173 | 0 | #N/A | #N/A | 81.6 | 32000
NE-HVAC-airAC-SpltPkg-240to759kBtuh-11p5eer | DEER2017 | D17 v2 |  | Any | RtS | 2011 | CZ14 | cDXGF | Cap-Tons | 80.5 | 32000 | None | 739 | 0.252 | -5.02 | 198 | 0.181 | 0 | 739 | 0.252 | -5.02 | 198 | 0.181 | 0 | DEER:HVAC_Split-Package_AC | Annual | 1719 | 739 | 0.252 | -5.02 | 198 | 0.181 | 0 | NE-HVAC-airAC-SpltPkg-240to759kBtuh-11p5eer_MZDEER2017AnyRtS2011CZ14cPVVG | #N/A | NE-HVAC-airAC-SpltPkg-240to759kBtuh-11p5eer_SZDEER2017AnyRtS2011CZ14cDXGF | 119598 |  | #N/A | #N/A | #N/A | 739 | 0.252 | -5.02 | #N/A | #N/A | #N/A | 198 | 0.181 | 0 | #N/A | #N/A | 80.5 | 32000
NE-HVAC-airAC-SpltPkg-240to759kBtuh-11p5eer | DEER2017 | D17 v2 |  | Any | RtS | 2011 | CZ15 | cDXGF | Cap-Tons | 104 | 32000 | None | 850 | 0.289 | -0.795 | 311 | 0.188 | 0 | 850 | 0.289 | -0.795 | 311 | 0.188 | 0 | DEER:HVAC_Split-Package_AC | Annual | 1719 | 850 | 0.289 | -0.795 | 311 | 0.188 | 0 | NE-HVAC-airAC-SpltPkg-240to759kBtuh-11p5eer_MZDEER2017AnyRtS2011CZ15cPVVG | #N/A | NE-HVAC-airAC-SpltPkg-240to759kBtuh-11p5eer_SZDEER2017AnyRtS2011CZ15cDXGF | 119599 |  | #N/A | #N/A | #N/A | 850 | 0.289 | -0.795 | #N/A | #N/A | #N/A | 311 | 0.188 | 0 | #N/A | #N/A | 104 | 32000
NE-HVAC-airAC-SpltPkg-240to759kBtuh-11p5eer | DEER2017 | D17 v2 |  | Any | RtS | 2011 | CZ16 | cDXGF | Cap-Tons | 52 | 32000 | None | 516 | 0.205 | -11.3 | 97.5 | 0.13 | 0 | 516 | 0.205 | -11.3 | 97.5 | 0.13 | 0 | DEER:HVAC_Split-Package_AC | Annual | 1719 | 516 | 0.205 | -11.3 | 97.5 | 0.13 | 0 | NE-HVAC-airAC-SpltPkg-240to759kBtuh-11p5eer_MZDEER2017AnyRtS2011CZ16cPVVG | #N/A | NE-HVAC-airAC-SpltPkg-240to759kBtuh-11p5eer_SZDEER2017AnyRtS2011CZ16cDXGF | 119600 |  | #N/A | #N/A | #N/A | 516 | 0.205 | -11.3 | #N/A | #N/A | #N/A | 97.5 | 0.13 | 0 | #N/A | #N/A | 52 | 32000
NE-HVAC-airAC-SpltPkg-240to759kBtuh-11p5eer | DEER2017 | D17 v2 |  | Any | RtS | 2014 | CZ01 | cDXGF | Cap-Tons | 34.4 | 32000 | None | 10.2 | 0.0358 | 0 | 10.2 | 0.0358 | 0 | 10.2 | 0.0358 | 0 | 10.2 | 0.0358 | 0 | DEER:HVAC_Split-Package_AC | Annual | 1719 | 10.2 | 0.0358 | 0 | 10.2 | 0.0358 | 0 | NE-HVAC-airAC-SpltPkg-240to759kBtuh-11p5eer_MZDEER2017AnyRtS2014CZ01cPVVG | #N/A | NE-HVAC-airAC-SpltPkg-240to759kBtuh-11p5eer_SZDEER2017AnyRtS2014CZ01cDXGF | 140945 |  | #N/A | #N/A | #N/A | 10.2 | 0.0358 | 0 | #N/A | #N/A | #N/A | 10.2 | 0.0358 | 0 | #N/A | #N/A | 34.4 | 32000
NE-HVAC-airAC-SpltPkg-240to759kBtuh-11p5eer | DEER2017 | D17 v2 |  | Any | RtS | 2014 | CZ02 | cDXGF | Cap-Tons | 55.8 | 32000 | None | 102 | 0.171 | 0 | 102 | 0.171 | 0 | 102 | 0.171 | 0 | 102 | 0.171 | 0 | DEER:HVAC_Split-Package_AC | Annual | 1719 | 102 | 0.171 | 0 | 102 | 0.171 | 0 | NE-HVAC-airAC-SpltPkg-240to759kBtuh-11p5eer_MZDEER2017AnyRtS2014CZ02cPVVG | #N/A | NE-HVAC-airAC-SpltPkg-240to759kBtuh-11p5eer_SZDEER2017AnyRtS2014CZ02cDXGF | 140946 |  | #N/A | #N/A | #N/A | 102 | 0.171 | 0 | #N/A | #N/A | #N/A | 102 | 0.171 | 0 | #N/A | #N/A | 55.8 | 32000
NE-HVAC-airAC-SpltPkg-240to759kBtuh-11p5eer | DEER2017 | D17 v2 |  | Any | RtS | 2014 | CZ03 | cDXGF | Cap-Tons | 47.7 | 32000 | None | 42.1 | 0.115 | 0 | 42.1 | 0.115 | 0 | 42.1 | 0.115 | 0 | 42.1 | 0.115 | 0 | DEER:HVAC_Split-Package_AC | Annual | 1719 | 42.1 | 0.115 | 0 | 42.1 | 0.115 | 0 | NE-HVAC-airAC-SpltPkg-240to759kBtuh-11p5eer_MZDEER2017AnyRtS2014CZ03cPVVG | #N/A | NE-HVAC-airAC-SpltPkg-240to759kBtuh-11p5eer_SZDEER2017AnyRtS2014CZ03cDXGF | 140947 |  | #N/A | #N/A | #N/A | 42.1 | 0.115 | 0 | #N/A | #N/A | #N/A | 42.1 | 0.115 | 0 | #N/A | #N/A | 47.7 | 32000
NE-HVAC-airAC-SpltPkg-240to759kBtuh-11p5eer | DEER2017 | D17 v2 |  | Any | RtS | 2014 | CZ04 | cDXGF | Cap-Tons | 61 | 32000 | None | 102 | 0.151 | 0 | 102 | 0.151 | 0 | 102 | 0.151 | 0 | 102 | 0.151 | 0 | DEER:HVAC_Split-Package_AC | Annual | 1719 | 102 | 0.151 | 0 | 102 | 0.151 | 0 | NE-HVAC-airAC-SpltPkg-240to759kBtuh-11p5eer_MZDEER2017AnyRtS2014CZ04cPVVG | #N/A | NE-HVAC-airAC-SpltPkg-240to759kBtuh-11p5eer_SZDEER2017AnyRtS2014CZ04cDXGF | 140948 |  | #N/A | #N/A | #N/A | 102 | 0.151 | 0 | #N/A | #N/A | #N/A | 102 | 0.151 | 0 | #N/A | #N/A | 61 | 32000
NE-HVAC-airAC-SpltPkg-240to759kBtuh-11p5eer | DEER2017 | D17 v2 |  | Any | RtS | 2014 | CZ05 | cDXGF | Cap-Tons | 42.1 | 32000 | None | 47.3 | 0.0798 | 0 | 47.3 | 0.0798 | 0 | 47.3 | 0.0798 | 0 | 47.3 | 0.0798 | 0 | DEER:HVAC_Split-Package_AC | Annual | 1719 | 47.3 | 0.0798 | 0 | 47.3 | 0.0798 | 0 | NE-HVAC-airAC-SpltPkg-240to759kBtuh-11p5eer_MZDEER2017AnyRtS2014CZ05cPVVG | #N/A | NE-HVAC-airAC-SpltPkg-240to759kBtuh-11p5eer_SZDEER2017AnyRtS2014CZ05cDXGF | 140949 |  | #N/A | #N/A | #N/A | 47.3 | 0.0798 | 0 | #N/A | #N/A | #N/A | 47.3 | 0.0798 | 0 | #N/A | #N/A | 42.1 | 32000
NE-HVAC-airAC-SpltPkg-240to759kBtuh-11p5eer | DEER2017 | D17 v2 |  | Any | RtS | 2014 | CZ06 | cDXGF | Cap-Tons | 54.8 | 32000 | None | 118 | 0.145 | 0 | 118 | 0.145 | 0 | 118 | 0.145 | 0 | 118 | 0.145 | 0 | DEER:HVAC_Split-Package_AC | Annual | 1719 | 118 | 0.145 | 0 | 118 | 0.145 | 0 | NE-HVAC-airAC-SpltPkg-240to759kBtuh-11p5eer_MZDEER2017AnyRtS2014CZ06cPVVG | #N/A | NE-HVAC-airAC-SpltPkg-240to759kBtuh-11p5eer_SZDEER2017AnyRtS2014CZ06cDXGF | 140950 |  | #N/A | #N/A | #N/A | 118 | 0.145 | 0 | #N/A | #N/A | #N/A | 118 | 0.145 | 0 | #N/A | #N/A | 54.8 | 32000
NE-HVAC-airAC-SpltPkg-240to759kBtuh-11p5eer | DEER2017 | D17 v2 |  | Any | RtS | 2014 | CZ07 | cDXGF | Cap-Tons | 48.9 | 32000 | None | 114 | 0.14 | 0 | 114 | 0.14 | 0 | 114 | 0.14 | 0 | 114 | 0.14 | 0 | DEER:HVAC_Split-Package_AC | Annual | 1719 | 114 | 0.14 | 0 | 114 | 0.14 | 0 | NE-HVAC-airAC-SpltPkg-240to759kBtuh-11p5eer_MZDEER2017AnyRtS2014CZ07cPVVG | #N/A | NE-HVAC-airAC-SpltPkg-240to759kBtuh-11p5eer_SZDEER2017AnyRtS2014CZ07cDXGF | 140951 |  | #N/A | #N/A | #N/A | 114 | 0.14 | 0 | #N/A | #N/A | #N/A | 114 | 0.14 | 0 | #N/A | #N/A | 48.9 | 32000
NE-HVAC-airAC-SpltPkg-240to759kBtuh-11p5eer | DEER2017 | D17 v2 |  | Any | RtS | 2014 | CZ08 | cDXGF | Cap-Tons | 62 | 32000 | None | 147 | 0.154 | 0 | 147 | 0.154 | 0 | 147 | 0.154 | 0 | 147 | 0.154 | 0 | DEER:HVAC_Split-Package_AC | Annual | 1719 | 147 | 0.154 | 0 | 147 | 0.154 | 0 | NE-HVAC-airAC-SpltPkg-240to759kBtuh-11p5eer_MZDEER2017AnyRtS2014CZ08cPVVG | #N/A | NE-HVAC-airAC-SpltPkg-240to759kBtuh-11p5eer_SZDEER2017AnyRtS2014CZ08cDXGF | 140952 |  | #N/A | #N/A | #N/A | 147 | 0.154 | 0 | #N/A | #N/A | #N/A | 147 | 0.154 | 0 | #N/A | #N/A | 62 | 32000
NE-HVAC-airAC-SpltPkg-240to759kBtuh-11p5eer | DEER2017 | D17 v2 |  | Any | RtS | 2014 | CZ09 | cDXGF | Cap-Tons | 75.3 | 32000 | None | 137 | 0.178 | 0 | 137 | 0.178 | 0 | 137 | 0.178 | 0 | 137 | 0.178 | 0 | DEER:HVAC_Split-Package_AC | Annual | 1719 | 137 | 0.178 | 0 | 137 | 0.178 | 0 | NE-HVAC-airAC-SpltPkg-240to759kBtuh-11p5eer_MZDEER2017AnyRtS2014CZ09cPVVG | #N/A | NE-HVAC-airAC-SpltPkg-240to759kBtuh-11p5eer_SZDEER2017AnyRtS2014CZ09cDXGF | 140953 |  | #N/A | #N/A | #N/A | 137 | 0.178 | 0 | #N/A | #N/A | #N/A | 137 | 0.178 | 0 | #N/A | #N/A | 75.3 | 32000
NE-HVAC-airAC-SpltPkg-240to759kBtuh-11p5eer | DEER2017 | D17 v2 |  | Any | RtS | 2014 | CZ10 | cDXGF | Cap-Tons | 74.8 | 32000 | None | 156 | 0.189 | 0 | 156 | 0.189 | 0 | 156 | 0.189 | 0 | 156 | 0.189 | 0 | DEER:HVAC_Split-Package_AC | Annual | 1719 | 156 | 0.189 | 0 | 156 | 0.189 | 0 | NE-HVAC-airAC-SpltPkg-240to759kBtuh-11p5eer_MZDEER2017AnyRtS2014CZ10cPVVG | #N/A | NE-HVAC-airAC-SpltPkg-240to759kBtuh-11p5eer_SZDEER2017AnyRtS2014CZ10cDXGF | 140954 |  | #N/A | #N/A | #N/A | 156 | 0.189 | 0 | #N/A | #N/A | #N/A | 156 | 0.189 | 0 | #N/A | #N/A | 74.8 | 32000
NE-HVAC-airAC-SpltPkg-240to759kBtuh-11p5eer | DEER2017 | D17 v2 |  | Any | RtS | 2014 | CZ11 | cDXGF | Cap-Tons | 73.4 | 32000 | None | 173 | 0.166 | 0 | 173 | 0.166 | 0 | 173 | 0.166 | 0 | 173 | 0.166 | 0 | DEER:HVAC_Split-Package_AC | Annual | 1719 | 173 | 0.166 | 0 | 173 | 0.166 | 0 | NE-HVAC-airAC-SpltPkg-240to759kBtuh-11p5eer_MZDEER2017AnyRtS2014CZ11cPVVG | #N/A | NE-HVAC-airAC-SpltPkg-240to759kBtuh-11p5eer_SZDEER2017AnyRtS2014CZ11cDXGF | 140955 |  | #N/A | #N/A | #N/A | 173 | 0.166 | 0 | #N/A | #N/A | #N/A | 173 | 0.166 | 0 | #N/A | #N/A | 73.4 | 32000
NE-HVAC-airAC-SpltPkg-240to759kBtuh-11p5eer | DEER2017 | D17 v2 |  | Any | RtS | 2014 | CZ12 | cDXGF | Cap-Tons | 69.1 | 32000 | None | 138 | 0.165 | 0 | 138 | 0.165 | 0 | 138 | 0.165 | 0 | 138 | 0.165 | 0 | DEER:HVAC_Split-Package_AC | Annual | 1719 | 138 | 0.165 | 0 | 138 | 0.165 | 0 | NE-HVAC-airAC-SpltPkg-240to759kBtuh-11p5eer_MZDEER2017AnyRtS2014CZ12cPVVG | #N/A | NE-HVAC-airAC-SpltPkg-240to759kBtuh-11p5eer_SZDEER2017AnyRtS2014CZ12cDXGF | 140956 |  | #N/A | #N/A | #N/A | 138 | 0.165 | 0 | #N/A | #N/A | #N/A | 138 | 0.165 | 0 | #N/A | #N/A | 69.1 | 32000
NE-HVAC-airAC-SpltPkg-240to759kBtuh-11p5eer | DEER2017 | D17 v2 |  | Any | RtS | 2014 | CZ13 | cDXGF | Cap-Tons | 70.8 | 32000 | None | 195 | 0.172 | 0 | 195 | 0.172 | 0 | 195 | 0.172 | 0 | 195 | 0.172 | 0 | DEER:HVAC_Split-Package_AC | Annual | 1719 | 195 | 0.172 | 0 | 195 | 0.172 | 0 | NE-HVAC-airAC-SpltPkg-240to759kBtuh-11p5eer_MZDEER2017AnyRtS2014CZ13cPVVG | #N/A | NE-HVAC-airAC-SpltPkg-240to759kBtuh-11p5eer_SZDEER2017AnyRtS2014CZ13cDXGF | 140957 |  | #N/A | #N/A | #N/A | 195 | 0.172 | 0 | #N/A | #N/A | #N/A | 195 | 0.172 | 0 | #N/A | #N/A | 70.8 | 32000
NE-HVAC-airAC-SpltPkg-240to759kBtuh-11p5eer | DEER2017 | D17 v2 |  | Any | RtS | 2014 | CZ14 | cDXGF | Cap-Tons | 70.3 | 32000 | None | 186 | 0.177 | 0 | 186 | 0.177 | 0 | 186 | 0.177 | 0 | 186 | 0.177 | 0 | DEER:HVAC_Split-Package_AC | Annual | 1719 | 186 | 0.177 | 0 | 186 | 0.177 | 0 | NE-HVAC-airAC-SpltPkg-240to759kBtuh-11p5eer_MZDEER2017AnyRtS2014CZ14cPVVG | #N/A | NE-HVAC-airAC-SpltPkg-240to759kBtuh-11p5eer_SZDEER2017AnyRtS2014CZ14cDXGF | 140958 |  | #N/A | #N/A | #N/A | 186 | 0.177 | 0 | #N/A | #N/A | #N/A | 186 | 0.177 | 0 | #N/A | #N/A | 70.3 | 32000
NE-HVAC-airAC-SpltPkg-240to759kBtuh-11p5eer | DEER2017 | D17 v2 |  | Any | RtS | 2014 | CZ15 | cDXGF | Cap-Tons | 92 | 32000 | None | 302 | 0.186 | 0 | 302 | 0.186 | 0 | 302 | 0.186 | 0 | 302 | 0.186 | 0 | DEER:HVAC_Split-Package_AC | Annual | 1719 | 302 | 0.186 | 0 | 302 | 0.186 | 0 | NE-HVAC-airAC-SpltPkg-240to759kBtuh-11p5eer_MZDEER2017AnyRtS2014CZ15cPVVG | #N/A | NE-HVAC-airAC-SpltPkg-240to759kBtuh-11p5eer_SZDEER2017AnyRtS2014CZ15cDXGF | 140959 |  | #N/A | #N/A | #N/A | 302 | 0.186 | 0 | #N/A | #N/A | #N/A | 302 | 0.186 | 0 | #N/A | #N/A | 92 | 32000
NE-HVAC-airAC-SpltPkg-240to759kBtuh-11p5eer | DEER2017 | D17 v2 |  | Any | RtS | 2014 | CZ16 | cDXGF | Cap-Tons | 42.1 | 32000 | None | 82.3 | 0.122 | 0 | 82.3 | 0.122 | 0 | 82.3 | 0.122 | 0 | 82.3 | 0.122 | 0 | DEER:HVAC_Split-Package_AC | Annual | 1719 | 82.3 | 0.122 | 0 | 82.3 | 0.122 | 0 | NE-HVAC-airAC-SpltPkg-240to759kBtuh-11p5eer_MZDEER2017AnyRtS2014CZ16cPVVG | #N/A | NE-HVAC-airAC-SpltPkg-240to759kBtuh-11p5eer_SZDEER2017AnyRtS2014CZ16cDXGF | 140960 |  | #N/A | #N/A | #N/A | 82.3 | 0.122 | 0 | #N/A | #N/A | #N/A | 82.3 | 0.122 | 0 | #N/A | #N/A | 42.1 | 32000
NE-HVAC-airAC-SpltPkg-240to759kBtuh-11p5eer | DEER2017 | D17 v2 |  | Any | RtS | New | CZ01 | cDXGF | Cap-Tons | 34.4 | 32000 | None | 10.2 | 0.0358 | 0 | 10.2 | 0.0358 | 0 | 10.2 | 0.0358 | 0 | 10.2 | 0.0358 | 0 | DEER:HVAC_Split-Package_AC | Annual | 1719 | 10.2 | 0.0358 | 0 | 10.2 | 0.0358 | 0 | NE-HVAC-airAC-SpltPkg-240to759kBtuh-11p5eer_MZDEER2017AnyRtSNewCZ01cPVVG | #N/A | NE-HVAC-airAC-SpltPkg-240to759kBtuh-11p5eer_SZDEER2017AnyRtSNewCZ01cDXGF | 165545 |  | #N/A | #N/A | #N/A | 10.2 | 0.0358 | 0 | #N/A | #N/A | #N/A | 10.2 | 0.0358 | 0 | #N/A | #N/A | 34.4 | 32000
NE-HVAC-airAC-SpltPkg-240to759kBtuh-11p5eer | DEER2017 | D17 v2 |  | Any | RtS | New | CZ02 | cDXGF | Cap-Tons | 55.8 | 32000 | None | 102 | 0.171 | 0 | 102 | 0.171 | 0 | 102 | 0.171 | 0 | 102 | 0.171 | 0 | DEER:HVAC_Split-Package_AC | Annual | 1719 | 102 | 0.171 | 0 | 102 | 0.171 | 0 | NE-HVAC-airAC-SpltPkg-240to759kBtuh-11p5eer_MZDEER2017AnyRtSNewCZ02cPVVG | #N/A | NE-HVAC-airAC-SpltPkg-240to759kBtuh-11p5eer_SZDEER2017AnyRtSNewCZ02cDXGF | 165546 |  | #N/A | #N/A | #N/A | 102 | 0.171 | 0 | #N/A | #N/A | #N/A | 102 | 0.171 | 0 | #N/A | #N/A | 55.8 | 32000
NE-HVAC-airAC-SpltPkg-240to759kBtuh-11p5eer | DEER2017 | D17 v2 |  | Any | RtS | New | CZ03 | cDXGF | Cap-Tons | 47.7 | 32000 | None | 42.1 | 0.115 | 0 | 42.1 | 0.115 | 0 | 42.1 | 0.115 | 0 | 42.1 | 0.115 | 0 | DEER:HVAC_Split-Package_AC | Annual | 1719 | 42.1 | 0.115 | 0 | 42.1 | 0.115 | 0 | NE-HVAC-airAC-SpltPkg-240to759kBtuh-11p5eer_MZDEER2017AnyRtSNewCZ03cPVVG | #N/A | NE-HVAC-airAC-SpltPkg-240to759kBtuh-11p5eer_SZDEER2017AnyRtSNewCZ03cDXGF | 165547 |  | #N/A | #N/A | #N/A | 42.1 | 0.115 | 0 | #N/A | #N/A | #N/A | 42.1 | 0.115 | 0 | #N/A | #N/A | 47.7 | 32000
NE-HVAC-airAC-SpltPkg-240to759kBtuh-11p5eer | DEER2017 | D17 v2 |  | Any | RtS | New | CZ04 | cDXGF | Cap-Tons | 61 | 32000 | None | 102 | 0.151 | 0 | 102 | 0.151 | 0 | 102 | 0.151 | 0 | 102 | 0.151 | 0 | DEER:HVAC_Split-Package_AC | Annual | 1719 | 102 | 0.151 | 0 | 102 | 0.151 | 0 | NE-HVAC-airAC-SpltPkg-240to759kBtuh-11p5eer_MZDEER2017AnyRtSNewCZ04cPVVG | #N/A | NE-HVAC-airAC-SpltPkg-240to759kBtuh-11p5eer_SZDEER2017AnyRtSNewCZ04cDXGF | 165548 |  | #N/A | #N/A | #N/A | 102 | 0.151 | 0 | #N/A | #N/A | #N/A | 102 | 0.151 | 0 | #N/A | #N/A | 61 | 32000
NE-HVAC-airAC-SpltPkg-240to759kBtuh-11p5eer | DEER2017 | D17 v2 |  | Any | RtS | New | CZ05 | cDXGF | Cap-Tons | 42.1 | 32000 | None | 47.3 | 0.0798 | 0 | 47.3 | 0.0798 | 0 | 47.3 | 0.0798 | 0 | 47.3 | 0.0798 | 0 | DEER:HVAC_Split-Package_AC | Annual | 1719 | 47.3 | 0.0798 | 0 | 47.3 | 0.0798 | 0 | NE-HVAC-airAC-SpltPkg-240to759kBtuh-11p5eer_MZDEER2017AnyRtSNewCZ05cPVVG | #N/A | NE-HVAC-airAC-SpltPkg-240to759kBtuh-11p5eer_SZDEER2017AnyRtSNewCZ05cDXGF | 165549 |  | #N/A | #N/A | #N/A | 47.3 | 0.0798 | 0 | #N/A | #N/A | #N/A | 47.3 | 0.0798 | 0 | #N/A | #N/A | 42.1 | 32000
NE-HVAC-airAC-SpltPkg-240to759kBtuh-11p5eer | DEER2017 | D17 v2 |  | Any | RtS | New | CZ06 | cDXGF | Cap-Tons | 54.8 | 32000 | None | 118 | 0.145 | 0 | 118 | 0.145 | 0 | 118 | 0.145 | 0 | 118 | 0.145 | 0 | DEER:HVAC_Split-Package_AC | Annual | 1719 | 118 | 0.145 | 0 | 118 | 0.145 | 0 | NE-HVAC-airAC-SpltPkg-240to759kBtuh-11p5eer_MZDEER2017AnyRtSNewCZ06cPVVG | #N/A | NE-HVAC-airAC-SpltPkg-240to759kBtuh-11p5eer_SZDEER2017AnyRtSNewCZ06cDXGF | 165550 |  | #N/A | #N/A | #N/A | 118 | 0.145 | 0 | #N/A | #N/A | #N/A | 118 | 0.145 | 0 | #N/A | #N/A | 54.8 | 32000
NE-HVAC-airAC-SpltPkg-240to759kBtuh-11p5eer | DEER2017 | D17 v2 |  | Any | RtS | New | CZ07 | cDXGF | Cap-Tons | 48.9 | 32000 | None | 114 | 0.14 | 0 | 114 | 0.14 | 0 | 114 | 0.14 | 0 | 114 | 0.14 | 0 | DEER:HVAC_Split-Package_AC | Annual | 1719 | 114 | 0.14 | 0 | 114 | 0.14 | 0 | NE-HVAC-airAC-SpltPkg-240to759kBtuh-11p5eer_MZDEER2017AnyRtSNewCZ07cPVVG | #N/A | NE-HVAC-airAC-SpltPkg-240to759kBtuh-11p5eer_SZDEER2017AnyRtSNewCZ07cDXGF | 165551 |  | #N/A | #N/A | #N/A | 114 | 0.14 | 0 | #N/A | #N/A | #N/A | 114 | 0.14 | 0 | #N/A | #N/A | 48.9 | 32000
NE-HVAC-airAC-SpltPkg-240to759kBtuh-11p5eer | DEER2017 | D17 v2 |  | Any | RtS | New | CZ08 | cDXGF | Cap-Tons | 62 | 32000 | None | 147 | 0.154 | 0 | 147 | 0.154 | 0 | 147 | 0.154 | 0 | 147 | 0.154 | 0 | DEER:HVAC_Split-Package_AC | Annual | 1719 | 147 | 0.154 | 0 | 147 | 0.154 | 0 | NE-HVAC-airAC-SpltPkg-240to759kBtuh-11p5eer_MZDEER2017AnyRtSNewCZ08cPVVG | #N/A | NE-HVAC-airAC-SpltPkg-240to759kBtuh-11p5eer_SZDEER2017AnyRtSNewCZ08cDXGF | 165552 |  | #N/A | #N/A | #N/A | 147 | 0.154 | 0 | #N/A | #N/A | #N/A | 147 | 0.154 | 0 | #N/A | #N/A | 62 | 32000
NE-HVAC-airAC-SpltPkg-240to759kBtuh-11p5eer | DEER2017 | D17 v2 |  | Any | RtS | New | CZ09 | cDXGF | Cap-Tons | 75.3 | 32000 | None | 137 | 0.178 | 0 | 137 | 0.178 | 0 | 137 | 0.178 | 0 | 137 | 0.178 | 0 | DEER:HVAC_Split-Package_AC | Annual | 1719 | 137 | 0.178 | 0 | 137 | 0.178 | 0 | NE-HVAC-airAC-SpltPkg-240to759kBtuh-11p5eer_MZDEER2017AnyRtSNewCZ09cPVVG | #N/A | NE-HVAC-airAC-SpltPkg-240to759kBtuh-11p5eer_SZDEER2017AnyRtSNewCZ09cDXGF | 165553 |  | #N/A | #N/A | #N/A | 137 | 0.178 | 0 | #N/A | #N/A | #N/A | 137 | 0.178 | 0 | #N/A | #N/A | 75.3 | 32000
NE-HVAC-airAC-SpltPkg-240to759kBtuh-11p5eer | DEER2017 | D17 v2 |  | Any | RtS | New | CZ10 | cDXGF | Cap-Tons | 74.8 | 32000 | None | 156 | 0.189 | 0 | 156 | 0.189 | 0 | 156 | 0.189 | 0 | 156 | 0.189 | 0 | DEER:HVAC_Split-Package_AC | Annual | 1719 | 156 | 0.189 | 0 | 156 | 0.189 | 0 | NE-HVAC-airAC-SpltPkg-240to759kBtuh-11p5eer_MZDEER2017AnyRtSNewCZ10cPVVG | #N/A | NE-HVAC-airAC-SpltPkg-240to759kBtuh-11p5eer_SZDEER2017AnyRtSNewCZ10cDXGF | 165554 |  | #N/A | #N/A | #N/A | 156 | 0.189 | 0 | #N/A | #N/A | #N/A | 156 | 0.189 | 0 | #N/A | #N/A | 74.8 | 32000
NE-HVAC-airAC-SpltPkg-240to759kBtuh-11p5eer | DEER2017 | D17 v2 |  | Any | RtS | New | CZ11 | cDXGF | Cap-Tons | 73.4 | 32000 | None | 173 | 0.166 | 0 | 173 | 0.166 | 0 | 173 | 0.166 | 0 | 173 | 0.166 | 0 | DEER:HVAC_Split-Package_AC | Annual | 1719 | 173 | 0.166 | 0 | 173 | 0.166 | 0 | NE-HVAC-airAC-SpltPkg-240to759kBtuh-11p5eer_MZDEER2017AnyRtSNewCZ11cPVVG | #N/A | NE-HVAC-airAC-SpltPkg-240to759kBtuh-11p5eer_SZDEER2017AnyRtSNewCZ11cDXGF | 165555 |  | #N/A | #N/A | #N/A | 173 | 0.166 | 0 | #N/A | #N/A | #N/A | 173 | 0.166 | 0 | #N/A | #N/A | 73.4 | 32000
NE-HVAC-airAC-SpltPkg-240to759kBtuh-11p5eer | DEER2017 | D17 v2 |  | Any | RtS | New | CZ12 | cDXGF | Cap-Tons | 69.1 | 32000 | None | 138 | 0.165 | 0 | 138 | 0.165 | 0 | 138 | 0.165 | 0 | 138 | 0.165 | 0 | DEER:HVAC_Split-Package_AC | Annual | 1719 | 138 | 0.165 | 0 | 138 | 0.165 | 0 | NE-HVAC-airAC-SpltPkg-240to759kBtuh-11p5eer_MZDEER2017AnyRtSNewCZ12cPVVG | #N/A | NE-HVAC-airAC-SpltPkg-240to759kBtuh-11p5eer_SZDEER2017AnyRtSNewCZ12cDXGF | 165556 |  | #N/A | #N/A | #N/A | 138 | 0.165 | 0 | #N/A | #N/A | #N/A | 138 | 0.165 | 0 | #N/A | #N/A | 69.1 | 32000
NE-HVAC-airAC-SpltPkg-240to759kBtuh-11p5eer | DEER2017 | D17 v2 |  | Any | RtS | New | CZ13 | cDXGF | Cap-Tons | 70.8 | 32000 | None | 195 | 0.172 | 0 | 195 | 0.172 | 0 | 195 | 0.172 | 0 | 195 | 0.172 | 0 | DEER:HVAC_Split-Package_AC | Annual | 1719 | 195 | 0.172 | 0 | 195 | 0.172 | 0 | NE-HVAC-airAC-SpltPkg-240to759kBtuh-11p5eer_MZDEER2017AnyRtSNewCZ13cPVVG | #N/A | NE-HVAC-airAC-SpltPkg-240to759kBtuh-11p5eer_SZDEER2017AnyRtSNewCZ13cDXGF | 165557 |  | #N/A | #N/A | #N/A | 195 | 0.172 | 0 | #N/A | #N/A | #N/A | 195 | 0.172 | 0 | #N/A | #N/A | 70.8 | 32000
NE-HVAC-airAC-SpltPkg-240to759kBtuh-11p5eer | DEER2017 | D17 v2 |  | Any | RtS | New | CZ14 | cDXGF | Cap-Tons | 70.3 | 32000 | None | 186 | 0.177 | 0 | 186 | 0.177 | 0 | 186 | 0.177 | 0 | 186 | 0.177 | 0 | DEER:HVAC_Split-Package_AC | Annual | 1719 | 186 | 0.177 | 0 | 186 | 0.177 | 0 | NE-HVAC-airAC-SpltPkg-240to759kBtuh-11p5eer_MZDEER2017AnyRtSNewCZ14cPVVG | #N/A | NE-HVAC-airAC-SpltPkg-240to759kBtuh-11p5eer_SZDEER2017AnyRtSNewCZ14cDXGF | 165558 |  | #N/A | #N/A | #N/A | 186 | 0.177 | 0 | #N/A | #N/A | #N/A | 186 | 0.177 | 0 | #N/A | #N/A | 70.3 | 32000
NE-HVAC-airAC-SpltPkg-240to759kBtuh-11p5eer | DEER2017 | D17 v2 |  | Any | RtS | New | CZ15 | cDXGF | Cap-Tons | 92 | 32000 | None | 302 | 0.186 | 0 | 302 | 0.186 | 0 | 302 | 0.186 | 0 | 302 | 0.186 | 0 | DEER:HVAC_Split-Package_AC | Annual | 1719 | 302 | 0.186 | 0 | 302 | 0.186 | 0 | NE-HVAC-airAC-SpltPkg-240to759kBtuh-11p5eer_MZDEER2017AnyRtSNewCZ15cPVVG | #N/A | NE-HVAC-airAC-SpltPkg-240to759kBtuh-11p5eer_SZDEER2017AnyRtSNewCZ15cDXGF | 165559 |  | #N/A | #N/A | #N/A | 302 | 0.186 | 0 | #N/A | #N/A | #N/A | 302 | 0.186 | 0 | #N/A | #N/A | 92 | 32000
NE-HVAC-airAC-SpltPkg-240to759kBtuh-11p5eer | DEER2017 | D17 v2 |  | Any | RtS | New | CZ16 | cDXGF | Cap-Tons | 42.1 | 32000 | None | 82.3 | 0.122 | 0 | 82.3 | 0.122 | 0 | 82.3 | 0.122 | 0 | 82.3 | 0.122 | 0 | DEER:HVAC_Split-Package_AC | Annual | 1719 | 82.3 | 0.122 | 0 | 82.3 | 0.122 | 0 | NE-HVAC-airAC-SpltPkg-240to759kBtuh-11p5eer_MZDEER2017AnyRtSNewCZ16cPVVG | #N/A | NE-HVAC-airAC-SpltPkg-240to759kBtuh-11p5eer_SZDEER2017AnyRtSNewCZ16cDXGF | 165560 |  | #N/A | #N/A | #N/A | 82.3 | 0.122 | 0 | #N/A | #N/A | #N/A | 82.3 | 0.122 | 0 | #N/A | #N/A | 42.1 | 32000
NE-HVAC-airAC-SpltPkg-240to759kBtuh-11p5eer | DEER2017 | D17 v2 |  | Any | SCn | 1975 | CZ01 | cDXGF | Cap-Tons | 434 | 500000 | None | 0 | 0 | 0 | 0 | 0 | 0 | 0 | 0 | 0 | 0 | 0 | 0 | DEER:HVAC_Split-Package_AC | Annual | 1719 | 0 | 0 | 0 | 0 | 0 | 0 | NE-HVAC-airAC-SpltPkg-240to759kBtuh-11p5eer_MZDEER2017AnySCn1975CZ01cPVVG | #N/A | NE-HVAC-airAC-SpltPkg-240to759kBtuh-11p5eer_SZDEER2017AnySCn1975CZ01cDXGF | 12801 |  | #N/A | #N/A | #N/A | 0 | 0 | 0 | #N/A | #N/A | #N/A | 0 | 0 | 0 | #N/A | #N/A | 434 | 500000
NE-HVAC-airAC-SpltPkg-240to759kBtuh-11p5eer | DEER2017 | D17 v2 |  | Any | SCn | 1975 | CZ02 | cDXGF | Cap-Tons | 671 | 500000 | None | 34.1 | 0.143 | 0 | 34.1 | 0.143 | 0 | 34.1 | 0.143 | 0 | 34.1 | 0.143 | 0 | DEER:HVAC_Split-Package_AC | Annual | 1719 | 34.1 | 0.143 | 0 | 34.1 | 0.143 | 0 | NE-HVAC-airAC-SpltPkg-240to759kBtuh-11p5eer_MZDEER2017AnySCn1975CZ02cPVVG | #N/A | NE-HVAC-airAC-SpltPkg-240to759kBtuh-11p5eer_SZDEER2017AnySCn1975CZ02cDXGF | 12802 |  | #N/A | #N/A | #N/A | 34.1 | 0.143 | 0 | #N/A | #N/A | #N/A | 34.1 | 0.143 | 0 | #N/A | #N/A | 671 | 500000
NE-HVAC-airAC-SpltPkg-240to759kBtuh-11p5eer | DEER2017 | D17 v2 |  | Any | SCn | 1975 | CZ03 | cDXGF | Cap-Tons | 591 | 500000 | None | 3.51 | 0.0448 | 0 | 3.51 | 0.0448 | 0 | 3.51 | 0.0448 | 0 | 3.51 | 0.0448 | 0 | DEER:HVAC_Split-Package_AC | Annual | 1719 | 3.51 | 0.0448 | 0 | 3.51 | 0.0448 | 0 | NE-HVAC-airAC-SpltPkg-240to759kBtuh-11p5eer_MZDEER2017AnySCn1975CZ03cPVVG | #N/A | NE-HVAC-airAC-SpltPkg-240to759kBtuh-11p5eer_SZDEER2017AnySCn1975CZ03cDXGF | 12803 |  | #N/A | #N/A | #N/A | 3.51 | 0.0448 | 0 | #N/A | #N/A | #N/A | 3.51 | 0.0448 | 0 | #N/A | #N/A | 591 | 500000
NE-HVAC-airAC-SpltPkg-240to759kBtuh-11p5eer | DEER2017 | D17 v2 |  | Any | SCn | 1975 | CZ04 | cDXGF | Cap-Tons | 622 | 500000 | None | 37.9 | 0.102 | 0 | 37.9 | 0.102 | 0 | 37.9 | 0.102 | 0 | 37.9 | 0.102 | 0 | DEER:HVAC_Split-Package_AC | Annual | 1719 | 37.9 | 0.102 | 0 | 37.9 | 0.102 | 0 | NE-HVAC-airAC-SpltPkg-240to759kBtuh-11p5eer_MZDEER2017AnySCn1975CZ04cPVVG | #N/A | NE-HVAC-airAC-SpltPkg-240to759kBtuh-11p5eer_SZDEER2017AnySCn1975CZ04cDXGF | 12804 |  | #N/A | #N/A | #N/A | 37.9 | 0.102 | 0 | #N/A | #N/A | #N/A | 37.9 | 0.102 | 0 | #N/A | #N/A | 622 | 500000
NE-HVAC-airAC-SpltPkg-240to759kBtuh-11p5eer | DEER2017 | D17 v2 |  | Any | SCn | 1975 | CZ05 | cDXGF | Cap-Tons | 569 | 500000 | None | 1.85 | 0.0189 | 0 | 1.85 | 0.0189 | 0 | 1.85 | 0.0189 | 0 | 1.85 | 0.0189 | 0 | DEER:HVAC_Split-Package_AC | Annual | 1719 | 1.85 | 0.0189 | 0 | 1.85 | 0.0189 | 0 | NE-HVAC-airAC-SpltPkg-240to759kBtuh-11p5eer_MZDEER2017AnySCn1975CZ05cPVVG | #N/A | NE-HVAC-airAC-SpltPkg-240to759kBtuh-11p5eer_SZDEER2017AnySCn1975CZ05cDXGF | 12805 |  | #N/A | #N/A | #N/A | 1.85 | 0.0189 | 0 | #N/A | #N/A | #N/A | 1.85 | 0.0189 | 0 | #N/A | #N/A | 569 | 500000
NE-HVAC-airAC-SpltPkg-240to759kBtuh-11p5eer | DEER2017 | D17 v2 |  | Any | SCn | 1975 | CZ06 | cDXGF | Cap-Tons | 639 | 500000 | None | 33 | 0.0797 | 0 | 33 | 0.0797 | 0 | 33 | 0.0797 | 0 | 33 | 0.0797 | 0 | DEER:HVAC_Split-Package_AC | Annual | 1719 | 33 | 0.0797 | 0 | 33 | 0.0797 | 0 | NE-HVAC-airAC-SpltPkg-240to759kBtuh-11p5eer_MZDEER2017AnySCn1975CZ06cPVVG | #N/A | NE-HVAC-airAC-SpltPkg-240to759kBtuh-11p5eer_SZDEER2017AnySCn1975CZ06cDXGF | 12806 |  | #N/A | #N/A | #N/A | 33 | 0.0797 | 0 | #N/A | #N/A | #N/A | 33 | 0.0797 | 0 | #N/A | #N/A | 639 | 500000
NE-HVAC-airAC-SpltPkg-240to759kBtuh-11p5eer | DEER2017 | D17 v2 |  | Any | SCn | 1975 | CZ07 | cDXGF | Cap-Tons | 586 | 500000 | None | 19.6 | 0.0669 | 0 | 19.6 | 0.0669 | 0 | 19.6 | 0.0669 | 0 | 19.6 | 0.0669 | 0 | DEER:HVAC_Split-Package_AC | Annual | 1719 | 19.6 | 0.0669 | 0 | 19.6 | 0.0669 | 0 | NE-HVAC-airAC-SpltPkg-240to759kBtuh-11p5eer_MZDEER2017AnySCn1975CZ07cPVVG | #N/A | NE-HVAC-airAC-SpltPkg-240to759kBtuh-11p5eer_SZDEER2017AnySCn1975CZ07cDXGF | 12807 |  | #N/A | #N/A | #N/A | 19.6 | 0.0669 | 0 | #N/A | #N/A | #N/A | 19.6 | 0.0669 | 0 | #N/A | #N/A | 586 | 500000
NE-HVAC-airAC-SpltPkg-240to759kBtuh-11p5eer | DEER2017 | D17 v2 |  | Any | SCn | 1975 | CZ08 | cDXGF | Cap-Tons | 690 | 500000 | None | 59 | 0.11 | 0 | 59 | 0.11 | 0 | 59 | 0.11 | 0 | 59 | 0.11 | 0 | DEER:HVAC_Split-Package_AC | Annual | 1719 | 59 | 0.11 | 0 | 59 | 0.11 | 0 | NE-HVAC-airAC-SpltPkg-240to759kBtuh-11p5eer_MZDEER2017AnySCn1975CZ08cPVVG | #N/A | NE-HVAC-airAC-SpltPkg-240to759kBtuh-11p5eer_SZDEER2017AnySCn1975CZ08cDXGF | 12808 |  | #N/A | #N/A | #N/A | 59 | 0.11 | 0 | #N/A | #N/A | #N/A | 59 | 0.11 | 0 | #N/A | #N/A | 690 | 500000
NE-HVAC-airAC-SpltPkg-240to759kBtuh-11p5eer | DEER2017 | D17 v2 |  | Any | SCn | 1975 | CZ09 | cDXGF | Cap-Tons | 825 | 500000 | None | 65.5 | 0.162 | 0 | 65.5 | 0.162 | 0 | 65.5 | 0.162 | 0 | 65.5 | 0.162 | 0 | DEER:HVAC_Split-Package_AC | Annual | 1719 | 65.5 | 0.162 | 0 | 65.5 | 0.162 | 0 | NE-HVAC-airAC-SpltPkg-240to759kBtuh-11p5eer_MZDEER2017AnySCn1975CZ09cPVVG | #N/A | NE-HVAC-airAC-SpltPkg-240to759kBtuh-11p5eer_SZDEER2017AnySCn1975CZ09cDXGF | 12809 |  | #N/A | #N/A | #N/A | 65.5 | 0.162 | 0 | #N/A | #N/A | #N/A | 65.5 | 0.162 | 0 | #N/A | #N/A | 825 | 500000
NE-HVAC-airAC-SpltPkg-240to759kBtuh-11p5eer | DEER2017 | D17 v2 |  | Any | SCn | 1975 | CZ10 | cDXGF | Cap-Tons | 761 | 500000 | None | 83.9 | 0.183 | 0 | 83.9 | 0.183 | 0 | 83.9 | 0.183 | 0 | 83.9 | 0.183 | 0 | DEER:HVAC_Split-Package_AC | Annual | 1719 | 83.9 | 0.183 | 0 | 83.9 | 0.183 | 0 | NE-HVAC-airAC-SpltPkg-240to759kBtuh-11p5eer_MZDEER2017AnySCn1975CZ10cPVVG | #N/A | NE-HVAC-airAC-SpltPkg-240to759kBtuh-11p5eer_SZDEER2017AnySCn1975CZ10cDXGF | 12810 |  | #N/A | #N/A | #N/A | 83.9 | 0.183 | 0 | #N/A | #N/A | #N/A | 83.9 | 0.183 | 0 | #N/A | #N/A | 761 | 500000
NE-HVAC-airAC-SpltPkg-240to759kBtuh-11p5eer | DEER2017 | D17 v2 |  | Any | SCn | 1975 | CZ11 | cDXGF | Cap-Tons | 855 | 500000 | None | 89 | 0.149 | 0 | 89 | 0.149 | 0 | 89 | 0.149 | 0 | 89 | 0.149 | 0 | DEER:HVAC_Split-Package_AC | Annual | 1719 | 89 | 0.149 | 0 | 89 | 0.149 | 0 | NE-HVAC-airAC-SpltPkg-240to759kBtuh-11p5eer_MZDEER2017AnySCn1975CZ11cPVVG | #N/A | NE-HVAC-airAC-SpltPkg-240to759kBtuh-11p5eer_SZDEER2017AnySCn1975CZ11cDXGF | 12811 |  | #N/A | #N/A | #N/A | 89 | 0.149 | 0 | #N/A | #N/A | #N/A | 89 | 0.149 | 0 | #N/A | #N/A | 855 | 500000
NE-HVAC-airAC-SpltPkg-240to759kBtuh-11p5eer | DEER2017 | D17 v2 |  | Any | SCn | 1975 | CZ12 | cDXGF | Cap-Tons | 851 | 500000 | None | 59.9 | 0.13 | 0 | 59.9 | 0.13 | 0 | 59.9 | 0.13 | 0 | 59.9 | 0.13 | 0 | DEER:HVAC_Split-Package_AC | Annual | 1719 | 59.9 | 0.13 | 0 | 59.9 | 0.13 | 0 | NE-HVAC-airAC-SpltPkg-240to759kBtuh-11p5eer_MZDEER2017AnySCn1975CZ12cPVVG | #N/A | NE-HVAC-airAC-SpltPkg-240to759kBtuh-11p5eer_SZDEER2017AnySCn1975CZ12cDXGF | 12812 |  | #N/A | #N/A | #N/A | 59.9 | 0.13 | 0 | #N/A | #N/A | #N/A | 59.9 | 0.13 | 0 | #N/A | #N/A | 851 | 500000
NE-HVAC-airAC-SpltPkg-240to759kBtuh-11p5eer | DEER2017 | D17 v2 |  | Any | SCn | 1975 | CZ13 | cDXGF | Cap-Tons | 714 | 500000 | None | 126 | 0.172 | 0 | 126 | 0.172 | 0 | 126 | 0.172 | 0 | 126 | 0.172 | 0 | DEER:HVAC_Split-Package_AC | Annual | 1719 | 126 | 0.172 | 0 | 126 | 0.172 | 0 | NE-HVAC-airAC-SpltPkg-240to759kBtuh-11p5eer_MZDEER2017AnySCn1975CZ13cPVVG | #N/A | NE-HVAC-airAC-SpltPkg-240to759kBtuh-11p5eer_SZDEER2017AnySCn1975CZ13cDXGF | 12813 |  | #N/A | #N/A | #N/A | 126 | 0.172 | 0 | #N/A | #N/A | #N/A | 126 | 0.172 | 0 | #N/A | #N/A | 714 | 500000
NE-HVAC-airAC-SpltPkg-240to759kBtuh-11p5eer | DEER2017 | D17 v2 |  | Any | SCn | 1975 | CZ14 | cDXGF | Cap-Tons | 683 | 500000 | None | 125 | 0.182 | 0 | 125 | 0.182 | 0 | 125 | 0.182 | 0 | 125 | 0.182 | 0 | DEER:HVAC_Split-Package_AC | Annual | 1719 | 125 | 0.182 | 0 | 125 | 0.182 | 0 | NE-HVAC-airAC-SpltPkg-240to759kBtuh-11p5eer_MZDEER2017AnySCn1975CZ14cPVVG | #N/A | NE-HVAC-airAC-SpltPkg-240to759kBtuh-11p5eer_SZDEER2017AnySCn1975CZ14cDXGF | 12814 |  | #N/A | #N/A | #N/A | 125 | 0.182 | 0 | #N/A | #N/A | #N/A | 125 | 0.182 | 0 | #N/A | #N/A | 683 | 500000
NE-HVAC-airAC-SpltPkg-240to759kBtuh-11p5eer | DEER2017 | D17 v2 |  | Any | SCn | 1975 | CZ15 | cDXGF | Cap-Tons | 892 | 500000 | None | 237 | 0.19 | 0 | 237 | 0.19 | 0 | 237 | 0.19 | 0 | 237 | 0.19 | 0 | DEER:HVAC_Split-Package_AC | Annual | 1719 | 237 | 0.19 | 0 | 237 | 0.19 | 0 | NE-HVAC-airAC-SpltPkg-240to759kBtuh-11p5eer_MZDEER2017AnySCn1975CZ15cPVVG | #N/A | NE-HVAC-airAC-SpltPkg-240to759kBtuh-11p5eer_SZDEER2017AnySCn1975CZ15cDXGF | 12815 |  | #N/A | #N/A | #N/A | 237 | 0.19 | 0 | #N/A | #N/A | #N/A | 237 | 0.19 | 0 | #N/A | #N/A | 892 | 500000
NE-HVAC-airAC-SpltPkg-240to759kBtuh-11p5eer | DEER2017 | D17 v2 |  | Any | SCn | 1975 | CZ16 | cDXGF | Cap-Tons | 494 | 500000 | None | 30.1 | 0.107 | 0 | 30.1 | 0.107 | 0 | 30.1 | 0.107 | 0 | 30.1 | 0.107 | 0 | DEER:HVAC_Split-Package_AC | Annual | 1719 | 30.1 | 0.107 | 0 | 30.1 | 0.107 | 0 | NE-HVAC-airAC-SpltPkg-240to759kBtuh-11p5eer_MZDEER2017AnySCn1975CZ16cPVVG | #N/A | NE-HVAC-airAC-SpltPkg-240to759kBtuh-11p5eer_SZDEER2017AnySCn1975CZ16cDXGF | 12816 |  | #N/A | #N/A | #N/A | 30.1 | 0.107 | 0 | #N/A | #N/A | #N/A | 30.1 | 0.107 | 0 | #N/A | #N/A | 494 | 500000
NE-HVAC-airAC-SpltPkg-240to759kBtuh-11p5eer | DEER2017 | D17 v2 |  | Any | SCn | 1985 | CZ01 | cDXGF | Cap-Tons | 452 | 500000 | None | 0 | 0 | 0 | 0 | 0 | 0 | 0 | 0 | 0 | 0 | 0 | 0 | DEER:HVAC_Split-Package_AC | Annual | 1719 | 0 | 0 | 0 | 0 | 0 | 0 | NE-HVAC-airAC-SpltPkg-240to759kBtuh-11p5eer_MZDEER2017AnySCn1985CZ01cPVVG | #N/A | NE-HVAC-airAC-SpltPkg-240to759kBtuh-11p5eer_SZDEER2017AnySCn1985CZ01cDXGF | 34161 |  | #N/A | #N/A | #N/A | 0 | 0 | 0 | #N/A | #N/A | #N/A | 0 | 0 | 0 | #N/A | #N/A | 452 | 500000
NE-HVAC-airAC-SpltPkg-240to759kBtuh-11p5eer | DEER2017 | D17 v2 |  | Any | SCn | 1985 | CZ02 | cDXGF | Cap-Tons | 705 | 500000 | None | 27.8 | 0.119 | 0 | 27.8 | 0.119 | 0 | 27.8 | 0.119 | 0 | 27.8 | 0.119 | 0 | DEER:HVAC_Split-Package_AC | Annual | 1719 | 27.8 | 0.119 | 0 | 27.8 | 0.119 | 0 | NE-HVAC-airAC-SpltPkg-240to759kBtuh-11p5eer_MZDEER2017AnySCn1985CZ02cPVVG | #N/A | NE-HVAC-airAC-SpltPkg-240to759kBtuh-11p5eer_SZDEER2017AnySCn1985CZ02cDXGF | 34162 |  | #N/A | #N/A | #N/A | 27.8 | 0.119 | 0 | #N/A | #N/A | #N/A | 27.8 | 0.119 | 0 | #N/A | #N/A | 705 | 500000
NE-HVAC-airAC-SpltPkg-240to759kBtuh-11p5eer | DEER2017 | D17 v2 |  | Any | SCn | 1985 | CZ03 | cDXGF | Cap-Tons | 581 | 500000 | None | 2.62 | 0.0363 | 0 | 2.62 | 0.0363 | 0 | 2.62 | 0.0363 | 0 | 2.62 | 0.0363 | 0 | DEER:HVAC_Split-Package_AC | Annual | 1719 | 2.62 | 0.0363 | 0 | 2.62 | 0.0363 | 0 | NE-HVAC-airAC-SpltPkg-240to759kBtuh-11p5eer_MZDEER2017AnySCn1985CZ03cPVVG | #N/A | NE-HVAC-airAC-SpltPkg-240to759kBtuh-11p5eer_SZDEER2017AnySCn1985CZ03cDXGF | 34163 |  | #N/A | #N/A | #N/A | 2.62 | 0.0363 | 0 | #N/A | #N/A | #N/A | 2.62 | 0.0363 | 0 | #N/A | #N/A | 581 | 500000
NE-HVAC-airAC-SpltPkg-240to759kBtuh-11p5eer | DEER2017 | D17 v2 |  | Any | SCn | 1985 | CZ04 | cDXGF | Cap-Tons | 685 | 500000 | None | 31.5 | 0.0809 | 0 | 31.5 | 0.0809 | 0 | 31.5 | 0.0809 | 0 | 31.5 | 0.0809 | 0 | DEER:HVAC_Split-Package_AC | Annual | 1719 | 31.5 | 0.0809 | 0 | 31.5 | 0.0809 | 0 | NE-HVAC-airAC-SpltPkg-240to759kBtuh-11p5eer_MZDEER2017AnySCn1985CZ04cPVVG | #N/A | NE-HVAC-airAC-SpltPkg-240to759kBtuh-11p5eer_SZDEER2017AnySCn1985CZ04cDXGF | 34164 |  | #N/A | #N/A | #N/A | 31.5 | 0.0809 | 0 | #N/A | #N/A | #N/A | 31.5 | 0.0809 | 0 | #N/A | #N/A | 685 | 500000
NE-HVAC-airAC-SpltPkg-240to759kBtuh-11p5eer | DEER2017 | D17 v2 |  | Any | SCn | 1985 | CZ05 | cDXGF | Cap-Tons | 591 | 500000 | None | 0.987 | 0.0151 | 0 | 0.987 | 0.0151 | 0 | 0.987 | 0.0151 | 0 | 0.987 | 0.0151 | 0 | DEER:HVAC_Split-Package_AC | Annual | 1719 | 0.987 | 0.0151 | 0 | 0.987 | 0.0151 | 0 | NE-HVAC-airAC-SpltPkg-240to759kBtuh-11p5eer_MZDEER2017AnySCn1985CZ05cPVVG | #N/A | NE-HVAC-airAC-SpltPkg-240to759kBtuh-11p5eer_SZDEER2017AnySCn1985CZ05cDXGF | 34165 |  | #N/A | #N/A | #N/A | 0.987 | 0.0151 | 0 | #N/A | #N/A | #N/A | 0.987 | 0.0151 | 0 | #N/A | #N/A | 591 | 500000
NE-HVAC-airAC-SpltPkg-240to759kBtuh-11p5eer | DEER2017 | D17 v2 |  | Any | SCn | 1985 | CZ06 | cDXGF | Cap-Tons | 671 | 500000 | None | 28.1 | 0.0709 | 0 | 28.1 | 0.0709 | 0 | 28.1 | 0.0709 | 0 | 28.1 | 0.0709 | 0 | DEER:HVAC_Split-Package_AC | Annual | 1719 | 28.1 | 0.0709 | 0 | 28.1 | 0.0709 | 0 | NE-HVAC-airAC-SpltPkg-240to759kBtuh-11p5eer_MZDEER2017AnySCn1985CZ06cPVVG | #N/A | NE-HVAC-airAC-SpltPkg-240to759kBtuh-11p5eer_SZDEER2017AnySCn1985CZ06cDXGF | 34166 |  | #N/A | #N/A | #N/A | 28.1 | 0.0709 | 0 | #N/A | #N/A | #N/A | 28.1 | 0.0709 | 0 | #N/A | #N/A | 671 | 500000
NE-HVAC-airAC-SpltPkg-240to759kBtuh-11p5eer | DEER2017 | D17 v2 |  | Any | SCn | 1985 | CZ07 | cDXGF | Cap-Tons | 618 | 500000 | None | 16.3 | 0.0594 | 0 | 16.3 | 0.0594 | 0 | 16.3 | 0.0594 | 0 | 16.3 | 0.0594 | 0 | DEER:HVAC_Split-Package_AC | Annual | 1719 | 16.3 | 0.0594 | 0 | 16.3 | 0.0594 | 0 | NE-HVAC-airAC-SpltPkg-240to759kBtuh-11p5eer_MZDEER2017AnySCn1985CZ07cPVVG | #N/A | NE-HVAC-airAC-SpltPkg-240to759kBtuh-11p5eer_SZDEER2017AnySCn1985CZ07cDXGF | 34167 |  | #N/A | #N/A | #N/A | 16.3 | 0.0594 | 0 | #N/A | #N/A | #N/A | 16.3 | 0.0594 | 0 | #N/A | #N/A | 618 | 500000
NE-HVAC-airAC-SpltPkg-240to759kBtuh-11p5eer | DEER2017 | D17 v2 |  | Any | SCn | 1985 | CZ08 | cDXGF | Cap-Tons | 725 | 500000 | None | 50.3 | 0.089 | 0 | 50.3 | 0.089 | 0 | 50.3 | 0.089 | 0 | 50.3 | 0.089 | 0 | DEER:HVAC_Split-Package_AC | Annual | 1719 | 50.3 | 0.089 | 0 | 50.3 | 0.089 | 0 | NE-HVAC-airAC-SpltPkg-240to759kBtuh-11p5eer_MZDEER2017AnySCn1985CZ08cPVVG | #N/A | NE-HVAC-airAC-SpltPkg-240to759kBtuh-11p5eer_SZDEER2017AnySCn1985CZ08cDXGF | 34168 |  | #N/A | #N/A | #N/A | 50.3 | 0.089 | 0 | #N/A | #N/A | #N/A | 50.3 | 0.089 | 0 | #N/A | #N/A | 725 | 500000
NE-HVAC-airAC-SpltPkg-240to759kBtuh-11p5eer | DEER2017 | D17 v2 |  | Any | SCn | 1985 | CZ09 | cDXGF | Cap-Tons | 845 | 500000 | None | 57.7 | 0.134 | 0 | 57.7 | 0.134 | 0 | 57.7 | 0.134 | 0 | 57.7 | 0.134 | 0 | DEER:HVAC_Split-Package_AC | Annual | 1719 | 57.7 | 0.134 | 0 | 57.7 | 0.134 | 0 | NE-HVAC-airAC-SpltPkg-240to759kBtuh-11p5eer_MZDEER2017AnySCn1985CZ09cPVVG | #N/A | NE-HVAC-airAC-SpltPkg-240to759kBtuh-11p5eer_SZDEER2017AnySCn1985CZ09cDXGF | 34169 |  | #N/A | #N/A | #N/A | 57.7 | 0.134 | 0 | #N/A | #N/A | #N/A | 57.7 | 0.134 | 0 | #N/A | #N/A | 845 | 500000
NE-HVAC-airAC-SpltPkg-240to759kBtuh-11p5eer | DEER2017 | D17 v2 |  | Any | SCn | 1985 | CZ10 | cDXGF | Cap-Tons | 785 | 500000 | None | 73.7 | 0.164 | 0 | 73.7 | 0.164 | 0 | 73.7 | 0.164 | 0 | 73.7 | 0.164 | 0 | DEER:HVAC_Split-Package_AC | Annual | 1719 | 73.7 | 0.164 | 0 | 73.7 | 0.164 | 0 | NE-HVAC-airAC-SpltPkg-240to759kBtuh-11p5eer_MZDEER2017AnySCn1985CZ10cPVVG | #N/A | NE-HVAC-airAC-SpltPkg-240to759kBtuh-11p5eer_SZDEER2017AnySCn1985CZ10cDXGF | 34170 |  | #N/A | #N/A | #N/A | 73.7 | 0.164 | 0 | #N/A | #N/A | #N/A | 73.7 | 0.164 | 0 | #N/A | #N/A | 785 | 500000
NE-HVAC-airAC-SpltPkg-240to759kBtuh-11p5eer | DEER2017 | D17 v2 |  | Any | SCn | 1985 | CZ11 | cDXGF | Cap-Tons | 859 | 500000 | None | 79.6 | 0.131 | 0 | 79.6 | 0.131 | 0 | 79.6 | 0.131 | 0 | 79.6 | 0.131 | 0 | DEER:HVAC_Split-Package_AC | Annual | 1719 | 79.6 | 0.131 | 0 | 79.6 | 0.131 | 0 | NE-HVAC-airAC-SpltPkg-240to759kBtuh-11p5eer_MZDEER2017AnySCn1985CZ11cPVVG | #N/A | NE-HVAC-airAC-SpltPkg-240to759kBtuh-11p5eer_SZDEER2017AnySCn1985CZ11cDXGF | 34171 |  | #N/A | #N/A | #N/A | 79.6 | 0.131 | 0 | #N/A | #N/A | #N/A | 79.6 | 0.131 | 0 | #N/A | #N/A | 859 | 500000
NE-HVAC-airAC-SpltPkg-240to759kBtuh-11p5eer | DEER2017 | D17 v2 |  | Any | SCn | 1985 | CZ12 | cDXGF | Cap-Tons | 850 | 500000 | None | 54.4 | 0.113 | 0 | 54.4 | 0.113 | 0 | 54.4 | 0.113 | 0 | 54.4 | 0.113 | 0 | DEER:HVAC_Split-Package_AC | Annual | 1719 | 54.4 | 0.113 | 0 | 54.4 | 0.113 | 0 | NE-HVAC-airAC-SpltPkg-240to759kBtuh-11p5eer_MZDEER2017AnySCn1985CZ12cPVVG | #N/A | NE-HVAC-airAC-SpltPkg-240to759kBtuh-11p5eer_SZDEER2017AnySCn1985CZ12cDXGF | 34172 |  | #N/A | #N/A | #N/A | 54.4 | 0.113 | 0 | #N/A | #N/A | #N/A | 54.4 | 0.113 | 0 | #N/A | #N/A | 850 | 500000
NE-HVAC-airAC-SpltPkg-240to759kBtuh-11p5eer | DEER2017 | D17 v2 |  | Any | SCn | 1985 | CZ13 | cDXGF | Cap-Tons | 832 | 500000 | None | 94.1 | 0.138 | 0 | 94.1 | 0.138 | 0 | 94.1 | 0.138 | 0 | 94.1 | 0.138 | 0 | DEER:HVAC_Split-Package_AC | Annual | 1719 | 94.1 | 0.138 | 0 | 94.1 | 0.138 | 0 | NE-HVAC-airAC-SpltPkg-240to759kBtuh-11p5eer_MZDEER2017AnySCn1985CZ13cPVVG | #N/A | NE-HVAC-airAC-SpltPkg-240to759kBtuh-11p5eer_SZDEER2017AnySCn1985CZ13cDXGF | 34173 |  | #N/A | #N/A | #N/A | 94.1 | 0.138 | 0 | #N/A | #N/A | #N/A | 94.1 | 0.138 | 0 | #N/A | #N/A | 832 | 500000
NE-HVAC-airAC-SpltPkg-240to759kBtuh-11p5eer | DEER2017 | D17 v2 |  | Any | SCn | 1985 | CZ14 | cDXGF | Cap-Tons | 752 | 500000 | None | 101 | 0.153 | 0 | 101 | 0.153 | 0 | 101 | 0.153 | 0 | 101 | 0.153 | 0 | DEER:HVAC_Split-Package_AC | Annual | 1719 | 101 | 0.153 | 0 | 101 | 0.153 | 0 | NE-HVAC-airAC-SpltPkg-240to759kBtuh-11p5eer_MZDEER2017AnySCn1985CZ14cPVVG | #N/A | NE-HVAC-airAC-SpltPkg-240to759kBtuh-11p5eer_SZDEER2017AnySCn1985CZ14cDXGF | 34174 |  | #N/A | #N/A | #N/A | 101 | 0.153 | 0 | #N/A | #N/A | #N/A | 101 | 0.153 | 0 | #N/A | #N/A | 752 | 500000
NE-HVAC-airAC-SpltPkg-240to759kBtuh-11p5eer | DEER2017 | D17 v2 |  | Any | SCn | 1985 | CZ15 | cDXGF | Cap-Tons | 811 | 500000 | None | 234 | 0.185 | 0 | 234 | 0.185 | 0 | 234 | 0.185 | 0 | 234 | 0.185 | 0 | DEER:HVAC_Split-Package_AC | Annual | 1719 | 234 | 0.185 | 0 | 234 | 0.185 | 0 | NE-HVAC-airAC-SpltPkg-240to759kBtuh-11p5eer_MZDEER2017AnySCn1985CZ15cPVVG | #N/A | NE-HVAC-airAC-SpltPkg-240to759kBtuh-11p5eer_SZDEER2017AnySCn1985CZ15cDXGF | 34175 |  | #N/A | #N/A | #N/A | 234 | 0.185 | 0 | #N/A | #N/A | #N/A | 234 | 0.185 | 0 | #N/A | #N/A | 811 | 500000
NE-HVAC-airAC-SpltPkg-240to759kBtuh-11p5eer | DEER2017 | D17 v2 |  | Any | SCn | 1985 | CZ16 | cDXGF | Cap-Tons | 515 | 500000 | None | 24.7 | 0.0826 | 0 | 24.7 | 0.0826 | 0 | 24.7 | 0.0826 | 0 | 24.7 | 0.0826 | 0 | DEER:HVAC_Split-Package_AC | Annual | 1719 | 24.7 | 0.0826 | 0 | 24.7 | 0.0826 | 0 | NE-HVAC-airAC-SpltPkg-240to759kBtuh-11p5eer_MZDEER2017AnySCn1985CZ16cPVVG | #N/A | NE-HVAC-airAC-SpltPkg-240to759kBtuh-11p5eer_SZDEER2017AnySCn1985CZ16cDXGF | 34176 |  | #N/A | #N/A | #N/A | 24.7 | 0.0826 | 0 | #N/A | #N/A | #N/A | 24.7 | 0.0826 | 0 | #N/A | #N/A | 515 | 500000
NE-HVAC-airAC-SpltPkg-240to759kBtuh-11p5eer | DEER2017 | D17 v2 |  | Any | SCn | 1996 | CZ01 | cDXGF | Cap-Tons | 483 | 500000 | None | 0 | 0 | 0 | 0 | 0 | 0 | 0 | 0 | 0 | 0 | 0 | 0 | DEER:HVAC_Split-Package_AC | Annual | 1719 | 0 | 0 | 0 | 0 | 0 | 0 | NE-HVAC-airAC-SpltPkg-240to759kBtuh-11p5eer_MZDEER2017AnySCn1996CZ01cPVVG | #N/A | NE-HVAC-airAC-SpltPkg-240to759kBtuh-11p5eer_SZDEER2017AnySCn1996CZ01cDXGF | 55521 |  | #N/A | #N/A | #N/A | 0 | 0 | 0 | #N/A | #N/A | #N/A | 0 | 0 | 0 | #N/A | #N/A | 483 | 500000
NE-HVAC-airAC-SpltPkg-240to759kBtuh-11p5eer | DEER2017 | D17 v2 |  | Any | SCn | 1996 | CZ02 | cDXGF | Cap-Tons | 794 | 500000 | None | 18.7 | 0.0805 | 0 | 18.7 | 0.0805 | 0 | 18.7 | 0.0805 | 0 | 18.7 | 0.0805 | 0 | DEER:HVAC_Split-Package_AC | Annual | 1719 | 18.7 | 0.0805 | 0 | 18.7 | 0.0805 | 0 | NE-HVAC-airAC-SpltPkg-240to759kBtuh-11p5eer_MZDEER2017AnySCn1996CZ02cPVVG | #N/A | NE-HVAC-airAC-SpltPkg-240to759kBtuh-11p5eer_SZDEER2017AnySCn1996CZ02cDXGF | 55522 |  | #N/A | #N/A | #N/A | 18.7 | 0.0805 | 0 | #N/A | #N/A | #N/A | 18.7 | 0.0805 | 0 | #N/A | #N/A | 794 | 500000
NE-HVAC-airAC-SpltPkg-240to759kBtuh-11p5eer | DEER2017 | D17 v2 |  | Any | SCn | 1996 | CZ03 | cDXGF | Cap-Tons | 608 | 500000 | None | 1.22 | 0.0218 | 0 | 1.22 | 0.0218 | 0 | 1.22 | 0.0218 | 0 | 1.22 | 0.0218 | 0 | DEER:HVAC_Split-Package_AC | Annual | 1719 | 1.22 | 0.0218 | 0 | 1.22 | 0.0218 | 0 | NE-HVAC-airAC-SpltPkg-240to759kBtuh-11p5eer_MZDEER2017AnySCn1996CZ03cPVVG | #N/A | NE-HVAC-airAC-SpltPkg-240to759kBtuh-11p5eer_SZDEER2017AnySCn1996CZ03cDXGF | 55523 |  | #N/A | #N/A | #N/A | 1.22 | 0.0218 | 0 | #N/A | #N/A | #N/A | 1.22 | 0.0218 | 0 | #N/A | #N/A | 608 | 500000
NE-HVAC-airAC-SpltPkg-240to759kBtuh-11p5eer | DEER2017 | D17 v2 |  | Any | SCn | 1996 | CZ04 | cDXGF | Cap-Tons | 735 | 500000 | None | 22.6 | 0.0683 | 0 | 22.6 | 0.0683 | 0 | 22.6 | 0.0683 | 0 | 22.6 | 0.0683 | 0 | DEER:HVAC_Split-Package_AC | Annual | 1719 | 22.6 | 0.0683 | 0 | 22.6 | 0.0683 | 0 | NE-HVAC-airAC-SpltPkg-240to759kBtuh-11p5eer_MZDEER2017AnySCn1996CZ04cPVVG | #N/A | NE-HVAC-airAC-SpltPkg-240to759kBtuh-11p5eer_SZDEER2017AnySCn1996CZ04cDXGF | 55524 |  | #N/A | #N/A | #N/A | 22.6 | 0.0683 | 0 | #N/A | #N/A | #N/A | 22.6 | 0.0683 | 0 | #N/A | #N/A | 735 | 500000
NE-HVAC-airAC-SpltPkg-240to759kBtuh-11p5eer | DEER2017 | D17 v2 |  | Any | SCn | 1996 | CZ05 | cDXGF | Cap-Tons | 603 | 500000 | None | 0.147 | 0.00622 | 0 | 0.147 | 0.00622 | 0 | 0.147 | 0.00622 | 0 | 0.147 | 0.00622 | 0 | DEER:HVAC_Split-Package_AC | Annual | 1719 | 0.147 | 0.00622 | 0 | 0.147 | 0.00622 | 0 | NE-HVAC-airAC-SpltPkg-240to759kBtuh-11p5eer_MZDEER2017AnySCn1996CZ05cPVVG | #N/A | NE-HVAC-airAC-SpltPkg-240to759kBtuh-11p5eer_SZDEER2017AnySCn1996CZ05cDXGF | 55525 |  | #N/A | #N/A | #N/A | 0.147 | 0.00622 | 0 | #N/A | #N/A | #N/A | 0.147 | 0.00622 | 0 | #N/A | #N/A | 603 | 500000
NE-HVAC-airAC-SpltPkg-240to759kBtuh-11p5eer | DEER2017 | D17 v2 |  | Any | SCn | 1996 | CZ06 | cDXGF | Cap-Tons | 703 | 500000 | None | 21.1 | 0.0641 | 0 | 21.1 | 0.0641 | 0 | 21.1 | 0.0641 | 0 | 21.1 | 0.0641 | 0 | DEER:HVAC_Split-Package_AC | Annual | 1719 | 21.1 | 0.0641 | 0 | 21.1 | 0.0641 | 0 | NE-HVAC-airAC-SpltPkg-240to759kBtuh-11p5eer_MZDEER2017AnySCn1996CZ06cPVVG | #N/A | NE-HVAC-airAC-SpltPkg-240to759kBtuh-11p5eer_SZDEER2017AnySCn1996CZ06cDXGF | 55526 |  | #N/A | #N/A | #N/A | 21.1 | 0.0641 | 0 | #N/A | #N/A | #N/A | 21.1 | 0.0641 | 0 | #N/A | #N/A | 703 | 500000
NE-HVAC-airAC-SpltPkg-240to759kBtuh-11p5eer | DEER2017 | D17 v2 |  | Any | SCn | 1996 | CZ07 | cDXGF | Cap-Tons | 649 | 500000 | None | 11.6 | 0.0514 | 0 | 11.6 | 0.0514 | 0 | 11.6 | 0.0514 | 0 | 11.6 | 0.0514 | 0 | DEER:HVAC_Split-Package_AC | Annual | 1719 | 11.6 | 0.0514 | 0 | 11.6 | 0.0514 | 0 | NE-HVAC-airAC-SpltPkg-240to759kBtuh-11p5eer_MZDEER2017AnySCn1996CZ07cPVVG | #N/A | NE-HVAC-airAC-SpltPkg-240to759kBtuh-11p5eer_SZDEER2017AnySCn1996CZ07cDXGF | 55527 |  | #N/A | #N/A | #N/A | 11.6 | 0.0514 | 0 | #N/A | #N/A | #N/A | 11.6 | 0.0514 | 0 | #N/A | #N/A | 649 | 500000
NE-HVAC-airAC-SpltPkg-240to759kBtuh-11p5eer | DEER2017 | D17 v2 |  | Any | SCn | 1996 | CZ08 | cDXGF | Cap-Tons | 760 | 500000 | None | 42.6 | 0.0786 | 0 | 42.6 | 0.0786 | 0 | 42.6 | 0.0786 | 0 | 42.6 | 0.0786 | 0 | DEER:HVAC_Split-Package_AC | Annual | 1719 | 42.6 | 0.0786 | 0 | 42.6 | 0.0786 | 0 | NE-HVAC-airAC-SpltPkg-240to759kBtuh-11p5eer_MZDEER2017AnySCn1996CZ08cPVVG | #N/A | NE-HVAC-airAC-SpltPkg-240to759kBtuh-11p5eer_SZDEER2017AnySCn1996CZ08cDXGF | 55528 |  | #N/A | #N/A | #N/A | 42.6 | 0.0786 | 0 | #N/A | #N/A | #N/A | 42.6 | 0.0786 | 0 | #N/A | #N/A | 760 | 500000
NE-HVAC-airAC-SpltPkg-240to759kBtuh-11p5eer | DEER2017 | D17 v2 |  | Any | SCn | 1996 | CZ09 | cDXGF | Cap-Tons | 881 | 500000 | None | 50.4 | 0.119 | 0 | 50.4 | 0.119 | 0 | 50.4 | 0.119 | 0 | 50.4 | 0.119 | 0 | DEER:HVAC_Split-Package_AC | Annual | 1719 | 50.4 | 0.119 | 0 | 50.4 | 0.119 | 0 | NE-HVAC-airAC-SpltPkg-240to759kBtuh-11p5eer_MZDEER2017AnySCn1996CZ09cPVVG | #N/A | NE-HVAC-airAC-SpltPkg-240to759kBtuh-11p5eer_SZDEER2017AnySCn1996CZ09cDXGF | 55529 |  | #N/A | #N/A | #N/A | 50.4 | 0.119 | 0 | #N/A | #N/A | #N/A | 50.4 | 0.119 | 0 | #N/A | #N/A | 881 | 500000
NE-HVAC-airAC-SpltPkg-240to759kBtuh-11p5eer | DEER2017 | D17 v2 |  | Any | SCn | 1996 | CZ10 | cDXGF | Cap-Tons | 835 | 500000 | None | 60.9 | 0.127 | 0 | 60.9 | 0.127 | 0 | 60.9 | 0.127 | 0 | 60.9 | 0.127 | 0 | DEER:HVAC_Split-Package_AC | Annual | 1719 | 60.9 | 0.127 | 0 | 60.9 | 0.127 | 0 | NE-HVAC-airAC-SpltPkg-240to759kBtuh-11p5eer_MZDEER2017AnySCn1996CZ10cPVVG | #N/A | NE-HVAC-airAC-SpltPkg-240to759kBtuh-11p5eer_SZDEER2017AnySCn1996CZ10cDXGF | 55530 |  | #N/A | #N/A | #N/A | 60.9 | 0.127 | 0 | #N/A | #N/A | #N/A | 60.9 | 0.127 | 0 | #N/A | #N/A | 835 | 500000
NE-HVAC-airAC-SpltPkg-240to759kBtuh-11p5eer | DEER2017 | D17 v2 |  | Any | SCn | 1996 | CZ11 | cDXGF | Cap-Tons | 884 | 500000 | None | 67.2 | 0.0972 | 0 | 67.2 | 0.0972 | 0 | 67.2 | 0.0972 | 0 | 67.2 | 0.0972 | 0 | DEER:HVAC_Split-Package_AC | Annual | 1719 | 67.2 | 0.0972 | 0 | 67.2 | 0.0972 | 0 | NE-HVAC-airAC-SpltPkg-240to759kBtuh-11p5eer_MZDEER2017AnySCn1996CZ11cPVVG | #N/A | NE-HVAC-airAC-SpltPkg-240to759kBtuh-11p5eer_SZDEER2017AnySCn1996CZ11cDXGF | 55531 |  | #N/A | #N/A | #N/A | 67.2 | 0.0972 | 0 | #N/A | #N/A | #N/A | 67.2 | 0.0972 | 0 | #N/A | #N/A | 884 | 500000
NE-HVAC-airAC-SpltPkg-240to759kBtuh-11p5eer | DEER2017 | D17 v2 |  | Any | SCn | 1996 | CZ12 | cDXGF | Cap-Tons | 887 | 500000 | None | 44 | 0.0931 | 0 | 44 | 0.0931 | 0 | 44 | 0.0931 | 0 | 44 | 0.0931 | 0 | DEER:HVAC_Split-Package_AC | Annual | 1719 | 44 | 0.0931 | 0 | 44 | 0.0931 | 0 | NE-HVAC-airAC-SpltPkg-240to759kBtuh-11p5eer_MZDEER2017AnySCn1996CZ12cPVVG | #N/A | NE-HVAC-airAC-SpltPkg-240to759kBtuh-11p5eer_SZDEER2017AnySCn1996CZ12cDXGF | 55532 |  | #N/A | #N/A | #N/A | 44 | 0.0931 | 0 | #N/A | #N/A | #N/A | 44 | 0.0931 | 0 | #N/A | #N/A | 887 | 500000
NE-HVAC-airAC-SpltPkg-240to759kBtuh-11p5eer | DEER2017 | D17 v2 |  | Any | SCn | 1996 | CZ13 | cDXGF | Cap-Tons | 868 | 500000 | None | 77.2 | 0.107 | 0 | 77.2 | 0.107 | 0 | 77.2 | 0.107 | 0 | 77.2 | 0.107 | 0 | DEER:HVAC_Split-Package_AC | Annual | 1719 | 77.2 | 0.107 | 0 | 77.2 | 0.107 | 0 | NE-HVAC-airAC-SpltPkg-240to759kBtuh-11p5eer_MZDEER2017AnySCn1996CZ13cPVVG | #N/A | NE-HVAC-airAC-SpltPkg-240to759kBtuh-11p5eer_SZDEER2017AnySCn1996CZ13cDXGF | 55533 |  | #N/A | #N/A | #N/A | 77.2 | 0.107 | 0 | #N/A | #N/A | #N/A | 77.2 | 0.107 | 0 | #N/A | #N/A | 868 | 500000
NE-HVAC-airAC-SpltPkg-240to759kBtuh-11p5eer | DEER2017 | D17 v2 |  | Any | SCn | 1996 | CZ14 | cDXGF | Cap-Tons | 805 | 500000 | None | 80.1 | 0.101 | 0 | 80.1 | 0.101 | 0 | 80.1 | 0.101 | 0 | 80.1 | 0.101 | 0 | DEER:HVAC_Split-Package_AC | Annual | 1719 | 80.1 | 0.101 | 0 | 80.1 | 0.101 | 0 | NE-HVAC-airAC-SpltPkg-240to759kBtuh-11p5eer_MZDEER2017AnySCn1996CZ14cPVVG | #N/A | NE-HVAC-airAC-SpltPkg-240to759kBtuh-11p5eer_SZDEER2017AnySCn1996CZ14cDXGF | 55534 |  | #N/A | #N/A | #N/A | 80.1 | 0.101 | 0 | #N/A | #N/A | #N/A | 80.1 | 0.101 | 0 | #N/A | #N/A | 805 | 500000
NE-HVAC-airAC-SpltPkg-240to759kBtuh-11p5eer | DEER2017 | D17 v2 |  | Any | SCn | 1996 | CZ15 | cDXGF | Cap-Tons | 1100 | 500000 | None | 146 | 0.103 | 0 | 146 | 0.103 | 0 | 146 | 0.103 | 0 | 146 | 0.103 | 0 | DEER:HVAC_Split-Package_AC | Annual | 1719 | 146 | 0.103 | 0 | 146 | 0.103 | 0 | NE-HVAC-airAC-SpltPkg-240to759kBtuh-11p5eer_MZDEER2017AnySCn1996CZ15cPVVG | #N/A | NE-HVAC-airAC-SpltPkg-240to759kBtuh-11p5eer_SZDEER2017AnySCn1996CZ15cDXGF | 55535 |  | #N/A | #N/A | #N/A | 146 | 0.103 | 0 | #N/A | #N/A | #N/A | 146 | 0.103 | 0 | #N/A | #N/A | 1100 | 500000
NE-HVAC-airAC-SpltPkg-240to759kBtuh-11p5eer | DEER2017 | D17 v2 |  | Any | SCn | 1996 | CZ16 | cDXGF | Cap-Tons | 529 | 500000 | None | 17.5 | 0.0608 | 0 | 17.5 | 0.0608 | 0 | 17.5 | 0.0608 | 0 | 17.5 | 0.0608 | 0 | DEER:HVAC_Split-Package_AC | Annual | 1719 | 17.5 | 0.0608 | 0 | 17.5 | 0.0608 | 0 | NE-HVAC-airAC-SpltPkg-240to759kBtuh-11p5eer_MZDEER2017AnySCn1996CZ16cPVVG | #N/A | NE-HVAC-airAC-SpltPkg-240to759kBtuh-11p5eer_SZDEER2017AnySCn1996CZ16cDXGF | 55536 |  | #N/A | #N/A | #N/A | 17.5 | 0.0608 | 0 | #N/A | #N/A | #N/A | 17.5 | 0.0608 | 0 | #N/A | #N/A | 529 | 500000
NE-HVAC-airAC-SpltPkg-240to759kBtuh-11p5eer | DEER2017 | D17 v2 |  | Any | SCn | 2003 | CZ01 | cDXGF | Cap-Tons | 483 | 500000 | None | 0 | 0 | 0 | 0 | 0 | 0 | 0 | 0 | 0 | 0 | 0 | 0 | DEER:HVAC_Split-Package_AC | Annual | 1719 | 0 | 0 | 0 | 0 | 0 | 0 | NE-HVAC-airAC-SpltPkg-240to759kBtuh-11p5eer_MZDEER2017AnySCn2003CZ01cPVVG | #N/A | NE-HVAC-airAC-SpltPkg-240to759kBtuh-11p5eer_SZDEER2017AnySCn2003CZ01cDXGF | 76881 |  | #N/A | #N/A | #N/A | 0 | 0 | 0 | #N/A | #N/A | #N/A | 0 | 0 | 0 | #N/A | #N/A | 483 | 500000
NE-HVAC-airAC-SpltPkg-240to759kBtuh-11p5eer | DEER2017 | D17 v2 |  | Any | SCn | 2003 | CZ02 | cDXGF | Cap-Tons | 794 | 500000 | None | 18.4 | 0.08 | 0 | 18.4 | 0.08 | 0 | 18.4 | 0.08 | 0 | 18.4 | 0.08 | 0 | DEER:HVAC_Split-Package_AC | Annual | 1719 | 18.4 | 0.08 | 0 | 18.4 | 0.08 | 0 | NE-HVAC-airAC-SpltPkg-240to759kBtuh-11p5eer_MZDEER2017AnySCn2003CZ02cPVVG | #N/A | NE-HVAC-airAC-SpltPkg-240to759kBtuh-11p5eer_SZDEER2017AnySCn2003CZ02cDXGF | 76882 |  | #N/A | #N/A | #N/A | 18.4 | 0.08 | 0 | #N/A | #N/A | #N/A | 18.4 | 0.08 | 0 | #N/A | #N/A | 794 | 500000
NE-HVAC-airAC-SpltPkg-240to759kBtuh-11p5eer | DEER2017 | D17 v2 |  | Any | SCn | 2003 | CZ03 | cDXGF | Cap-Tons | 608 | 500000 | None | 1.18 | 0.0214 | 0 | 1.18 | 0.0214 | 0 | 1.18 | 0.0214 | 0 | 1.18 | 0.0214 | 0 | DEER:HVAC_Split-Package_AC | Annual | 1719 | 1.18 | 0.0214 | 0 | 1.18 | 0.0214 | 0 | NE-HVAC-airAC-SpltPkg-240to759kBtuh-11p5eer_MZDEER2017AnySCn2003CZ03cPVVG | #N/A | NE-HVAC-airAC-SpltPkg-240to759kBtuh-11p5eer_SZDEER2017AnySCn2003CZ03cDXGF | 76883 |  | #N/A | #N/A | #N/A | 1.18 | 0.0214 | 0 | #N/A | #N/A | #N/A | 1.18 | 0.0214 | 0 | #N/A | #N/A | 608 | 500000
NE-HVAC-airAC-SpltPkg-240to759kBtuh-11p5eer | DEER2017 | D17 v2 |  | Any | SCn | 2003 | CZ04 | cDXGF | Cap-Tons | 735 | 500000 | None | 22.3 | 0.068 | 0 | 22.3 | 0.068 | 0 | 22.3 | 0.068 | 0 | 22.3 | 0.068 | 0 | DEER:HVAC_Split-Package_AC | Annual | 1719 | 22.3 | 0.068 | 0 | 22.3 | 0.068 | 0 | NE-HVAC-airAC-SpltPkg-240to759kBtuh-11p5eer_MZDEER2017AnySCn2003CZ04cPVVG | #N/A | NE-HVAC-airAC-SpltPkg-240to759kBtuh-11p5eer_SZDEER2017AnySCn2003CZ04cDXGF | 76884 |  | #N/A | #N/A | #N/A | 22.3 | 0.068 | 0 | #N/A | #N/A | #N/A | 22.3 | 0.068 | 0 | #N/A | #N/A | 735 | 500000
NE-HVAC-airAC-SpltPkg-240to759kBtuh-11p5eer | DEER2017 | D17 v2 |  | Any | SCn | 2003 | CZ05 | cDXGF | Cap-Tons | 603 | 500000 | None | 0.128 | 0.00578 | 0 | 0.128 | 0.00578 | 0 | 0.128 | 0.00578 | 0 | 0.128 | 0.00578 | 0 | DEER:HVAC_Split-Package_AC | Annual | 1719 | 0.128 | 0.00578 | 0 | 0.128 | 0.00578 | 0 | NE-HVAC-airAC-SpltPkg-240to759kBtuh-11p5eer_MZDEER2017AnySCn2003CZ05cPVVG | #N/A | NE-HVAC-airAC-SpltPkg-240to759kBtuh-11p5eer_SZDEER2017AnySCn2003CZ05cDXGF | 76885 |  | #N/A | #N/A | #N/A | 0.128 | 0.00578 | 0 | #N/A | #N/A | #N/A | 0.128 | 0.00578 | 0 | #N/A | #N/A | 603 | 500000
NE-HVAC-airAC-SpltPkg-240to759kBtuh-11p5eer | DEER2017 | D17 v2 |  | Any | SCn | 2003 | CZ06 | cDXGF | Cap-Tons | 703 | 500000 | None | 20.8 | 0.0638 | 0 | 20.8 | 0.0638 | 0 | 20.8 | 0.0638 | 0 | 20.8 | 0.0638 | 0 | DEER:HVAC_Split-Package_AC | Annual | 1719 | 20.8 | 0.0638 | 0 | 20.8 | 0.0638 | 0 | NE-HVAC-airAC-SpltPkg-240to759kBtuh-11p5eer_MZDEER2017AnySCn2003CZ06cPVVG | #N/A | NE-HVAC-airAC-SpltPkg-240to759kBtuh-11p5eer_SZDEER2017AnySCn2003CZ06cDXGF | 76886 |  | #N/A | #N/A | #N/A | 20.8 | 0.0638 | 0 | #N/A | #N/A | #N/A | 20.8 | 0.0638 | 0 | #N/A | #N/A | 703 | 500000
NE-HVAC-airAC-SpltPkg-240to759kBtuh-11p5eer | DEER2017 | D17 v2 |  | Any | SCn | 2003 | CZ07 | cDXGF | Cap-Tons | 649 | 500000 | None | 11.4 | 0.0511 | 0 | 11.4 | 0.0511 | 0 | 11.4 | 0.0511 | 0 | 11.4 | 0.0511 | 0 | DEER:HVAC_Split-Package_AC | Annual | 1719 | 11.4 | 0.0511 | 0 | 11.4 | 0.0511 | 0 | NE-HVAC-airAC-SpltPkg-240to759kBtuh-11p5eer_MZDEER2017AnySCn2003CZ07cPVVG | #N/A | NE-HVAC-airAC-SpltPkg-240to759kBtuh-11p5eer_SZDEER2017AnySCn2003CZ07cDXGF | 76887 |  | #N/A | #N/A | #N/A | 11.4 | 0.0511 | 0 | #N/A | #N/A | #N/A | 11.4 | 0.0511 | 0 | #N/A | #N/A | 649 | 500000
NE-HVAC-airAC-SpltPkg-240to759kBtuh-11p5eer | DEER2017 | D17 v2 |  | Any | SCn | 2003 | CZ08 | cDXGF | Cap-Tons | 760 | 500000 | None | 42.2 | 0.0783 | 0 | 42.2 | 0.0783 | 0 | 42.2 | 0.0783 | 0 | 42.2 | 0.0783 | 0 | DEER:HVAC_Split-Package_AC | Annual | 1719 | 42.2 | 0.0783 | 0 | 42.2 | 0.0783 | 0 | NE-HVAC-airAC-SpltPkg-240to759kBtuh-11p5eer_MZDEER2017AnySCn2003CZ08cPVVG | #N/A | NE-HVAC-airAC-SpltPkg-240to759kBtuh-11p5eer_SZDEER2017AnySCn2003CZ08cDXGF | 76888 |  | #N/A | #N/A | #N/A | 42.2 | 0.0783 | 0 | #N/A | #N/A | #N/A | 42.2 | 0.0783 | 0 | #N/A | #N/A | 760 | 500000
NE-HVAC-airAC-SpltPkg-240to759kBtuh-11p5eer | DEER2017 | D17 v2 |  | Any | SCn | 2003 | CZ09 | cDXGF | Cap-Tons | 906 | 500000 | None | 46.1 | 0.1 | 0 | 46.1 | 0.1 | 0 | 46.1 | 0.1 | 0 | 46.1 | 0.1 | 0 | DEER:HVAC_Split-Package_AC | Annual | 1719 | 46.1 | 0.1 | 0 | 46.1 | 0.1 | 0 | NE-HVAC-airAC-SpltPkg-240to759kBtuh-11p5eer_MZDEER2017AnySCn2003CZ09cPVVG | #N/A | NE-HVAC-airAC-SpltPkg-240to759kBtuh-11p5eer_SZDEER2017AnySCn2003CZ09cDXGF | 76889 |  | #N/A | #N/A | #N/A | 46.1 | 0.1 | 0 | #N/A | #N/A | #N/A | 46.1 | 0.1 | 0 | #N/A | #N/A | 906 | 500000
NE-HVAC-airAC-SpltPkg-240to759kBtuh-11p5eer | DEER2017 | D17 v2 |  | Any | SCn | 2003 | CZ10 | cDXGF | Cap-Tons | 835 | 500000 | None | 59 | 0.117 | 0 | 59 | 0.117 | 0 | 59 | 0.117 | 0 | 59 | 0.117 | 0 | DEER:HVAC_Split-Package_AC | Annual | 1719 | 59 | 0.117 | 0 | 59 | 0.117 | 0 | NE-HVAC-airAC-SpltPkg-240to759kBtuh-11p5eer_MZDEER2017AnySCn2003CZ10cPVVG | #N/A | NE-HVAC-airAC-SpltPkg-240to759kBtuh-11p5eer_SZDEER2017AnySCn2003CZ10cDXGF | 76890 |  | #N/A | #N/A | #N/A | 59 | 0.117 | 0 | #N/A | #N/A | #N/A | 59 | 0.117 | 0 | #N/A | #N/A | 835 | 500000
NE-HVAC-airAC-SpltPkg-240to759kBtuh-11p5eer | DEER2017 | D17 v2 |  | Any | SCn | 2003 | CZ11 | cDXGF | Cap-Tons | 884 | 500000 | None | 66.8 | 0.0948 | 0 | 66.8 | 0.0948 | 0 | 66.8 | 0.0948 | 0 | 66.8 | 0.0948 | 0 | DEER:HVAC_Split-Package_AC | Annual | 1719 | 66.8 | 0.0948 | 0 | 66.8 | 0.0948 | 0 | NE-HVAC-airAC-SpltPkg-240to759kBtuh-11p5eer_MZDEER2017AnySCn2003CZ11cPVVG | #N/A | NE-HVAC-airAC-SpltPkg-240to759kBtuh-11p5eer_SZDEER2017AnySCn2003CZ11cDXGF | 76891 |  | #N/A | #N/A | #N/A | 66.8 | 0.0948 | 0 | #N/A | #N/A | #N/A | 66.8 | 0.0948 | 0 | #N/A | #N/A | 884 | 500000
NE-HVAC-airAC-SpltPkg-240to759kBtuh-11p5eer | DEER2017 | D17 v2 |  | Any | SCn | 2003 | CZ12 | cDXGF | Cap-Tons | 887 | 500000 | None | 43.8 | 0.0927 | 0 | 43.8 | 0.0927 | 0 | 43.8 | 0.0927 | 0 | 43.8 | 0.0927 | 0 | DEER:HVAC_Split-Package_AC | Annual | 1719 | 43.8 | 0.0927 | 0 | 43.8 | 0.0927 | 0 | NE-HVAC-airAC-SpltPkg-240to759kBtuh-11p5eer_MZDEER2017AnySCn2003CZ12cPVVG | #N/A | NE-HVAC-airAC-SpltPkg-240to759kBtuh-11p5eer_SZDEER2017AnySCn2003CZ12cDXGF | 76892 |  | #N/A | #N/A | #N/A | 43.8 | 0.0927 | 0 | #N/A | #N/A | #N/A | 43.8 | 0.0927 | 0 | #N/A | #N/A | 887 | 500000
NE-HVAC-airAC-SpltPkg-240to759kBtuh-11p5eer | DEER2017 | D17 v2 |  | Any | SCn | 2003 | CZ13 | cDXGF | Cap-Tons | 868 | 500000 | None | 76.8 | 0.107 | 0 | 76.8 | 0.107 | 0 | 76.8 | 0.107 | 0 | 76.8 | 0.107 | 0 | DEER:HVAC_Split-Package_AC | Annual | 1719 | 76.8 | 0.107 | 0 | 76.8 | 0.107 | 0 | NE-HVAC-airAC-SpltPkg-240to759kBtuh-11p5eer_MZDEER2017AnySCn2003CZ13cPVVG | #N/A | NE-HVAC-airAC-SpltPkg-240to759kBtuh-11p5eer_SZDEER2017AnySCn2003CZ13cDXGF | 76893 |  | #N/A | #N/A | #N/A | 76.8 | 0.107 | 0 | #N/A | #N/A | #N/A | 76.8 | 0.107 | 0 | #N/A | #N/A | 868 | 500000
NE-HVAC-airAC-SpltPkg-240to759kBtuh-11p5eer | DEER2017 | D17 v2 |  | Any | SCn | 2003 | CZ14 | cDXGF | Cap-Tons | 805 | 500000 | None | 79.7 | 0.1 | 0 | 79.7 | 0.1 | 0 | 79.7 | 0.1 | 0 | 79.7 | 0.1 | 0 | DEER:HVAC_Split-Package_AC | Annual | 1719 | 79.7 | 0.1 | 0 | 79.7 | 0.1 | 0 | NE-HVAC-airAC-SpltPkg-240to759kBtuh-11p5eer_MZDEER2017AnySCn2003CZ14cPVVG | #N/A | NE-HVAC-airAC-SpltPkg-240to759kBtuh-11p5eer_SZDEER2017AnySCn2003CZ14cDXGF | 76894 |  | #N/A | #N/A | #N/A | 79.7 | 0.1 | 0 | #N/A | #N/A | #N/A | 79.7 | 0.1 | 0 | #N/A | #N/A | 805 | 500000
NE-HVAC-airAC-SpltPkg-240to759kBtuh-11p5eer | DEER2017 | D17 v2 |  | Any | SCn | 2003 | CZ15 | cDXGF | Cap-Tons | 1100 | 500000 | None | 145 | 0.103 | 0 | 145 | 0.103 | 0 | 145 | 0.103 | 0 | 145 | 0.103 | 0 | DEER:HVAC_Split-Package_AC | Annual | 1719 | 145 | 0.103 | 0 | 145 | 0.103 | 0 | NE-HVAC-airAC-SpltPkg-240to759kBtuh-11p5eer_MZDEER2017AnySCn2003CZ15cPVVG | #N/A | NE-HVAC-airAC-SpltPkg-240to759kBtuh-11p5eer_SZDEER2017AnySCn2003CZ15cDXGF | 76895 |  | #N/A | #N/A | #N/A | 145 | 0.103 | 0 | #N/A | #N/A | #N/A | 145 | 0.103 | 0 | #N/A | #N/A | 1100 | 500000
NE-HVAC-airAC-SpltPkg-240to759kBtuh-11p5eer | DEER2017 | D17 v2 |  | Any | SCn | 2003 | CZ16 | cDXGF | Cap-Tons | 529 | 500000 | None | 17.3 | 0.0605 | 0 | 17.3 | 0.0605 | 0 | 17.3 | 0.0605 | 0 | 17.3 | 0.0605 | 0 | DEER:HVAC_Split-Package_AC | Annual | 1719 | 17.3 | 0.0605 | 0 | 17.3 | 0.0605 | 0 | NE-HVAC-airAC-SpltPkg-240to759kBtuh-11p5eer_MZDEER2017AnySCn2003CZ16cPVVG | #N/A | NE-HVAC-airAC-SpltPkg-240to759kBtuh-11p5eer_SZDEER2017AnySCn2003CZ16cDXGF | 76896 |  | #N/A | #N/A | #N/A | 17.3 | 0.0605 | 0 | #N/A | #N/A | #N/A | 17.3 | 0.0605 | 0 | #N/A | #N/A | 529 | 500000
NE-HVAC-airAC-SpltPkg-240to759kBtuh-11p5eer | DEER2017 | D17 v2 |  | Any | SCn | 2007 | CZ01 | cDXGF | Cap-Tons | 483 | 500000 | None | 0 | 0 | 0 | 0 | 0 | 0 | 0 | 0 | 0 | 0 | 0 | 0 | DEER:HVAC_Split-Package_AC | Annual | 1719 | 0 | 0 | 0 | 0 | 0 | 0 | NE-HVAC-airAC-SpltPkg-240to759kBtuh-11p5eer_MZDEER2017AnySCn2007CZ01cPVVG | #N/A | NE-HVAC-airAC-SpltPkg-240to759kBtuh-11p5eer_SZDEER2017AnySCn2007CZ01cDXGF | 98241 |  | #N/A | #N/A | #N/A | 0 | 0 | 0 | #N/A | #N/A | #N/A | 0 | 0 | 0 | #N/A | #N/A | 483 | 500000
NE-HVAC-airAC-SpltPkg-240to759kBtuh-11p5eer | DEER2017 | D17 v2 |  | Any | SCn | 2007 | CZ02 | cDXGF | Cap-Tons | 794 | 500000 | None | 18.1 | 0.0797 | 0 | 18.1 | 0.0797 | 0 | 18.1 | 0.0797 | 0 | 18.1 | 0.0797 | 0 | DEER:HVAC_Split-Package_AC | Annual | 1719 | 18.1 | 0.0797 | 0 | 18.1 | 0.0797 | 0 | NE-HVAC-airAC-SpltPkg-240to759kBtuh-11p5eer_MZDEER2017AnySCn2007CZ02cPVVG | #N/A | NE-HVAC-airAC-SpltPkg-240to759kBtuh-11p5eer_SZDEER2017AnySCn2007CZ02cDXGF | 98242 |  | #N/A | #N/A | #N/A | 18.1 | 0.0797 | 0 | #N/A | #N/A | #N/A | 18.1 | 0.0797 | 0 | #N/A | #N/A | 794 | 500000
NE-HVAC-airAC-SpltPkg-240to759kBtuh-11p5eer | DEER2017 | D17 v2 |  | Any | SCn | 2007 | CZ03 | cDXGF | Cap-Tons | 608 | 500000 | None | 1.14 | 0.0209 | 0 | 1.14 | 0.0209 | 0 | 1.14 | 0.0209 | 0 | 1.14 | 0.0209 | 0 | DEER:HVAC_Split-Package_AC | Annual | 1719 | 1.14 | 0.0209 | 0 | 1.14 | 0.0209 | 0 | NE-HVAC-airAC-SpltPkg-240to759kBtuh-11p5eer_MZDEER2017AnySCn2007CZ03cPVVG | #N/A | NE-HVAC-airAC-SpltPkg-240to759kBtuh-11p5eer_SZDEER2017AnySCn2007CZ03cDXGF | 98243 |  | #N/A | #N/A | #N/A | 1.14 | 0.0209 | 0 | #N/A | #N/A | #N/A | 1.14 | 0.0209 | 0 | #N/A | #N/A | 608 | 500000
NE-HVAC-airAC-SpltPkg-240to759kBtuh-11p5eer | DEER2017 | D17 v2 |  | Any | SCn | 2007 | CZ04 | cDXGF | Cap-Tons | 735 | 500000 | None | 22 | 0.0676 | 0 | 22 | 0.0676 | 0 | 22 | 0.0676 | 0 | 22 | 0.0676 | 0 | DEER:HVAC_Split-Package_AC | Annual | 1719 | 22 | 0.0676 | 0 | 22 | 0.0676 | 0 | NE-HVAC-airAC-SpltPkg-240to759kBtuh-11p5eer_MZDEER2017AnySCn2007CZ04cPVVG | #N/A | NE-HVAC-airAC-SpltPkg-240to759kBtuh-11p5eer_SZDEER2017AnySCn2007CZ04cDXGF | 98244 |  | #N/A | #N/A | #N/A | 22 | 0.0676 | 0 | #N/A | #N/A | #N/A | 22 | 0.0676 | 0 | #N/A | #N/A | 735 | 500000
NE-HVAC-airAC-SpltPkg-240to759kBtuh-11p5eer | DEER2017 | D17 v2 |  | Any | SCn | 2007 | CZ05 | cDXGF | Cap-Tons | 603 | 500000 | None | 0.11 | 0.00527 | 0 | 0.11 | 0.00527 | 0 | 0.11 | 0.00527 | 0 | 0.11 | 0.00527 | 0 | DEER:HVAC_Split-Package_AC | Annual | 1719 | 0.11 | 0.00527 | 0 | 0.11 | 0.00527 | 0 | NE-HVAC-airAC-SpltPkg-240to759kBtuh-11p5eer_MZDEER2017AnySCn2007CZ05cPVVG | #N/A | NE-HVAC-airAC-SpltPkg-240to759kBtuh-11p5eer_SZDEER2017AnySCn2007CZ05cDXGF | 98245 |  | #N/A | #N/A | #N/A | 0.11 | 0.00527 | 0 | #N/A | #N/A | #N/A | 0.11 | 0.00527 | 0 | #N/A | #N/A | 603 | 500000
NE-HVAC-airAC-SpltPkg-240to759kBtuh-11p5eer | DEER2017 | D17 v2 |  | Any | SCn | 2007 | CZ06 | cDXGF | Cap-Tons | 703 | 500000 | None | 20.4 | 0.0635 | 0 | 20.4 | 0.0635 | 0 | 20.4 | 0.0635 | 0 | 20.4 | 0.0635 | 0 | DEER:HVAC_Split-Package_AC | Annual | 1719 | 20.4 | 0.0635 | 0 | 20.4 | 0.0635 | 0 | NE-HVAC-airAC-SpltPkg-240to759kBtuh-11p5eer_MZDEER2017AnySCn2007CZ06cPVVG | #N/A | NE-HVAC-airAC-SpltPkg-240to759kBtuh-11p5eer_SZDEER2017AnySCn2007CZ06cDXGF | 98246 |  | #N/A | #N/A | #N/A | 20.4 | 0.0635 | 0 | #N/A | #N/A | #N/A | 20.4 | 0.0635 | 0 | #N/A | #N/A | 703 | 500000
NE-HVAC-airAC-SpltPkg-240to759kBtuh-11p5eer | DEER2017 | D17 v2 |  | Any | SCn | 2007 | CZ07 | cDXGF | Cap-Tons | 649 | 500000 | None | 11.2 | 0.0507 | 0 | 11.2 | 0.0507 | 0 | 11.2 | 0.0507 | 0 | 11.2 | 0.0507 | 0 | DEER:HVAC_Split-Package_AC | Annual | 1719 | 11.2 | 0.0507 | 0 | 11.2 | 0.0507 | 0 | NE-HVAC-airAC-SpltPkg-240to759kBtuh-11p5eer_MZDEER2017AnySCn2007CZ07cPVVG | #N/A | NE-HVAC-airAC-SpltPkg-240to759kBtuh-11p5eer_SZDEER2017AnySCn2007CZ07cDXGF | 98247 |  | #N/A | #N/A | #N/A | 11.2 | 0.0507 | 0 | #N/A | #N/A | #N/A | 11.2 | 0.0507 | 0 | #N/A | #N/A | 649 | 500000
NE-HVAC-airAC-SpltPkg-240to759kBtuh-11p5eer | DEER2017 | D17 v2 |  | Any | SCn | 2007 | CZ08 | cDXGF | Cap-Tons | 760 | 500000 | None | 41.8 | 0.078 | 0 | 41.8 | 0.078 | 0 | 41.8 | 0.078 | 0 | 41.8 | 0.078 | 0 | DEER:HVAC_Split-Package_AC | Annual | 1719 | 41.8 | 0.078 | 0 | 41.8 | 0.078 | 0 | NE-HVAC-airAC-SpltPkg-240to759kBtuh-11p5eer_MZDEER2017AnySCn2007CZ08cPVVG | #N/A | NE-HVAC-airAC-SpltPkg-240to759kBtuh-11p5eer_SZDEER2017AnySCn2007CZ08cDXGF | 98248 |  | #N/A | #N/A | #N/A | 41.8 | 0.078 | 0 | #N/A | #N/A | #N/A | 41.8 | 0.078 | 0 | #N/A | #N/A | 760 | 500000
NE-HVAC-airAC-SpltPkg-240to759kBtuh-11p5eer | DEER2017 | D17 v2 |  | Any | SCn | 2007 | CZ09 | cDXGF | Cap-Tons | 906 | 500000 | None | 45.8 | 0.1 | 0 | 45.8 | 0.1 | 0 | 45.8 | 0.1 | 0 | 45.8 | 0.1 | 0 | DEER:HVAC_Split-Package_AC | Annual | 1719 | 45.8 | 0.1 | 0 | 45.8 | 0.1 | 0 | NE-HVAC-airAC-SpltPkg-240to759kBtuh-11p5eer_MZDEER2017AnySCn2007CZ09cPVVG | #N/A | NE-HVAC-airAC-SpltPkg-240to759kBtuh-11p5eer_SZDEER2017AnySCn2007CZ09cDXGF | 98249 |  | #N/A | #N/A | #N/A | 45.8 | 0.1 | 0 | #N/A | #N/A | #N/A | 45.8 | 0.1 | 0 | #N/A | #N/A | 906 | 500000
NE-HVAC-airAC-SpltPkg-240to759kBtuh-11p5eer | DEER2017 | D17 v2 |  | Any | SCn | 2007 | CZ10 | cDXGF | Cap-Tons | 835 | 500000 | None | 58.6 | 0.115 | 0 | 58.6 | 0.115 | 0 | 58.6 | 0.115 | 0 | 58.6 | 0.115 | 0 | DEER:HVAC_Split-Package_AC | Annual | 1719 | 58.6 | 0.115 | 0 | 58.6 | 0.115 | 0 | NE-HVAC-airAC-SpltPkg-240to759kBtuh-11p5eer_MZDEER2017AnySCn2007CZ10cPVVG | #N/A | NE-HVAC-airAC-SpltPkg-240to759kBtuh-11p5eer_SZDEER2017AnySCn2007CZ10cDXGF | 98250 |  | #N/A | #N/A | #N/A | 58.6 | 0.115 | 0 | #N/A | #N/A | #N/A | 58.6 | 0.115 | 0 | #N/A | #N/A | 835 | 500000
NE-HVAC-airAC-SpltPkg-240to759kBtuh-11p5eer | DEER2017 | D17 v2 |  | Any | SCn | 2007 | CZ11 | cDXGF | Cap-Tons | 884 | 500000 | None | 66.5 | 0.0946 | 0 | 66.5 | 0.0946 | 0 | 66.5 | 0.0946 | 0 | 66.5 | 0.0946 | 0 | DEER:HVAC_Split-Package_AC | Annual | 1719 | 66.5 | 0.0946 | 0 | 66.5 | 0.0946 | 0 | NE-HVAC-airAC-SpltPkg-240to759kBtuh-11p5eer_MZDEER2017AnySCn2007CZ11cPVVG | #N/A | NE-HVAC-airAC-SpltPkg-240to759kBtuh-11p5eer_SZDEER2017AnySCn2007CZ11cDXGF | 98251 |  | #N/A | #N/A | #N/A | 66.5 | 0.0946 | 0 | #N/A | #N/A | #N/A | 66.5 | 0.0946 | 0 | #N/A | #N/A | 884 | 500000
NE-HVAC-airAC-SpltPkg-240to759kBtuh-11p5eer | DEER2017 | D17 v2 |  | Any | SCn | 2007 | CZ12 | cDXGF | Cap-Tons | 887 | 500000 | None | 43.4 | 0.0924 | 0 | 43.4 | 0.0924 | 0 | 43.4 | 0.0924 | 0 | 43.4 | 0.0924 | 0 | DEER:HVAC_Split-Package_AC | Annual | 1719 | 43.4 | 0.0924 | 0 | 43.4 | 0.0924 | 0 | NE-HVAC-airAC-SpltPkg-240to759kBtuh-11p5eer_MZDEER2017AnySCn2007CZ12cPVVG | #N/A | NE-HVAC-airAC-SpltPkg-240to759kBtuh-11p5eer_SZDEER2017AnySCn2007CZ12cDXGF | 98252 |  | #N/A | #N/A | #N/A | 43.4 | 0.0924 | 0 | #N/A | #N/A | #N/A | 43.4 | 0.0924 | 0 | #N/A | #N/A | 887 | 500000
NE-HVAC-airAC-SpltPkg-240to759kBtuh-11p5eer | DEER2017 | D17 v2 |  | Any | SCn | 2007 | CZ13 | cDXGF | Cap-Tons | 868 | 500000 | None | 76.5 | 0.106 | 0 | 76.5 | 0.106 | 0 | 76.5 | 0.106 | 0 | 76.5 | 0.106 | 0 | DEER:HVAC_Split-Package_AC | Annual | 1719 | 76.5 | 0.106 | 0 | 76.5 | 0.106 | 0 | NE-HVAC-airAC-SpltPkg-240to759kBtuh-11p5eer_MZDEER2017AnySCn2007CZ13cPVVG | #N/A | NE-HVAC-airAC-SpltPkg-240to759kBtuh-11p5eer_SZDEER2017AnySCn2007CZ13cDXGF | 98253 |  | #N/A | #N/A | #N/A | 76.5 | 0.106 | 0 | #N/A | #N/A | #N/A | 76.5 | 0.106 | 0 | #N/A | #N/A | 868 | 500000
NE-HVAC-airAC-SpltPkg-240to759kBtuh-11p5eer | DEER2017 | D17 v2 |  | Any | SCn | 2007 | CZ14 | cDXGF | Cap-Tons | 805 | 500000 | None | 79.4 | 0.1 | 0 | 79.4 | 0.1 | 0 | 79.4 | 0.1 | 0 | 79.4 | 0.1 | 0 | DEER:HVAC_Split-Package_AC | Annual | 1719 | 79.4 | 0.1 | 0 | 79.4 | 0.1 | 0 | NE-HVAC-airAC-SpltPkg-240to759kBtuh-11p5eer_MZDEER2017AnySCn2007CZ14cPVVG | #N/A | NE-HVAC-airAC-SpltPkg-240to759kBtuh-11p5eer_SZDEER2017AnySCn2007CZ14cDXGF | 98254 |  | #N/A | #N/A | #N/A | 79.4 | 0.1 | 0 | #N/A | #N/A | #N/A | 79.4 | 0.1 | 0 | #N/A | #N/A | 805 | 500000
NE-HVAC-airAC-SpltPkg-240to759kBtuh-11p5eer | DEER2017 | D17 v2 |  | Any | SCn | 2007 | CZ15 | cDXGF | Cap-Tons | 1100 | 500000 | None | 145 | 0.102 | 0 | 145 | 0.102 | 0 | 145 | 0.102 | 0 | 145 | 0.102 | 0 | DEER:HVAC_Split-Package_AC | Annual | 1719 | 145 | 0.102 | 0 | 145 | 0.102 | 0 | NE-HVAC-airAC-SpltPkg-240to759kBtuh-11p5eer_MZDEER2017AnySCn2007CZ15cPVVG | #N/A | NE-HVAC-airAC-SpltPkg-240to759kBtuh-11p5eer_SZDEER2017AnySCn2007CZ15cDXGF | 98255 |  | #N/A | #N/A | #N/A | 145 | 0.102 | 0 | #N/A | #N/A | #N/A | 145 | 0.102 | 0 | #N/A | #N/A | 1100 | 500000
NE-HVAC-airAC-SpltPkg-240to759kBtuh-11p5eer | DEER2017 | D17 v2 |  | Any | SCn | 2007 | CZ16 | cDXGF | Cap-Tons | 529 | 500000 | None | 17.1 | 0.0601 | 0 | 17.1 | 0.0601 | 0 | 17.1 | 0.0601 | 0 | 17.1 | 0.0601 | 0 | DEER:HVAC_Split-Package_AC | Annual | 1719 | 17.1 | 0.0601 | 0 | 17.1 | 0.0601 | 0 | NE-HVAC-airAC-SpltPkg-240to759kBtuh-11p5eer_MZDEER2017AnySCn2007CZ16cPVVG | #N/A | NE-HVAC-airAC-SpltPkg-240to759kBtuh-11p5eer_SZDEER2017AnySCn2007CZ16cDXGF | 98256 |  | #N/A | #N/A | #N/A | 17.1 | 0.0601 | 0 | #N/A | #N/A | #N/A | 17.1 | 0.0601 | 0 | #N/A | #N/A | 529 | 500000
NE-HVAC-airAC-SpltPkg-240to759kBtuh-11p5eer | DEER2017 | D17 v2 |  | Any | SCn | 2011 | CZ01 | cDXGF | Cap-Tons | 481 | 500000 | None | 473 | 0.117 | -20.1 | 0 | 0 | 0 | 473 | 0.117 | -20.1 | 0 | 0 | 0 | DEER:HVAC_Split-Package_AC | Annual | 1719 | 473 | 0.117 | -20.1 | 0 | 0 | 0 | NE-HVAC-airAC-SpltPkg-240to759kBtuh-11p5eer_MZDEER2017AnySCn2011CZ01cPVVG | #N/A | NE-HVAC-airAC-SpltPkg-240to759kBtuh-11p5eer_SZDEER2017AnySCn2011CZ01cDXGF | 119601 |  | #N/A | #N/A | #N/A | 473 | 0.117 | -20.1 | #N/A | #N/A | #N/A | 0 | 0 | 0 | #N/A | #N/A | 481 | 500000
NE-HVAC-airAC-SpltPkg-240to759kBtuh-11p5eer | DEER2017 | D17 v2 |  | Any | SCn | 2011 | CZ02 | cDXGF | Cap-Tons | 792 | 500000 | None | 575 | 0.215 | -10.7 | 17.2 | 0.0771 | 0 | 575 | 0.215 | -10.7 | 17.2 | 0.0771 | 0 | DEER:HVAC_Split-Package_AC | Annual | 1719 | 575 | 0.215 | -10.7 | 17.2 | 0.0771 | 0 | NE-HVAC-airAC-SpltPkg-240to759kBtuh-11p5eer_MZDEER2017AnySCn2011CZ02cPVVG | #N/A | NE-HVAC-airAC-SpltPkg-240to759kBtuh-11p5eer_SZDEER2017AnySCn2011CZ02cDXGF | 119602 |  | #N/A | #N/A | #N/A | 575 | 0.215 | -10.7 | #N/A | #N/A | #N/A | 17.2 | 0.0771 | 0 | #N/A | #N/A | 792 | 500000
NE-HVAC-airAC-SpltPkg-240to759kBtuh-11p5eer | DEER2017 | D17 v2 |  | Any | SCn | 2011 | CZ03 | cDXGF | Cap-Tons | 606 | 500000 | None | 529 | 0.183 | -12.1 | 1.03 | 0.0192 | 0 | 529 | 0.183 | -12.1 | 1.03 | 0.0192 | 0 | DEER:HVAC_Split-Package_AC | Annual | 1719 | 529 | 0.183 | -12.1 | 1.03 | 0.0192 | 0 | NE-HVAC-airAC-SpltPkg-240to759kBtuh-11p5eer_MZDEER2017AnySCn2011CZ03cPVVG | #N/A | NE-HVAC-airAC-SpltPkg-240to759kBtuh-11p5eer_SZDEER2017AnySCn2011CZ03cDXGF | 119603 |  | #N/A | #N/A | #N/A | 529 | 0.183 | -12.1 | #N/A | #N/A | #N/A | 1.03 | 0.0192 | 0 | #N/A | #N/A | 606 | 500000
NE-HVAC-airAC-SpltPkg-240to759kBtuh-11p5eer | DEER2017 | D17 v2 |  | Any | SCn | 2011 | CZ04 | cDXGF | Cap-Tons | 733 | 500000 | None | 595 | 0.207 | -9.5 | 21.3 | 0.0662 | 0 | 595 | 0.207 | -9.5 | 21.3 | 0.0662 | 0 | DEER:HVAC_Split-Package_AC | Annual | 1719 | 595 | 0.207 | -9.5 | 21.3 | 0.0662 | 0 | NE-HVAC-airAC-SpltPkg-240to759kBtuh-11p5eer_MZDEER2017AnySCn2011CZ04cPVVG | #N/A | NE-HVAC-airAC-SpltPkg-240to759kBtuh-11p5eer_SZDEER2017AnySCn2011CZ04cDXGF | 119604 |  | #N/A | #N/A | #N/A | 595 | 0.207 | -9.5 | #N/A | #N/A | #N/A | 21.3 | 0.0662 | 0 | #N/A | #N/A | 733 | 500000
NE-HVAC-airAC-SpltPkg-240to759kBtuh-11p5eer | DEER2017 | D17 v2 |  | Any | SCn | 2011 | CZ05 | cDXGF | Cap-Tons | 602 | 500000 | None | 524 | 0.166 | -12.8 | 0.106 | 0.00514 | 0 | 524 | 0.166 | -12.8 | 0.106 | 0.00514 | 0 | DEER:HVAC_Split-Package_AC | Annual | 1719 | 524 | 0.166 | -12.8 | 0.106 | 0.00514 | 0 | NE-HVAC-airAC-SpltPkg-240to759kBtuh-11p5eer_MZDEER2017AnySCn2011CZ05cPVVG | #N/A | NE-HVAC-airAC-SpltPkg-240to759kBtuh-11p5eer_SZDEER2017AnySCn2011CZ05cDXGF | 119605 |  | #N/A | #N/A | #N/A | 524 | 0.166 | -12.8 | #N/A | #N/A | #N/A | 0.106 | 0.00514 | 0 | #N/A | #N/A | 602 | 500000
NE-HVAC-airAC-SpltPkg-240to759kBtuh-11p5eer | DEER2017 | D17 v2 |  | Any | SCn | 2011 | CZ06 | cDXGF | Cap-Tons | 701 | 500000 | None | 600 | 0.197 | -7.08 | 20.2 | 0.0631 | 0 | 600 | 0.197 | -7.08 | 20.2 | 0.0631 | 0 | DEER:HVAC_Split-Package_AC | Annual | 1719 | 600 | 0.197 | -7.08 | 20.2 | 0.0631 | 0 | NE-HVAC-airAC-SpltPkg-240to759kBtuh-11p5eer_MZDEER2017AnySCn2011CZ06cPVVG | #N/A | NE-HVAC-airAC-SpltPkg-240to759kBtuh-11p5eer_SZDEER2017AnySCn2011CZ06cDXGF | 119606 |  | #N/A | #N/A | #N/A | 600 | 0.197 | -7.08 | #N/A | #N/A | #N/A | 20.2 | 0.0631 | 0 | #N/A | #N/A | 701 | 500000
NE-HVAC-airAC-SpltPkg-240to759kBtuh-11p5eer | DEER2017 | D17 v2 |  | Any | SCn | 2011 | CZ07 | cDXGF | Cap-Tons | 644 | 500000 | None | 583 | 0.186 | -6.16 | 10.7 | 0.0494 | 0 | 583 | 0.186 | -6.16 | 10.7 | 0.0494 | 0 | DEER:HVAC_Split-Package_AC | Annual | 1719 | 583 | 0.186 | -6.16 | 10.7 | 0.0494 | 0 | NE-HVAC-airAC-SpltPkg-240to759kBtuh-11p5eer_MZDEER2017AnySCn2011CZ07cPVVG | #N/A | NE-HVAC-airAC-SpltPkg-240to759kBtuh-11p5eer_SZDEER2017AnySCn2011CZ07cDXGF | 119607 |  | #N/A | #N/A | #N/A | 583 | 0.186 | -6.16 | #N/A | #N/A | #N/A | 10.7 | 0.0494 | 0 | #N/A | #N/A | 644 | 500000
NE-HVAC-airAC-SpltPkg-240to759kBtuh-11p5eer | DEER2017 | D17 v2 |  | Any | SCn | 2011 | CZ08 | cDXGF | Cap-Tons | 714 | 500000 | None | 624 | 0.204 | -6 | 41.9 | 0.079 | 0 | 624 | 0.204 | -6 | 41.9 | 0.079 | 0 | DEER:HVAC_Split-Package_AC | Annual | 1719 | 624 | 0.204 | -6 | 41.9 | 0.079 | 0 | NE-HVAC-airAC-SpltPkg-240to759kBtuh-11p5eer_MZDEER2017AnySCn2011CZ08cPVVG | #N/A | NE-HVAC-airAC-SpltPkg-240to759kBtuh-11p5eer_SZDEER2017AnySCn2011CZ08cDXGF | 119608 |  | #N/A | #N/A | #N/A | 624 | 0.204 | -6 | #N/A | #N/A | #N/A | 41.9 | 0.079 | 0 | #N/A | #N/A | 714 | 500000
NE-HVAC-airAC-SpltPkg-240to759kBtuh-11p5eer | DEER2017 | D17 v2 |  | Any | SCn | 2011 | CZ09 | cDXGF | Cap-Tons | 904 | 500000 | None | 633 | 0.212 | -6.29 | 43.4 | 0.092 | 0 | 633 | 0.212 | -6.29 | 43.4 | 0.092 | 0 | DEER:HVAC_Split-Package_AC | Annual | 1719 | 633 | 0.212 | -6.29 | 43.4 | 0.092 | 0 | NE-HVAC-airAC-SpltPkg-240to759kBtuh-11p5eer_MZDEER2017AnySCn2011CZ09cPVVG | #N/A | NE-HVAC-airAC-SpltPkg-240to759kBtuh-11p5eer_SZDEER2017AnySCn2011CZ09cDXGF | 119609 |  | #N/A | #N/A | #N/A | 633 | 0.212 | -6.29 | #N/A | #N/A | #N/A | 43.4 | 0.092 | 0 | #N/A | #N/A | 904 | 500000
NE-HVAC-airAC-SpltPkg-240to759kBtuh-11p5eer | DEER2017 | D17 v2 |  | Any | SCn | 2011 | CZ10 | cDXGF | Cap-Tons | 825 | 500000 | None | 642 | 0.229 | -6.7 | 57.5 | 0.11 | 0 | 642 | 0.229 | -6.7 | 57.5 | 0.11 | 0 | DEER:HVAC_Split-Package_AC | Annual | 1719 | 642 | 0.229 | -6.7 | 57.5 | 0.11 | 0 | NE-HVAC-airAC-SpltPkg-240to759kBtuh-11p5eer_MZDEER2017AnySCn2011CZ10cPVVG | #N/A | NE-HVAC-airAC-SpltPkg-240to759kBtuh-11p5eer_SZDEER2017AnySCn2011CZ10cDXGF | 119610 |  | #N/A | #N/A | #N/A | 642 | 0.229 | -6.7 | #N/A | #N/A | #N/A | 57.5 | 0.11 | 0 | #N/A | #N/A | 825 | 500000
NE-HVAC-airAC-SpltPkg-240to759kBtuh-11p5eer | DEER2017 | D17 v2 |  | Any | SCn | 2011 | CZ11 | cDXGF | Cap-Tons | 882 | 500000 | None | 624 | 0.224 | -9.62 | 62.5 | 0.0867 | 0 | 624 | 0.224 | -9.62 | 62.5 | 0.0867 | 0 | DEER:HVAC_Split-Package_AC | Annual | 1719 | 624 | 0.224 | -9.62 | 62.5 | 0.0867 | 0 | NE-HVAC-airAC-SpltPkg-240to759kBtuh-11p5eer_MZDEER2017AnySCn2011CZ11cPVVG | #N/A | NE-HVAC-airAC-SpltPkg-240to759kBtuh-11p5eer_SZDEER2017AnySCn2011CZ11cDXGF | 119611 |  | #N/A | #N/A | #N/A | 624 | 0.224 | -9.62 | #N/A | #N/A | #N/A | 62.5 | 0.0867 | 0 | #N/A | #N/A | 882 | 500000
NE-HVAC-airAC-SpltPkg-240to759kBtuh-11p5eer | DEER2017 | D17 v2 |  | Any | SCn | 2011 | CZ12 | cDXGF | Cap-Tons | 885 | 500000 | None | 620 | 0.228 | -9.71 | 42.1 | 0.0834 | 0 | 620 | 0.228 | -9.71 | 42.1 | 0.0834 | 0 | DEER:HVAC_Split-Package_AC | Annual | 1719 | 620 | 0.228 | -9.71 | 42.1 | 0.0834 | 0 | NE-HVAC-airAC-SpltPkg-240to759kBtuh-11p5eer_MZDEER2017AnySCn2011CZ12cPVVG | #N/A | NE-HVAC-airAC-SpltPkg-240to759kBtuh-11p5eer_SZDEER2017AnySCn2011CZ12cDXGF | 119612 |  | #N/A | #N/A | #N/A | 620 | 0.228 | -9.71 | #N/A | #N/A | #N/A | 42.1 | 0.0834 | 0 | #N/A | #N/A | 885 | 500000
NE-HVAC-airAC-SpltPkg-240to759kBtuh-11p5eer | DEER2017 | D17 v2 |  | Any | SCn | 2011 | CZ13 | cDXGF | Cap-Tons | 866 | 500000 | None | 629 | 0.217 | -8.71 | 72 | 0.0893 | 0 | 629 | 0.217 | -8.71 | 72 | 0.0893 | 0 | DEER:HVAC_Split-Package_AC | Annual | 1719 | 629 | 0.217 | -8.71 | 72 | 0.0893 | 0 | NE-HVAC-airAC-SpltPkg-240to759kBtuh-11p5eer_MZDEER2017AnySCn2011CZ13cPVVG | #N/A | NE-HVAC-airAC-SpltPkg-240to759kBtuh-11p5eer_SZDEER2017AnySCn2011CZ13cDXGF | 119613 |  | #N/A | #N/A | #N/A | 629 | 0.217 | -8.71 | #N/A | #N/A | #N/A | 72 | 0.0893 | 0 | #N/A | #N/A | 866 | 500000
NE-HVAC-airAC-SpltPkg-240to759kBtuh-11p5eer | DEER2017 | D17 v2 |  | Any | SCn | 2011 | CZ14 | cDXGF | Cap-Tons | 804 | 500000 | None | 636 | 0.209 | -9.26 | 74.8 | 0.0935 | 0 | 636 | 0.209 | -9.26 | 74.8 | 0.0935 | 0 | DEER:HVAC_Split-Package_AC | Annual | 1719 | 636 | 0.209 | -9.26 | 74.8 | 0.0935 | 0 | NE-HVAC-airAC-SpltPkg-240to759kBtuh-11p5eer_MZDEER2017AnySCn2011CZ14cPVVG | #N/A | NE-HVAC-airAC-SpltPkg-240to759kBtuh-11p5eer_SZDEER2017AnySCn2011CZ14cDXGF | 119614 |  | #N/A | #N/A | #N/A | 636 | 0.209 | -9.26 | #N/A | #N/A | #N/A | 74.8 | 0.0935 | 0 | #N/A | #N/A | 804 | 500000
NE-HVAC-airAC-SpltPkg-240to759kBtuh-11p5eer | DEER2017 | D17 v2 |  | Any | SCn | 2011 | CZ15 | cDXGF | Cap-Tons | 901 | 500000 | None | 754 | 0.233 | -2.4 | 160 | 0.107 | 0 | 754 | 0.233 | -2.4 | 160 | 0.107 | 0 | DEER:HVAC_Split-Package_AC | Annual | 1719 | 754 | 0.233 | -2.4 | 160 | 0.107 | 0 | NE-HVAC-airAC-SpltPkg-240to759kBtuh-11p5eer_MZDEER2017AnySCn2011CZ15cPVVG | #N/A | NE-HVAC-airAC-SpltPkg-240to759kBtuh-11p5eer_SZDEER2017AnySCn2011CZ15cDXGF | 119615 |  | #N/A | #N/A | #N/A | 754 | 0.233 | -2.4 | #N/A | #N/A | #N/A | 160 | 0.107 | 0 | #N/A | #N/A | 901 | 500000
NE-HVAC-airAC-SpltPkg-240to759kBtuh-11p5eer | DEER2017 | D17 v2 |  | Any | SCn | 2011 | CZ16 | cDXGF | Cap-Tons | 527 | 500000 | None | 479 | 0.203 | -13.2 | 16.4 | 0.0559 | 0 | 479 | 0.203 | -13.2 | 16.4 | 0.0559 | 0 | DEER:HVAC_Split-Package_AC | Annual | 1719 | 479 | 0.203 | -13.2 | 16.4 | 0.0559 | 0 | NE-HVAC-airAC-SpltPkg-240to759kBtuh-11p5eer_MZDEER2017AnySCn2011CZ16cPVVG | #N/A | NE-HVAC-airAC-SpltPkg-240to759kBtuh-11p5eer_SZDEER2017AnySCn2011CZ16cDXGF | 119616 |  | #N/A | #N/A | #N/A | 479 | 0.203 | -13.2 | #N/A | #N/A | #N/A | 16.4 | 0.0559 | 0 | #N/A | #N/A | 527 | 500000
NE-HVAC-airAC-SpltPkg-240to759kBtuh-11p5eer | DEER2017 | D17 v2 |  | Any | SCn | 2014 | CZ01 | cDXGF | Cap-Tons | 481 | 500000 | None | 0 | 0 | 0 | 0 | 0 | 0 | 0 | 0 | 0 | 0 | 0 | 0 | DEER:HVAC_Split-Package_AC | Annual | 1719 | 0 | 0 | 0 | 0 | 0 | 0 | NE-HVAC-airAC-SpltPkg-240to759kBtuh-11p5eer_MZDEER2017AnySCn2014CZ01cPVVG | #N/A | NE-HVAC-airAC-SpltPkg-240to759kBtuh-11p5eer_SZDEER2017AnySCn2014CZ01cDXGF | 140961 |  | #N/A | #N/A | #N/A | 0 | 0 | 0 | #N/A | #N/A | #N/A | 0 | 0 | 0 | #N/A | #N/A | 481 | 500000
NE-HVAC-airAC-SpltPkg-240to759kBtuh-11p5eer | DEER2017 | D17 v2 |  | Any | SCn | 2014 | CZ02 | cDXGF | Cap-Tons | 792 | 500000 | None | 17 | 0.0766 | 0 | 17 | 0.0766 | 0 | 17 | 0.0766 | 0 | 17 | 0.0766 | 0 | DEER:HVAC_Split-Package_AC | Annual | 1719 | 17 | 0.0766 | 0 | 17 | 0.0766 | 0 | NE-HVAC-airAC-SpltPkg-240to759kBtuh-11p5eer_MZDEER2017AnySCn2014CZ02cPVVG | #N/A | NE-HVAC-airAC-SpltPkg-240to759kBtuh-11p5eer_SZDEER2017AnySCn2014CZ02cDXGF | 140962 |  | #N/A | #N/A | #N/A | 17 | 0.0766 | 0 | #N/A | #N/A | #N/A | 17 | 0.0766 | 0 | #N/A | #N/A | 792 | 500000
NE-HVAC-airAC-SpltPkg-240to759kBtuh-11p5eer | DEER2017 | D17 v2 |  | Any | SCn | 2014 | CZ03 | cDXGF | Cap-Tons | 606 | 500000 | None | 0.96 | 0.0183 | 0 | 0.96 | 0.0183 | 0 | 0.96 | 0.0183 | 0 | 0.96 | 0.0183 | 0 | DEER:HVAC_Split-Package_AC | Annual | 1719 | 0.96 | 0.0183 | 0 | 0.96 | 0.0183 | 0 | NE-HVAC-airAC-SpltPkg-240to759kBtuh-11p5eer_MZDEER2017AnySCn2014CZ03cPVVG | #N/A | NE-HVAC-airAC-SpltPkg-240to759kBtuh-11p5eer_SZDEER2017AnySCn2014CZ03cDXGF | 140963 |  | #N/A | #N/A | #N/A | 0.96 | 0.0183 | 0 | #N/A | #N/A | #N/A | 0.96 | 0.0183 | 0 | #N/A | #N/A | 606 | 500000
NE-HVAC-airAC-SpltPkg-240to759kBtuh-11p5eer | DEER2017 | D17 v2 |  | Any | SCn | 2014 | CZ04 | cDXGF | Cap-Tons | 733 | 500000 | None | 20.4 | 0.0655 | 0 | 20.4 | 0.0655 | 0 | 20.4 | 0.0655 | 0 | 20.4 | 0.0655 | 0 | DEER:HVAC_Split-Package_AC | Annual | 1719 | 20.4 | 0.0655 | 0 | 20.4 | 0.0655 | 0 | NE-HVAC-airAC-SpltPkg-240to759kBtuh-11p5eer_MZDEER2017AnySCn2014CZ04cPVVG | #N/A | NE-HVAC-airAC-SpltPkg-240to759kBtuh-11p5eer_SZDEER2017AnySCn2014CZ04cDXGF | 140964 |  | #N/A | #N/A | #N/A | 20.4 | 0.0655 | 0 | #N/A | #N/A | #N/A | 20.4 | 0.0655 | 0 | #N/A | #N/A | 733 | 500000
NE-HVAC-airAC-SpltPkg-240to759kBtuh-11p5eer | DEER2017 | D17 v2 |  | Any | SCn | 2014 | CZ05 | cDXGF | Cap-Tons | 602 | 500000 | None | 0.0821 | 0.00441 | 0 | 0.0821 | 0.00441 | 0 | 0.0821 | 0.00441 | 0 | 0.0821 | 0.00441 | 0 | DEER:HVAC_Split-Package_AC | Annual | 1719 | 0.0821 | 0.00441 | 0 | 0.0821 | 0.00441 | 0 | NE-HVAC-airAC-SpltPkg-240to759kBtuh-11p5eer_MZDEER2017AnySCn2014CZ05cPVVG | #N/A | NE-HVAC-airAC-SpltPkg-240to759kBtuh-11p5eer_SZDEER2017AnySCn2014CZ05cDXGF | 140965 |  | #N/A | #N/A | #N/A | 0.0821 | 0.00441 | 0 | #N/A | #N/A | #N/A | 0.0821 | 0.00441 | 0 | #N/A | #N/A | 602 | 500000
NE-HVAC-airAC-SpltPkg-240to759kBtuh-11p5eer | DEER2017 | D17 v2 |  | Any | SCn | 2014 | CZ06 | cDXGF | Cap-Tons | 701 | 500000 | None | 19.2 | 0.0626 | 0 | 19.2 | 0.0626 | 0 | 19.2 | 0.0626 | 0 | 19.2 | 0.0626 | 0 | DEER:HVAC_Split-Package_AC | Annual | 1719 | 19.2 | 0.0626 | 0 | 19.2 | 0.0626 | 0 | NE-HVAC-airAC-SpltPkg-240to759kBtuh-11p5eer_MZDEER2017AnySCn2014CZ06cPVVG | #N/A | NE-HVAC-airAC-SpltPkg-240to759kBtuh-11p5eer_SZDEER2017AnySCn2014CZ06cDXGF | 140966 |  | #N/A | #N/A | #N/A | 19.2 | 0.0626 | 0 | #N/A | #N/A | #N/A | 19.2 | 0.0626 | 0 | #N/A | #N/A | 701 | 500000
NE-HVAC-airAC-SpltPkg-240to759kBtuh-11p5eer | DEER2017 | D17 v2 |  | Any | SCn | 2014 | CZ07 | cDXGF | Cap-Tons | 644 | 500000 | None | 11.1 | 0.0488 | 0 | 11.1 | 0.0488 | 0 | 11.1 | 0.0488 | 0 | 11.1 | 0.0488 | 0 | DEER:HVAC_Split-Package_AC | Annual | 1719 | 11.1 | 0.0488 | 0 | 11.1 | 0.0488 | 0 | NE-HVAC-airAC-SpltPkg-240to759kBtuh-11p5eer_MZDEER2017AnySCn2014CZ07cPVVG | #N/A | NE-HVAC-airAC-SpltPkg-240to759kBtuh-11p5eer_SZDEER2017AnySCn2014CZ07cDXGF | 140967 |  | #N/A | #N/A | #N/A | 11.1 | 0.0488 | 0 | #N/A | #N/A | #N/A | 11.1 | 0.0488 | 0 | #N/A | #N/A | 644 | 500000
NE-HVAC-airAC-SpltPkg-240to759kBtuh-11p5eer | DEER2017 | D17 v2 |  | Any | SCn | 2014 | CZ08 | cDXGF | Cap-Tons | 714 | 500000 | None | 41 | 0.0785 | 0 | 41 | 0.0785 | 0 | 41 | 0.0785 | 0 | 41 | 0.0785 | 0 | DEER:HVAC_Split-Package_AC | Annual | 1719 | 41 | 0.0785 | 0 | 41 | 0.0785 | 0 | NE-HVAC-airAC-SpltPkg-240to759kBtuh-11p5eer_MZDEER2017AnySCn2014CZ08cPVVG | #N/A | NE-HVAC-airAC-SpltPkg-240to759kBtuh-11p5eer_SZDEER2017AnySCn2014CZ08cDXGF | 140968 |  | #N/A | #N/A | #N/A | 41 | 0.0785 | 0 | #N/A | #N/A | #N/A | 41 | 0.0785 | 0 | #N/A | #N/A | 714 | 500000
NE-HVAC-airAC-SpltPkg-240to759kBtuh-11p5eer | DEER2017 | D17 v2 |  | Any | SCn | 2014 | CZ09 | cDXGF | Cap-Tons | 904 | 500000 | None | 42.6 | 0.0914 | 0 | 42.6 | 0.0914 | 0 | 42.6 | 0.0914 | 0 | 42.6 | 0.0914 | 0 | DEER:HVAC_Split-Package_AC | Annual | 1719 | 42.6 | 0.0914 | 0 | 42.6 | 0.0914 | 0 | NE-HVAC-airAC-SpltPkg-240to759kBtuh-11p5eer_MZDEER2017AnySCn2014CZ09cPVVG | #N/A | NE-HVAC-airAC-SpltPkg-240to759kBtuh-11p5eer_SZDEER2017AnySCn2014CZ09cDXGF | 140969 |  | #N/A | #N/A | #N/A | 42.6 | 0.0914 | 0 | #N/A | #N/A | #N/A | 42.6 | 0.0914 | 0 | #N/A | #N/A | 904 | 500000
NE-HVAC-airAC-SpltPkg-240to759kBtuh-11p5eer | DEER2017 | D17 v2 |  | Any | SCn | 2014 | CZ10 | cDXGF | Cap-Tons | 825 | 500000 | None | 56.1 | 0.11 | 0 | 56.1 | 0.11 | 0 | 56.1 | 0.11 | 0 | 56.1 | 0.11 | 0 | DEER:HVAC_Split-Package_AC | Annual | 1719 | 56.1 | 0.11 | 0 | 56.1 | 0.11 | 0 | NE-HVAC-airAC-SpltPkg-240to759kBtuh-11p5eer_MZDEER2017AnySCn2014CZ10cPVVG | #N/A | NE-HVAC-airAC-SpltPkg-240to759kBtuh-11p5eer_SZDEER2017AnySCn2014CZ10cDXGF | 140970 |  | #N/A | #N/A | #N/A | 56.1 | 0.11 | 0 | #N/A | #N/A | #N/A | 56.1 | 0.11 | 0 | #N/A | #N/A | 825 | 500000
NE-HVAC-airAC-SpltPkg-240to759kBtuh-11p5eer | DEER2017 | D17 v2 |  | Any | SCn | 2014 | CZ11 | cDXGF | Cap-Tons | 882 | 500000 | None | 62 | 0.0864 | 0 | 62 | 0.0864 | 0 | 62 | 0.0864 | 0 | 62 | 0.0864 | 0 | DEER:HVAC_Split-Package_AC | Annual | 1719 | 62 | 0.0864 | 0 | 62 | 0.0864 | 0 | NE-HVAC-airAC-SpltPkg-240to759kBtuh-11p5eer_MZDEER2017AnySCn2014CZ11cPVVG | #N/A | NE-HVAC-airAC-SpltPkg-240to759kBtuh-11p5eer_SZDEER2017AnySCn2014CZ11cDXGF | 140971 |  | #N/A | #N/A | #N/A | 62 | 0.0864 | 0 | #N/A | #N/A | #N/A | 62 | 0.0864 | 0 | #N/A | #N/A | 882 | 500000
NE-HVAC-airAC-SpltPkg-240to759kBtuh-11p5eer | DEER2017 | D17 v2 |  | Any | SCn | 2014 | CZ12 | cDXGF | Cap-Tons | 885 | 500000 | None | 40.3 | 0.0831 | 0 | 40.3 | 0.0831 | 0 | 40.3 | 0.0831 | 0 | 40.3 | 0.0831 | 0 | DEER:HVAC_Split-Package_AC | Annual | 1719 | 40.3 | 0.0831 | 0 | 40.3 | 0.0831 | 0 | NE-HVAC-airAC-SpltPkg-240to759kBtuh-11p5eer_MZDEER2017AnySCn2014CZ12cPVVG | #N/A | NE-HVAC-airAC-SpltPkg-240to759kBtuh-11p5eer_SZDEER2017AnySCn2014CZ12cDXGF | 140972 |  | #N/A | #N/A | #N/A | 40.3 | 0.0831 | 0 | #N/A | #N/A | #N/A | 40.3 | 0.0831 | 0 | #N/A | #N/A | 885 | 500000
NE-HVAC-airAC-SpltPkg-240to759kBtuh-11p5eer | DEER2017 | D17 v2 |  | Any | SCn | 2014 | CZ13 | cDXGF | Cap-Tons | 866 | 500000 | None | 71.5 | 0.089 | 0 | 71.5 | 0.089 | 0 | 71.5 | 0.089 | 0 | 71.5 | 0.089 | 0 | DEER:HVAC_Split-Package_AC | Annual | 1719 | 71.5 | 0.089 | 0 | 71.5 | 0.089 | 0 | NE-HVAC-airAC-SpltPkg-240to759kBtuh-11p5eer_MZDEER2017AnySCn2014CZ13cPVVG | #N/A | NE-HVAC-airAC-SpltPkg-240to759kBtuh-11p5eer_SZDEER2017AnySCn2014CZ13cDXGF | 140973 |  | #N/A | #N/A | #N/A | 71.5 | 0.089 | 0 | #N/A | #N/A | #N/A | 71.5 | 0.089 | 0 | #N/A | #N/A | 866 | 500000
NE-HVAC-airAC-SpltPkg-240to759kBtuh-11p5eer | DEER2017 | D17 v2 |  | Any | SCn | 2014 | CZ14 | cDXGF | Cap-Tons | 804 | 500000 | None | 74.3 | 0.0932 | 0 | 74.3 | 0.0932 | 0 | 74.3 | 0.0932 | 0 | 74.3 | 0.0932 | 0 | DEER:HVAC_Split-Package_AC | Annual | 1719 | 74.3 | 0.0932 | 0 | 74.3 | 0.0932 | 0 | NE-HVAC-airAC-SpltPkg-240to759kBtuh-11p5eer_MZDEER2017AnySCn2014CZ14cPVVG | #N/A | NE-HVAC-airAC-SpltPkg-240to759kBtuh-11p5eer_SZDEER2017AnySCn2014CZ14cDXGF | 140974 |  | #N/A | #N/A | #N/A | 74.3 | 0.0932 | 0 | #N/A | #N/A | #N/A | 74.3 | 0.0932 | 0 | #N/A | #N/A | 804 | 500000
NE-HVAC-airAC-SpltPkg-240to759kBtuh-11p5eer | DEER2017 | D17 v2 |  | Any | SCn | 2014 | CZ15 | cDXGF | Cap-Tons | 901 | 500000 | None | 159 | 0.107 | 0 | 159 | 0.107 | 0 | 159 | 0.107 | 0 | 159 | 0.107 | 0 | DEER:HVAC_Split-Package_AC | Annual | 1719 | 159 | 0.107 | 0 | 159 | 0.107 | 0 | NE-HVAC-airAC-SpltPkg-240to759kBtuh-11p5eer_MZDEER2017AnySCn2014CZ15cPVVG | #N/A | NE-HVAC-airAC-SpltPkg-240to759kBtuh-11p5eer_SZDEER2017AnySCn2014CZ15cDXGF | 140975 |  | #N/A | #N/A | #N/A | 159 | 0.107 | 0 | #N/A | #N/A | #N/A | 159 | 0.107 | 0 | #N/A | #N/A | 901 | 500000
NE-HVAC-airAC-SpltPkg-240to759kBtuh-11p5eer | DEER2017 | D17 v2 |  | Any | SCn | 2014 | CZ16 | cDXGF | Cap-Tons | 527 | 500000 | None | 15.9 | 0.0553 | 0 | 15.9 | 0.0553 | 0 | 15.9 | 0.0553 | 0 | 15.9 | 0.0553 | 0 | DEER:HVAC_Split-Package_AC | Annual | 1719 | 15.9 | 0.0553 | 0 | 15.9 | 0.0553 | 0 | NE-HVAC-airAC-SpltPkg-240to759kBtuh-11p5eer_MZDEER2017AnySCn2014CZ16cPVVG | #N/A | NE-HVAC-airAC-SpltPkg-240to759kBtuh-11p5eer_SZDEER2017AnySCn2014CZ16cDXGF | 140976 |  | #N/A | #N/A | #N/A | 15.9 | 0.0553 | 0 | #N/A | #N/A | #N/A | 15.9 | 0.0553 | 0 | #N/A | #N/A | 527 | 500000
NE-HVAC-airAC-SpltPkg-240to759kBtuh-11p5eer | DEER2017 | D17 v2 |  | Any | SCn | New | CZ01 | cDXGF | Cap-Tons | 481 | 500000 | None | 0 | 0 | 0 | 0 | 0 | 0 | 0 | 0 | 0 | 0 | 0 | 0 | DEER:HVAC_Split-Package_AC | Annual | 1719 | 0 | 0 | 0 | 0 | 0 | 0 | NE-HVAC-airAC-SpltPkg-240to759kBtuh-11p5eer_MZDEER2017AnySCnNewCZ01cPVVG | #N/A | NE-HVAC-airAC-SpltPkg-240to759kBtuh-11p5eer_SZDEER2017AnySCnNewCZ01cDXGF | 165561 |  | #N/A | #N/A | #N/A | 0 | 0 | 0 | #N/A | #N/A | #N/A | 0 | 0 | 0 | #N/A | #N/A | 481 | 500000
NE-HVAC-airAC-SpltPkg-240to759kBtuh-11p5eer | DEER2017 | D17 v2 |  | Any | SCn | New | CZ02 | cDXGF | Cap-Tons | 792 | 500000 | None | 17 | 0.0766 | 0 | 17 | 0.0766 | 0 | 17 | 0.0766 | 0 | 17 | 0.0766 | 0 | DEER:HVAC_Split-Package_AC | Annual | 1719 | 17 | 0.0766 | 0 | 17 | 0.0766 | 0 | NE-HVAC-airAC-SpltPkg-240to759kBtuh-11p5eer_MZDEER2017AnySCnNewCZ02cPVVG | #N/A | NE-HVAC-airAC-SpltPkg-240to759kBtuh-11p5eer_SZDEER2017AnySCnNewCZ02cDXGF | 165562 |  | #N/A | #N/A | #N/A | 17 | 0.0766 | 0 | #N/A | #N/A | #N/A | 17 | 0.0766 | 0 | #N/A | #N/A | 792 | 500000
NE-HVAC-airAC-SpltPkg-240to759kBtuh-11p5eer | DEER2017 | D17 v2 |  | Any | SCn | New | CZ03 | cDXGF | Cap-Tons | 606 | 500000 | None | 0.96 | 0.0183 | 0 | 0.96 | 0.0183 | 0 | 0.96 | 0.0183 | 0 | 0.96 | 0.0183 | 0 | DEER:HVAC_Split-Package_AC | Annual | 1719 | 0.96 | 0.0183 | 0 | 0.96 | 0.0183 | 0 | NE-HVAC-airAC-SpltPkg-240to759kBtuh-11p5eer_MZDEER2017AnySCnNewCZ03cPVVG | #N/A | NE-HVAC-airAC-SpltPkg-240to759kBtuh-11p5eer_SZDEER2017AnySCnNewCZ03cDXGF | 165563 |  | #N/A | #N/A | #N/A | 0.96 | 0.0183 | 0 | #N/A | #N/A | #N/A | 0.96 | 0.0183 | 0 | #N/A | #N/A | 606 | 500000
NE-HVAC-airAC-SpltPkg-240to759kBtuh-11p5eer | DEER2017 | D17 v2 |  | Any | SCn | New | CZ04 | cDXGF | Cap-Tons | 733 | 500000 | None | 20.4 | 0.0655 | 0 | 20.4 | 0.0655 | 0 | 20.4 | 0.0655 | 0 | 20.4 | 0.0655 | 0 | DEER:HVAC_Split-Package_AC | Annual | 1719 | 20.4 | 0.0655 | 0 | 20.4 | 0.0655 | 0 | NE-HVAC-airAC-SpltPkg-240to759kBtuh-11p5eer_MZDEER2017AnySCnNewCZ04cPVVG | #N/A | NE-HVAC-airAC-SpltPkg-240to759kBtuh-11p5eer_SZDEER2017AnySCnNewCZ04cDXGF | 165564 |  | #N/A | #N/A | #N/A | 20.4 | 0.0655 | 0 | #N/A | #N/A | #N/A | 20.4 | 0.0655 | 0 | #N/A | #N/A | 733 | 500000
NE-HVAC-airAC-SpltPkg-240to759kBtuh-11p5eer | DEER2017 | D17 v2 |  | Any | SCn | New | CZ05 | cDXGF | Cap-Tons | 602 | 500000 | None | 0.0821 | 0.00441 | 0 | 0.0821 | 0.00441 | 0 | 0.0821 | 0.00441 | 0 | 0.0821 | 0.00441 | 0 | DEER:HVAC_Split-Package_AC | Annual | 1719 | 0.0821 | 0.00441 | 0 | 0.0821 | 0.00441 | 0 | NE-HVAC-airAC-SpltPkg-240to759kBtuh-11p5eer_MZDEER2017AnySCnNewCZ05cPVVG | #N/A | NE-HVAC-airAC-SpltPkg-240to759kBtuh-11p5eer_SZDEER2017AnySCnNewCZ05cDXGF | 165565 |  | #N/A | #N/A | #N/A | 0.0821 | 0.00441 | 0 | #N/A | #N/A | #N/A | 0.0821 | 0.00441 | 0 | #N/A | #N/A | 602 | 500000
NE-HVAC-airAC-SpltPkg-240to759kBtuh-11p5eer | DEER2017 | D17 v2 |  | Any | SCn | New | CZ06 | cDXGF | Cap-Tons | 701 | 500000 | None | 19.2 | 0.0626 | 0 | 19.2 | 0.0626 | 0 | 19.2 | 0.0626 | 0 | 19.2 | 0.0626 | 0 | DEER:HVAC_Split-Package_AC | Annual | 1719 | 19.2 | 0.0626 | 0 | 19.2 | 0.0626 | 0 | NE-HVAC-airAC-SpltPkg-240to759kBtuh-11p5eer_MZDEER2017AnySCnNewCZ06cPVVG | #N/A | NE-HVAC-airAC-SpltPkg-240to759kBtuh-11p5eer_SZDEER2017AnySCnNewCZ06cDXGF | 165566 |  | #N/A | #N/A | #N/A | 19.2 | 0.0626 | 0 | #N/A | #N/A | #N/A | 19.2 | 0.0626 | 0 | #N/A | #N/A | 701 | 500000
NE-HVAC-airAC-SpltPkg-240to759kBtuh-11p5eer | DEER2017 | D17 v2 |  | Any | SCn | New | CZ07 | cDXGF | Cap-Tons | 644 | 500000 | None | 11.1 | 0.0488 | 0 | 11.1 | 0.0488 | 0 | 11.1 | 0.0488 | 0 | 11.1 | 0.0488 | 0 | DEER:HVAC_Split-Package_AC | Annual | 1719 | 11.1 | 0.0488 | 0 | 11.1 | 0.0488 | 0 | NE-HVAC-airAC-SpltPkg-240to759kBtuh-11p5eer_MZDEER2017AnySCnNewCZ07cPVVG | #N/A | NE-HVAC-airAC-SpltPkg-240to759kBtuh-11p5eer_SZDEER2017AnySCnNewCZ07cDXGF | 165567 |  | #N/A | #N/A | #N/A | 11.1 | 0.0488 | 0 | #N/A | #N/A | #N/A | 11.1 | 0.0488 | 0 | #N/A | #N/A | 644 | 500000
NE-HVAC-airAC-SpltPkg-240to759kBtuh-11p5eer | DEER2017 | D17 v2 |  | Any | SCn | New | CZ08 | cDXGF | Cap-Tons | 714 | 500000 | None | 41 | 0.0785 | 0 | 41 | 0.0785 | 0 | 41 | 0.0785 | 0 | 41 | 0.0785 | 0 | DEER:HVAC_Split-Package_AC | Annual | 1719 | 41 | 0.0785 | 0 | 41 | 0.0785 | 0 | NE-HVAC-airAC-SpltPkg-240to759kBtuh-11p5eer_MZDEER2017AnySCnNewCZ08cPVVG | #N/A | NE-HVAC-airAC-SpltPkg-240to759kBtuh-11p5eer_SZDEER2017AnySCnNewCZ08cDXGF | 165568 |  | #N/A | #N/A | #N/A | 41 | 0.0785 | 0 | #N/A | #N/A | #N/A | 41 | 0.0785 | 0 | #N/A | #N/A | 714 | 500000
NE-HVAC-airAC-SpltPkg-240to759kBtuh-11p5eer | DEER2017 | D17 v2 |  | Any | SCn | New | CZ09 | cDXGF | Cap-Tons | 904 | 500000 | None | 42.6 | 0.0914 | 0 | 42.6 | 0.0914 | 0 | 42.6 | 0.0914 | 0 | 42.6 | 0.0914 | 0 | DEER:HVAC_Split-Package_AC | Annual | 1719 | 42.6 | 0.0914 | 0 | 42.6 | 0.0914 | 0 | NE-HVAC-airAC-SpltPkg-240to759kBtuh-11p5eer_MZDEER2017AnySCnNewCZ09cPVVG | #N/A | NE-HVAC-airAC-SpltPkg-240to759kBtuh-11p5eer_SZDEER2017AnySCnNewCZ09cDXGF | 165569 |  | #N/A | #N/A | #N/A | 42.6 | 0.0914 | 0 | #N/A | #N/A | #N/A | 42.6 | 0.0914 | 0 | #N/A | #N/A | 904 | 500000
NE-HVAC-airAC-SpltPkg-240to759kBtuh-11p5eer | DEER2017 | D17 v2 |  | Any | SCn | New | CZ10 | cDXGF | Cap-Tons | 825 | 500000 | None | 56.1 | 0.11 | 0 | 56.1 | 0.11 | 0 | 56.1 | 0.11 | 0 | 56.1 | 0.11 | 0 | DEER:HVAC_Split-Package_AC | Annual | 1719 | 56.1 | 0.11 | 0 | 56.1 | 0.11 | 0 | NE-HVAC-airAC-SpltPkg-240to759kBtuh-11p5eer_MZDEER2017AnySCnNewCZ10cPVVG | #N/A | NE-HVAC-airAC-SpltPkg-240to759kBtuh-11p5eer_SZDEER2017AnySCnNewCZ10cDXGF | 165570 |  | #N/A | #N/A | #N/A | 56.1 | 0.11 | 0 | #N/A | #N/A | #N/A | 56.1 | 0.11 | 0 | #N/A | #N/A | 825 | 500000
NE-HVAC-airAC-SpltPkg-240to759kBtuh-11p5eer | DEER2017 | D17 v2 |  | Any | SCn | New | CZ11 | cDXGF | Cap-Tons | 882 | 500000 | None | 62 | 0.0864 | 0 | 62 | 0.0864 | 0 | 62 | 0.0864 | 0 | 62 | 0.0864 | 0 | DEER:HVAC_Split-Package_AC | Annual | 1719 | 62 | 0.0864 | 0 | 62 | 0.0864 | 0 | NE-HVAC-airAC-SpltPkg-240to759kBtuh-11p5eer_MZDEER2017AnySCnNewCZ11cPVVG | #N/A | NE-HVAC-airAC-SpltPkg-240to759kBtuh-11p5eer_SZDEER2017AnySCnNewCZ11cDXGF | 165571 |  | #N/A | #N/A | #N/A | 62 | 0.0864 | 0 | #N/A | #N/A | #N/A | 62 | 0.0864 | 0 | #N/A | #N/A | 882 | 500000
NE-HVAC-airAC-SpltPkg-240to759kBtuh-11p5eer | DEER2017 | D17 v2 |  | Any | SCn | New | CZ12 | cDXGF | Cap-Tons | 885 | 500000 | None | 40.3 | 0.0831 | 0 | 40.3 | 0.0831 | 0 | 40.3 | 0.0831 | 0 | 40.3 | 0.0831 | 0 | DEER:HVAC_Split-Package_AC | Annual | 1719 | 40.3 | 0.0831 | 0 | 40.3 | 0.0831 | 0 | NE-HVAC-airAC-SpltPkg-240to759kBtuh-11p5eer_MZDEER2017AnySCnNewCZ12cPVVG | #N/A | NE-HVAC-airAC-SpltPkg-240to759kBtuh-11p5eer_SZDEER2017AnySCnNewCZ12cDXGF | 165572 |  | #N/A | #N/A | #N/A | 40.3 | 0.0831 | 0 | #N/A | #N/A | #N/A | 40.3 | 0.0831 | 0 | #N/A | #N/A | 885 | 500000
NE-HVAC-airAC-SpltPkg-240to759kBtuh-11p5eer | DEER2017 | D17 v2 |  | Any | SCn | New | CZ13 | cDXGF | Cap-Tons | 866 | 500000 | None | 71.5 | 0.089 | 0 | 71.5 | 0.089 | 0 | 71.5 | 0.089 | 0 | 71.5 | 0.089 | 0 | DEER:HVAC_Split-Package_AC | Annual | 1719 | 71.5 | 0.089 | 0 | 71.5 | 0.089 | 0 | NE-HVAC-airAC-SpltPkg-240to759kBtuh-11p5eer_MZDEER2017AnySCnNewCZ13cPVVG | #N/A | NE-HVAC-airAC-SpltPkg-240to759kBtuh-11p5eer_SZDEER2017AnySCnNewCZ13cDXGF | 165573 |  | #N/A | #N/A | #N/A | 71.5 | 0.089 | 0 | #N/A | #N/A | #N/A | 71.5 | 0.089 | 0 | #N/A | #N/A | 866 | 500000
NE-HVAC-airAC-SpltPkg-240to759kBtuh-11p5eer | DEER2017 | D17 v2 |  | Any | SCn | New | CZ14 | cDXGF | Cap-Tons | 804 | 500000 | None | 74.3 | 0.0932 | 0 | 74.3 | 0.0932 | 0 | 74.3 | 0.0932 | 0 | 74.3 | 0.0932 | 0 | DEER:HVAC_Split-Package_AC | Annual | 1719 | 74.3 | 0.0932 | 0 | 74.3 | 0.0932 | 0 | NE-HVAC-airAC-SpltPkg-240to759kBtuh-11p5eer_MZDEER2017AnySCnNewCZ14cPVVG | #N/A | NE-HVAC-airAC-SpltPkg-240to759kBtuh-11p5eer_SZDEER2017AnySCnNewCZ14cDXGF | 165574 |  | #N/A | #N/A | #N/A | 74.3 | 0.0932 | 0 | #N/A | #N/A | #N/A | 74.3 | 0.0932 | 0 | #N/A | #N/A | 804 | 500000
NE-HVAC-airAC-SpltPkg-240to759kBtuh-11p5eer | DEER2017 | D17 v2 |  | Any | SCn | New | CZ15 | cDXGF | Cap-Tons | 901 | 500000 | None | 159 | 0.107 | 0 | 159 | 0.107 | 0 | 159 | 0.107 | 0 | 159 | 0.107 | 0 | DEER:HVAC_Split-Package_AC | Annual | 1719 | 159 | 0.107 | 0 | 159 | 0.107 | 0 | NE-HVAC-airAC-SpltPkg-240to759kBtuh-11p5eer_MZDEER2017AnySCnNewCZ15cPVVG | #N/A | NE-HVAC-airAC-SpltPkg-240to759kBtuh-11p5eer_SZDEER2017AnySCnNewCZ15cDXGF | 165575 |  | #N/A | #N/A | #N/A | 159 | 0.107 | 0 | #N/A | #N/A | #N/A | 159 | 0.107 | 0 | #N/A | #N/A | 901 | 500000
NE-HVAC-airAC-SpltPkg-240to759kBtuh-11p5eer | DEER2017 | D17 v2 |  | Any | SCn | New | CZ16 | cDXGF | Cap-Tons | 527 | 500000 | None | 15.9 | 0.0553 | 0 | 15.9 | 0.0553 | 0 | 15.9 | 0.0553 | 0 | 15.9 | 0.0553 | 0 | DEER:HVAC_Split-Package_AC | Annual | 1719 | 15.9 | 0.0553 | 0 | 15.9 | 0.0553 | 0 | NE-HVAC-airAC-SpltPkg-240to759kBtuh-11p5eer_MZDEER2017AnySCnNewCZ16cPVVG | #N/A | NE-HVAC-airAC-SpltPkg-240to759kBtuh-11p5eer_SZDEER2017AnySCnNewCZ16cDXGF | 165576 |  | #N/A | #N/A | #N/A | 15.9 | 0.0553 | 0 | #N/A | #N/A | #N/A | 15.9 | 0.0553 | 0 | #N/A | #N/A | 527 | 500000
NE-HVAC-airAC-SpltPkg-240to759kBtuh-12p5eer | DEER2017 | D17 v2 |  | Any | Asm | 1975 | CZ01 | cDXGF | Cap-Tons | 106 | 34000 | None | 73.7 | 0.0841 | 0 | 73.7 | 0.0841 | 0 | 73.7 | 0.0841 | 0 | 73.7 | 0.0841 | 0 | DEER:HVAC_Split-Package_AC | Annual | 1719 | 73.7 | 0.0841 | 0 | 73.7 | 0.0841 | 0 | NE-HVAC-airAC-SpltPkg-240to759kBtuh-12p5eer_MZDEER2017AnyAsm1975CZ01cPVVG | #N/A | NE-HVAC-airAC-SpltPkg-240to759kBtuh-12p5eer_SZDEER2017AnyAsm1975CZ01cDXGF | 13281 |  | #N/A | #N/A | #N/A | 73.7 | 0.0841 | 0 | #N/A | #N/A | #N/A | 73.7 | 0.0841 | 0 | #N/A | #N/A | 106 | 34000
NE-HVAC-airAC-SpltPkg-240to759kBtuh-12p5eer | DEER2017 | D17 v2 |  | Any | Asm | 1975 | CZ02 | cDXGF | Cap-Tons | 201 | 34000 | None | 144 | 0.234 | 0 | 144 | 0.234 | 0 | 144 | 0.234 | 0 | 144 | 0.234 | 0 | DEER:HVAC_Split-Package_AC | Annual | 1719 | 144 | 0.234 | 0 | 144 | 0.234 | 0 | NE-HVAC-airAC-SpltPkg-240to759kBtuh-12p5eer_MZDEER2017AnyAsm1975CZ02cPVVG | #N/A | NE-HVAC-airAC-SpltPkg-240to759kBtuh-12p5eer_SZDEER2017AnyAsm1975CZ02cDXGF | 13282 |  | #N/A | #N/A | #N/A | 144 | 0.234 | 0 | #N/A | #N/A | #N/A | 144 | 0.234 | 0 | #N/A | #N/A | 201 | 34000
NE-HVAC-airAC-SpltPkg-240to759kBtuh-12p5eer | DEER2017 | D17 v2 |  | Any | Asm | 1975 | CZ03 | cDXGF | Cap-Tons | 145 | 34000 | None | 113 | 0.158 | 0 | 113 | 0.158 | 0 | 113 | 0.158 | 0 | 113 | 0.158 | 0 | DEER:HVAC_Split-Package_AC | Annual | 1719 | 113 | 0.158 | 0 | 113 | 0.158 | 0 | NE-HVAC-airAC-SpltPkg-240to759kBtuh-12p5eer_MZDEER2017AnyAsm1975CZ03cPVVG | #N/A | NE-HVAC-airAC-SpltPkg-240to759kBtuh-12p5eer_SZDEER2017AnyAsm1975CZ03cDXGF | 13283 |  | #N/A | #N/A | #N/A | 113 | 0.158 | 0 | #N/A | #N/A | #N/A | 113 | 0.158 | 0 | #N/A | #N/A | 145 | 34000
NE-HVAC-airAC-SpltPkg-240to759kBtuh-12p5eer | DEER2017 | D17 v2 |  | Any | Asm | 1975 | CZ04 | cDXGF | Cap-Tons | 179 | 34000 | None | 180 | 0.217 | 0 | 180 | 0.217 | 0 | 180 | 0.217 | 0 | 180 | 0.217 | 0 | DEER:HVAC_Split-Package_AC | Annual | 1719 | 180 | 0.217 | 0 | 180 | 0.217 | 0 | NE-HVAC-airAC-SpltPkg-240to759kBtuh-12p5eer_MZDEER2017AnyAsm1975CZ04cPVVG | #N/A | NE-HVAC-airAC-SpltPkg-240to759kBtuh-12p5eer_SZDEER2017AnyAsm1975CZ04cDXGF | 13284 |  | #N/A | #N/A | #N/A | 180 | 0.217 | 0 | #N/A | #N/A | #N/A | 180 | 0.217 | 0 | #N/A | #N/A | 179 | 34000
NE-HVAC-airAC-SpltPkg-240to759kBtuh-12p5eer | DEER2017 | D17 v2 |  | Any | Asm | 1975 | CZ05 | cDXGF | Cap-Tons | 121 | 34000 | None | 166 | 0.123 | 0 | 166 | 0.123 | 0 | 166 | 0.123 | 0 | 166 | 0.123 | 0 | DEER:HVAC_Split-Package_AC | Annual | 1719 | 166 | 0.123 | 0 | 166 | 0.123 | 0 | NE-HVAC-airAC-SpltPkg-240to759kBtuh-12p5eer_MZDEER2017AnyAsm1975CZ05cPVVG | #N/A | NE-HVAC-airAC-SpltPkg-240to759kBtuh-12p5eer_SZDEER2017AnyAsm1975CZ05cDXGF | 13285 |  | #N/A | #N/A | #N/A | 166 | 0.123 | 0 | #N/A | #N/A | #N/A | 166 | 0.123 | 0 | #N/A | #N/A | 121 | 34000
NE-HVAC-airAC-SpltPkg-240to759kBtuh-12p5eer | DEER2017 | D17 v2 |  | Any | Asm | 1975 | CZ06 | cDXGF | Cap-Tons | 189 | 34000 | None | 159 | 0.146 | 0 | 159 | 0.146 | 0 | 159 | 0.146 | 0 | 159 | 0.146 | 0 | DEER:HVAC_Split-Package_AC | Annual | 1719 | 159 | 0.146 | 0 | 159 | 0.146 | 0 | NE-HVAC-airAC-SpltPkg-240to759kBtuh-12p5eer_MZDEER2017AnyAsm1975CZ06cPVVG | #N/A | NE-HVAC-airAC-SpltPkg-240to759kBtuh-12p5eer_SZDEER2017AnyAsm1975CZ06cDXGF | 13286 |  | #N/A | #N/A | #N/A | 159 | 0.146 | 0 | #N/A | #N/A | #N/A | 159 | 0.146 | 0 | #N/A | #N/A | 189 | 34000
NE-HVAC-airAC-SpltPkg-240to759kBtuh-12p5eer | DEER2017 | D17 v2 |  | Any | Asm | 1975 | CZ07 | cDXGF | Cap-Tons | 143 | 34000 | None | 231 | 0.178 | 0 | 231 | 0.178 | 0 | 231 | 0.178 | 0 | 231 | 0.178 | 0 | DEER:HVAC_Split-Package_AC | Annual | 1719 | 231 | 0.178 | 0 | 231 | 0.178 | 0 | NE-HVAC-airAC-SpltPkg-240to759kBtuh-12p5eer_MZDEER2017AnyAsm1975CZ07cPVVG | #N/A | NE-HVAC-airAC-SpltPkg-240to759kBtuh-12p5eer_SZDEER2017AnyAsm1975CZ07cDXGF | 13287 |  | #N/A | #N/A | #N/A | 231 | 0.178 | 0 | #N/A | #N/A | #N/A | 231 | 0.178 | 0 | #N/A | #N/A | 143 | 34000
NE-HVAC-airAC-SpltPkg-240to759kBtuh-12p5eer | DEER2017 | D17 v2 |  | Any | Asm | 1975 | CZ08 | cDXGF | Cap-Tons | 176 | 34000 | None | 244 | 0.199 | 0 | 244 | 0.199 | 0 | 244 | 0.199 | 0 | 244 | 0.199 | 0 | DEER:HVAC_Split-Package_AC | Annual | 1719 | 244 | 0.199 | 0 | 244 | 0.199 | 0 | NE-HVAC-airAC-SpltPkg-240to759kBtuh-12p5eer_MZDEER2017AnyAsm1975CZ08cPVVG | #N/A | NE-HVAC-airAC-SpltPkg-240to759kBtuh-12p5eer_SZDEER2017AnyAsm1975CZ08cDXGF | 13288 |  | #N/A | #N/A | #N/A | 244 | 0.199 | 0 | #N/A | #N/A | #N/A | 244 | 0.199 | 0 | #N/A | #N/A | 176 | 34000
NE-HVAC-airAC-SpltPkg-240to759kBtuh-12p5eer | DEER2017 | D17 v2 |  | Any | Asm | 1975 | CZ09 | cDXGF | Cap-Tons | 255 | 34000 | None | 187 | 0.243 | 0 | 187 | 0.243 | 0 | 187 | 0.243 | 0 | 187 | 0.243 | 0 | DEER:HVAC_Split-Package_AC | Annual | 1719 | 187 | 0.243 | 0 | 187 | 0.243 | 0 | NE-HVAC-airAC-SpltPkg-240to759kBtuh-12p5eer_MZDEER2017AnyAsm1975CZ09cPVVG | #N/A | NE-HVAC-airAC-SpltPkg-240to759kBtuh-12p5eer_SZDEER2017AnyAsm1975CZ09cDXGF | 13289 |  | #N/A | #N/A | #N/A | 187 | 0.243 | 0 | #N/A | #N/A | #N/A | 187 | 0.243 | 0 | #N/A | #N/A | 255 | 34000
NE-HVAC-airAC-SpltPkg-240to759kBtuh-12p5eer | DEER2017 | D17 v2 |  | Any | Asm | 1975 | CZ10 | cDXGF | Cap-Tons | 233 | 34000 | None | 233 | 0.269 | 0 | 233 | 0.269 | 0 | 233 | 0.269 | 0 | 233 | 0.269 | 0 | DEER:HVAC_Split-Package_AC | Annual | 1719 | 233 | 0.269 | 0 | 233 | 0.269 | 0 | NE-HVAC-airAC-SpltPkg-240to759kBtuh-12p5eer_MZDEER2017AnyAsm1975CZ10cPVVG | #N/A | NE-HVAC-airAC-SpltPkg-240to759kBtuh-12p5eer_SZDEER2017AnyAsm1975CZ10cDXGF | 13290 |  | #N/A | #N/A | #N/A | 233 | 0.269 | 0 | #N/A | #N/A | #N/A | 233 | 0.269 | 0 | #N/A | #N/A | 233 | 34000
NE-HVAC-airAC-SpltPkg-240to759kBtuh-12p5eer | DEER2017 | D17 v2 |  | Any | Asm | 1975 | CZ11 | cDXGF | Cap-Tons | 245 | 34000 | None | 243 | 0.228 | 0 | 243 | 0.228 | 0 | 243 | 0.228 | 0 | 243 | 0.228 | 0 | DEER:HVAC_Split-Package_AC | Annual | 1719 | 243 | 0.228 | 0 | 243 | 0.228 | 0 | NE-HVAC-airAC-SpltPkg-240to759kBtuh-12p5eer_MZDEER2017AnyAsm1975CZ11cPVVG | #N/A | NE-HVAC-airAC-SpltPkg-240to759kBtuh-12p5eer_SZDEER2017AnyAsm1975CZ11cDXGF | 13291 |  | #N/A | #N/A | #N/A | 243 | 0.228 | 0 | #N/A | #N/A | #N/A | 243 | 0.228 | 0 | #N/A | #N/A | 245 | 34000
NE-HVAC-airAC-SpltPkg-240to759kBtuh-12p5eer | DEER2017 | D17 v2 |  | Any | Asm | 1975 | CZ12 | cDXGF | Cap-Tons | 245 | 34000 | None | 186 | 0.216 | 0 | 186 | 0.216 | 0 | 186 | 0.216 | 0 | 186 | 0.216 | 0 | DEER:HVAC_Split-Package_AC | Annual | 1719 | 186 | 0.216 | 0 | 186 | 0.216 | 0 | NE-HVAC-airAC-SpltPkg-240to759kBtuh-12p5eer_MZDEER2017AnyAsm1975CZ12cPVVG | #N/A | NE-HVAC-airAC-SpltPkg-240to759kBtuh-12p5eer_SZDEER2017AnyAsm1975CZ12cDXGF | 13292 |  | #N/A | #N/A | #N/A | 186 | 0.216 | 0 | #N/A | #N/A | #N/A | 186 | 0.216 | 0 | #N/A | #N/A | 245 | 34000
NE-HVAC-airAC-SpltPkg-240to759kBtuh-12p5eer | DEER2017 | D17 v2 |  | Any | Asm | 1975 | CZ13 | cDXGF | Cap-Tons | 228 | 34000 | None | 275 | 0.238 | 0 | 275 | 0.238 | 0 | 275 | 0.238 | 0 | 275 | 0.238 | 0 | DEER:HVAC_Split-Package_AC | Annual | 1719 | 275 | 0.238 | 0 | 275 | 0.238 | 0 | NE-HVAC-airAC-SpltPkg-240to759kBtuh-12p5eer_MZDEER2017AnyAsm1975CZ13cPVVG | #N/A | NE-HVAC-airAC-SpltPkg-240to759kBtuh-12p5eer_SZDEER2017AnyAsm1975CZ13cDXGF | 13293 |  | #N/A | #N/A | #N/A | 275 | 0.238 | 0 | #N/A | #N/A | #N/A | 275 | 0.238 | 0 | #N/A | #N/A | 228 | 34000
NE-HVAC-airAC-SpltPkg-240to759kBtuh-12p5eer | DEER2017 | D17 v2 |  | Any | Asm | 1975 | CZ14 | cDXGF | Cap-Tons | 194 | 34000 | None | 313 | 0.272 | 0 | 313 | 0.272 | 0 | 313 | 0.272 | 0 | 313 | 0.272 | 0 | DEER:HVAC_Split-Package_AC | Annual | 1719 | 313 | 0.272 | 0 | 313 | 0.272 | 0 | NE-HVAC-airAC-SpltPkg-240to759kBtuh-12p5eer_MZDEER2017AnyAsm1975CZ14cPVVG | #N/A | NE-HVAC-airAC-SpltPkg-240to759kBtuh-12p5eer_SZDEER2017AnyAsm1975CZ14cDXGF | 13294 |  | #N/A | #N/A | #N/A | 313 | 0.272 | 0 | #N/A | #N/A | #N/A | 313 | 0.272 | 0 | #N/A | #N/A | 194 | 34000
NE-HVAC-airAC-SpltPkg-240to759kBtuh-12p5eer | DEER2017 | D17 v2 |  | Any | Asm | 1975 | CZ15 | cDXGF | Cap-Tons | 259 | 34000 | None | 477 | 0.266 | 0 | 477 | 0.266 | 0 | 477 | 0.266 | 0 | 477 | 0.266 | 0 | DEER:HVAC_Split-Package_AC | Annual | 1719 | 477 | 0.266 | 0 | 477 | 0.266 | 0 | NE-HVAC-airAC-SpltPkg-240to759kBtuh-12p5eer_MZDEER2017AnyAsm1975CZ15cPVVG | #N/A | NE-HVAC-airAC-SpltPkg-240to759kBtuh-12p5eer_SZDEER2017AnyAsm1975CZ15cDXGF | 13295 |  | #N/A | #N/A | #N/A | 477 | 0.266 | 0 | #N/A | #N/A | #N/A | 477 | 0.266 | 0 | #N/A | #N/A | 259 | 34000
NE-HVAC-airAC-SpltPkg-240to759kBtuh-12p5eer | DEER2017 | D17 v2 |  | Any | Asm | 1975 | CZ16 | cDXGF | Cap-Tons | 145 | 34000 | None | 128 | 0.158 | 0 | 128 | 0.158 | 0 | 128 | 0.158 | 0 | 128 | 0.158 | 0 | DEER:HVAC_Split-Package_AC | Annual | 1719 | 128 | 0.158 | 0 | 128 | 0.158 | 0 | NE-HVAC-airAC-SpltPkg-240to759kBtuh-12p5eer_MZDEER2017AnyAsm1975CZ16cPVVG | #N/A | NE-HVAC-airAC-SpltPkg-240to759kBtuh-12p5eer_SZDEER2017AnyAsm1975CZ16cDXGF | 13296 |  | #N/A | #N/A | #N/A | 128 | 0.158 | 0 | #N/A | #N/A | #N/A | 128 | 0.158 | 0 | #N/A | #N/A | 145 | 34000
NE-HVAC-airAC-SpltPkg-240to759kBtuh-12p5eer | DEER2017 | D17 v2 |  | Any | Asm | 1985 | CZ01 | cDXGF | Cap-Tons | 101 | 34000 | None | 85.4 | 0.0888 | 0 | 85.4 | 0.0888 | 0 | 85.4 | 0.0888 | 0 | 85.4 | 0.0888 | 0 | DEER:HVAC_Split-Package_AC | Annual | 1719 | 85.4 | 0.0888 | 0 | 85.4 | 0.0888 | 0 | NE-HVAC-airAC-SpltPkg-240to759kBtuh-12p5eer_MZDEER2017AnyAsm1985CZ01cPVVG | #N/A | NE-HVAC-airAC-SpltPkg-240to759kBtuh-12p5eer_SZDEER2017AnyAsm1985CZ01cDXGF | 34641 |  | #N/A | #N/A | #N/A | 85.4 | 0.0888 | 0 | #N/A | #N/A | #N/A | 85.4 | 0.0888 | 0 | #N/A | #N/A | 101 | 34000
NE-HVAC-airAC-SpltPkg-240to759kBtuh-12p5eer | DEER2017 | D17 v2 |  | Any | Asm | 1985 | CZ02 | cDXGF | Cap-Tons | 194 | 34000 | None | 148 | 0.234 | 0 | 148 | 0.234 | 0 | 148 | 0.234 | 0 | 148 | 0.234 | 0 | DEER:HVAC_Split-Package_AC | Annual | 1719 | 148 | 0.234 | 0 | 148 | 0.234 | 0 | NE-HVAC-airAC-SpltPkg-240to759kBtuh-12p5eer_MZDEER2017AnyAsm1985CZ02cPVVG | #N/A | NE-HVAC-airAC-SpltPkg-240to759kBtuh-12p5eer_SZDEER2017AnyAsm1985CZ02cDXGF | 34642 |  | #N/A | #N/A | #N/A | 148 | 0.234 | 0 | #N/A | #N/A | #N/A | 148 | 0.234 | 0 | #N/A | #N/A | 194 | 34000
NE-HVAC-airAC-SpltPkg-240to759kBtuh-12p5eer | DEER2017 | D17 v2 |  | Any | Asm | 1985 | CZ03 | cDXGF | Cap-Tons | 139 | 34000 | None | 118 | 0.16 | 0 | 118 | 0.16 | 0 | 118 | 0.16 | 0 | 118 | 0.16 | 0 | DEER:HVAC_Split-Package_AC | Annual | 1719 | 118 | 0.16 | 0 | 118 | 0.16 | 0 | NE-HVAC-airAC-SpltPkg-240to759kBtuh-12p5eer_MZDEER2017AnyAsm1985CZ03cPVVG | #N/A | NE-HVAC-airAC-SpltPkg-240to759kBtuh-12p5eer_SZDEER2017AnyAsm1985CZ03cDXGF | 34643 |  | #N/A | #N/A | #N/A | 118 | 0.16 | 0 | #N/A | #N/A | #N/A | 118 | 0.16 | 0 | #N/A | #N/A | 139 | 34000
NE-HVAC-airAC-SpltPkg-240to759kBtuh-12p5eer | DEER2017 | D17 v2 |  | Any | Asm | 1985 | CZ04 | cDXGF | Cap-Tons | 172 | 34000 | None | 186 | 0.218 | 0 | 186 | 0.218 | 0 | 186 | 0.218 | 0 | 186 | 0.218 | 0 | DEER:HVAC_Split-Package_AC | Annual | 1719 | 186 | 0.218 | 0 | 186 | 0.218 | 0 | NE-HVAC-airAC-SpltPkg-240to759kBtuh-12p5eer_MZDEER2017AnyAsm1985CZ04cPVVG | #N/A | NE-HVAC-airAC-SpltPkg-240to759kBtuh-12p5eer_SZDEER2017AnyAsm1985CZ04cDXGF | 34644 |  | #N/A | #N/A | #N/A | 186 | 0.218 | 0 | #N/A | #N/A | #N/A | 186 | 0.218 | 0 | #N/A | #N/A | 172 | 34000
NE-HVAC-airAC-SpltPkg-240to759kBtuh-12p5eer | DEER2017 | D17 v2 |  | Any | Asm | 1985 | CZ05 | cDXGF | Cap-Tons | 115 | 34000 | None | 174 | 0.129 | 0 | 174 | 0.129 | 0 | 174 | 0.129 | 0 | 174 | 0.129 | 0 | DEER:HVAC_Split-Package_AC | Annual | 1719 | 174 | 0.129 | 0 | 174 | 0.129 | 0 | NE-HVAC-airAC-SpltPkg-240to759kBtuh-12p5eer_MZDEER2017AnyAsm1985CZ05cPVVG | #N/A | NE-HVAC-airAC-SpltPkg-240to759kBtuh-12p5eer_SZDEER2017AnyAsm1985CZ05cDXGF | 34645 |  | #N/A | #N/A | #N/A | 174 | 0.129 | 0 | #N/A | #N/A | #N/A | 174 | 0.129 | 0 | #N/A | #N/A | 115 | 34000
NE-HVAC-airAC-SpltPkg-240to759kBtuh-12p5eer | DEER2017 | D17 v2 |  | Any | Asm | 1985 | CZ06 | cDXGF | Cap-Tons | 182 | 34000 | None | 168 | 0.151 | 0 | 168 | 0.151 | 0 | 168 | 0.151 | 0 | 168 | 0.151 | 0 | DEER:HVAC_Split-Package_AC | Annual | 1719 | 168 | 0.151 | 0 | 168 | 0.151 | 0 | NE-HVAC-airAC-SpltPkg-240to759kBtuh-12p5eer_MZDEER2017AnyAsm1985CZ06cPVVG | #N/A | NE-HVAC-airAC-SpltPkg-240to759kBtuh-12p5eer_SZDEER2017AnyAsm1985CZ06cDXGF | 34646 |  | #N/A | #N/A | #N/A | 168 | 0.151 | 0 | #N/A | #N/A | #N/A | 168 | 0.151 | 0 | #N/A | #N/A | 182 | 34000
NE-HVAC-airAC-SpltPkg-240to759kBtuh-12p5eer | DEER2017 | D17 v2 |  | Any | Asm | 1985 | CZ07 | cDXGF | Cap-Tons | 137 | 34000 | None | 242 | 0.181 | 0 | 242 | 0.181 | 0 | 242 | 0.181 | 0 | 242 | 0.181 | 0 | DEER:HVAC_Split-Package_AC | Annual | 1719 | 242 | 0.181 | 0 | 242 | 0.181 | 0 | NE-HVAC-airAC-SpltPkg-240to759kBtuh-12p5eer_MZDEER2017AnyAsm1985CZ07cPVVG | #N/A | NE-HVAC-airAC-SpltPkg-240to759kBtuh-12p5eer_SZDEER2017AnyAsm1985CZ07cDXGF | 34647 |  | #N/A | #N/A | #N/A | 242 | 0.181 | 0 | #N/A | #N/A | #N/A | 242 | 0.181 | 0 | #N/A | #N/A | 137 | 34000
NE-HVAC-airAC-SpltPkg-240to759kBtuh-12p5eer | DEER2017 | D17 v2 |  | Any | Asm | 1985 | CZ08 | cDXGF | Cap-Tons | 169 | 34000 | None | 253 | 0.201 | 0 | 253 | 0.201 | 0 | 253 | 0.201 | 0 | 253 | 0.201 | 0 | DEER:HVAC_Split-Package_AC | Annual | 1719 | 253 | 0.201 | 0 | 253 | 0.201 | 0 | NE-HVAC-airAC-SpltPkg-240to759kBtuh-12p5eer_MZDEER2017AnyAsm1985CZ08cPVVG | #N/A | NE-HVAC-airAC-SpltPkg-240to759kBtuh-12p5eer_SZDEER2017AnyAsm1985CZ08cDXGF | 34648 |  | #N/A | #N/A | #N/A | 253 | 0.201 | 0 | #N/A | #N/A | #N/A | 253 | 0.201 | 0 | #N/A | #N/A | 169 | 34000
NE-HVAC-airAC-SpltPkg-240to759kBtuh-12p5eer | DEER2017 | D17 v2 |  | Any | Asm | 1985 | CZ09 | cDXGF | Cap-Tons | 245 | 34000 | None | 191 | 0.247 | 0 | 191 | 0.247 | 0 | 191 | 0.247 | 0 | 191 | 0.247 | 0 | DEER:HVAC_Split-Package_AC | Annual | 1719 | 191 | 0.247 | 0 | 191 | 0.247 | 0 | NE-HVAC-airAC-SpltPkg-240to759kBtuh-12p5eer_MZDEER2017AnyAsm1985CZ09cPVVG | #N/A | NE-HVAC-airAC-SpltPkg-240to759kBtuh-12p5eer_SZDEER2017AnyAsm1985CZ09cDXGF | 34649 |  | #N/A | #N/A | #N/A | 191 | 0.247 | 0 | #N/A | #N/A | #N/A | 191 | 0.247 | 0 | #N/A | #N/A | 245 | 34000
NE-HVAC-airAC-SpltPkg-240to759kBtuh-12p5eer | DEER2017 | D17 v2 |  | Any | Asm | 1985 | CZ10 | cDXGF | Cap-Tons | 225 | 34000 | None | 238 | 0.272 | 0 | 238 | 0.272 | 0 | 238 | 0.272 | 0 | 238 | 0.272 | 0 | DEER:HVAC_Split-Package_AC | Annual | 1719 | 238 | 0.272 | 0 | 238 | 0.272 | 0 | NE-HVAC-airAC-SpltPkg-240to759kBtuh-12p5eer_MZDEER2017AnyAsm1985CZ10cPVVG | #N/A | NE-HVAC-airAC-SpltPkg-240to759kBtuh-12p5eer_SZDEER2017AnyAsm1985CZ10cDXGF | 34650 |  | #N/A | #N/A | #N/A | 238 | 0.272 | 0 | #N/A | #N/A | #N/A | 238 | 0.272 | 0 | #N/A | #N/A | 225 | 34000
NE-HVAC-airAC-SpltPkg-240to759kBtuh-12p5eer | DEER2017 | D17 v2 |  | Any | Asm | 1985 | CZ11 | cDXGF | Cap-Tons | 236 | 34000 | None | 248 | 0.231 | 0 | 248 | 0.231 | 0 | 248 | 0.231 | 0 | 248 | 0.231 | 0 | DEER:HVAC_Split-Package_AC | Annual | 1719 | 248 | 0.231 | 0 | 248 | 0.231 | 0 | NE-HVAC-airAC-SpltPkg-240to759kBtuh-12p5eer_MZDEER2017AnyAsm1985CZ11cPVVG | #N/A | NE-HVAC-airAC-SpltPkg-240to759kBtuh-12p5eer_SZDEER2017AnyAsm1985CZ11cDXGF | 34651 |  | #N/A | #N/A | #N/A | 248 | 0.231 | 0 | #N/A | #N/A | #N/A | 248 | 0.231 | 0 | #N/A | #N/A | 236 | 34000
NE-HVAC-airAC-SpltPkg-240to759kBtuh-12p5eer | DEER2017 | D17 v2 |  | Any | Asm | 1985 | CZ12 | cDXGF | Cap-Tons | 236 | 34000 | None | 190 | 0.223 | 0 | 190 | 0.223 | 0 | 190 | 0.223 | 0 | 190 | 0.223 | 0 | DEER:HVAC_Split-Package_AC | Annual | 1719 | 190 | 0.223 | 0 | 190 | 0.223 | 0 | NE-HVAC-airAC-SpltPkg-240to759kBtuh-12p5eer_MZDEER2017AnyAsm1985CZ12cPVVG | #N/A | NE-HVAC-airAC-SpltPkg-240to759kBtuh-12p5eer_SZDEER2017AnyAsm1985CZ12cDXGF | 34652 |  | #N/A | #N/A | #N/A | 190 | 0.223 | 0 | #N/A | #N/A | #N/A | 190 | 0.223 | 0 | #N/A | #N/A | 236 | 34000
NE-HVAC-airAC-SpltPkg-240to759kBtuh-12p5eer | DEER2017 | D17 v2 |  | Any | Asm | 1985 | CZ13 | cDXGF | Cap-Tons | 219 | 34000 | None | 282 | 0.244 | 0 | 282 | 0.244 | 0 | 282 | 0.244 | 0 | 282 | 0.244 | 0 | DEER:HVAC_Split-Package_AC | Annual | 1719 | 282 | 0.244 | 0 | 282 | 0.244 | 0 | NE-HVAC-airAC-SpltPkg-240to759kBtuh-12p5eer_MZDEER2017AnyAsm1985CZ13cPVVG | #N/A | NE-HVAC-airAC-SpltPkg-240to759kBtuh-12p5eer_SZDEER2017AnyAsm1985CZ13cDXGF | 34653 |  | #N/A | #N/A | #N/A | 282 | 0.244 | 0 | #N/A | #N/A | #N/A | 282 | 0.244 | 0 | #N/A | #N/A | 219 | 34000
NE-HVAC-airAC-SpltPkg-240to759kBtuh-12p5eer | DEER2017 | D17 v2 |  | Any | Asm | 1985 | CZ14 | cDXGF | Cap-Tons | 184 | 34000 | None | 321 | 0.275 | 0 | 321 | 0.275 | 0 | 321 | 0.275 | 0 | 321 | 0.275 | 0 | DEER:HVAC_Split-Package_AC | Annual | 1719 | 321 | 0.275 | 0 | 321 | 0.275 | 0 | NE-HVAC-airAC-SpltPkg-240to759kBtuh-12p5eer_MZDEER2017AnyAsm1985CZ14cPVVG | #N/A | NE-HVAC-airAC-SpltPkg-240to759kBtuh-12p5eer_SZDEER2017AnyAsm1985CZ14cDXGF | 34654 |  | #N/A | #N/A | #N/A | 321 | 0.275 | 0 | #N/A | #N/A | #N/A | 321 | 0.275 | 0 | #N/A | #N/A | 184 | 34000
NE-HVAC-airAC-SpltPkg-240to759kBtuh-12p5eer | DEER2017 | D17 v2 |  | Any | Asm | 1985 | CZ15 | cDXGF | Cap-Tons | 250 | 34000 | None | 483 | 0.268 | 0 | 483 | 0.268 | 0 | 483 | 0.268 | 0 | 483 | 0.268 | 0 | DEER:HVAC_Split-Package_AC | Annual | 1719 | 483 | 0.268 | 0 | 483 | 0.268 | 0 | NE-HVAC-airAC-SpltPkg-240to759kBtuh-12p5eer_MZDEER2017AnyAsm1985CZ15cPVVG | #N/A | NE-HVAC-airAC-SpltPkg-240to759kBtuh-12p5eer_SZDEER2017AnyAsm1985CZ15cDXGF | 34655 |  | #N/A | #N/A | #N/A | 483 | 0.268 | 0 | #N/A | #N/A | #N/A | 483 | 0.268 | 0 | #N/A | #N/A | 250 | 34000
NE-HVAC-airAC-SpltPkg-240to759kBtuh-12p5eer | DEER2017 | D17 v2 |  | Any | Asm | 1985 | CZ16 | cDXGF | Cap-Tons | 137 | 34000 | None | 133 | 0.16 | 0 | 133 | 0.16 | 0 | 133 | 0.16 | 0 | 133 | 0.16 | 0 | DEER:HVAC_Split-Package_AC | Annual | 1719 | 133 | 0.16 | 0 | 133 | 0.16 | 0 | NE-HVAC-airAC-SpltPkg-240to759kBtuh-12p5eer_MZDEER2017AnyAsm1985CZ16cPVVG | #N/A | NE-HVAC-airAC-SpltPkg-240to759kBtuh-12p5eer_SZDEER2017AnyAsm1985CZ16cDXGF | 34656 |  | #N/A | #N/A | #N/A | 133 | 0.16 | 0 | #N/A | #N/A | #N/A | 133 | 0.16 | 0 | #N/A | #N/A | 137 | 34000
NE-HVAC-airAC-SpltPkg-240to759kBtuh-12p5eer | DEER2017 | D17 v2 |  | Any | Asm | 1996 | CZ01 | cDXGF | Cap-Tons | 97.7 | 34000 | None | 77.4 | 0.0845 | 0 | 77.4 | 0.0845 | 0 | 77.4 | 0.0845 | 0 | 77.4 | 0.0845 | 0 | DEER:HVAC_Split-Package_AC | Annual | 1719 | 77.4 | 0.0845 | 0 | 77.4 | 0.0845 | 0 | NE-HVAC-airAC-SpltPkg-240to759kBtuh-12p5eer_MZDEER2017AnyAsm1996CZ01cPVVG | #N/A | NE-HVAC-airAC-SpltPkg-240to759kBtuh-12p5eer_SZDEER2017AnyAsm1996CZ01cDXGF | 56001 |  | #N/A | #N/A | #N/A | 77.4 | 0.0845 | 0 | #N/A | #N/A | #N/A | 77.4 | 0.0845 | 0 | #N/A | #N/A | 97.7 | 34000
NE-HVAC-airAC-SpltPkg-240to759kBtuh-12p5eer | DEER2017 | D17 v2 |  | Any | Asm | 1996 | CZ02 | cDXGF | Cap-Tons | 184 | 34000 | None | 149 | 0.233 | 0 | 149 | 0.233 | 0 | 149 | 0.233 | 0 | 149 | 0.233 | 0 | DEER:HVAC_Split-Package_AC | Annual | 1719 | 149 | 0.233 | 0 | 149 | 0.233 | 0 | NE-HVAC-airAC-SpltPkg-240to759kBtuh-12p5eer_MZDEER2017AnyAsm1996CZ02cPVVG | #N/A | NE-HVAC-airAC-SpltPkg-240to759kBtuh-12p5eer_SZDEER2017AnyAsm1996CZ02cDXGF | 56002 |  | #N/A | #N/A | #N/A | 149 | 0.233 | 0 | #N/A | #N/A | #N/A | 149 | 0.233 | 0 | #N/A | #N/A | 184 | 34000
NE-HVAC-airAC-SpltPkg-240to759kBtuh-12p5eer | DEER2017 | D17 v2 |  | Any | Asm | 1996 | CZ03 | cDXGF | Cap-Tons | 133 | 34000 | None | 115 | 0.158 | 0 | 115 | 0.158 | 0 | 115 | 0.158 | 0 | 115 | 0.158 | 0 | DEER:HVAC_Split-Package_AC | Annual | 1719 | 115 | 0.158 | 0 | 115 | 0.158 | 0 | NE-HVAC-airAC-SpltPkg-240to759kBtuh-12p5eer_MZDEER2017AnyAsm1996CZ03cPVVG | #N/A | NE-HVAC-airAC-SpltPkg-240to759kBtuh-12p5eer_SZDEER2017AnyAsm1996CZ03cDXGF | 56003 |  | #N/A | #N/A | #N/A | 115 | 0.158 | 0 | #N/A | #N/A | #N/A | 115 | 0.158 | 0 | #N/A | #N/A | 133 | 34000
NE-HVAC-airAC-SpltPkg-240to759kBtuh-12p5eer | DEER2017 | D17 v2 |  | Any | Asm | 1996 | CZ04 | cDXGF | Cap-Tons | 163 | 34000 | None | 187 | 0.218 | 0 | 187 | 0.218 | 0 | 187 | 0.218 | 0 | 187 | 0.218 | 0 | DEER:HVAC_Split-Package_AC | Annual | 1719 | 187 | 0.218 | 0 | 187 | 0.218 | 0 | NE-HVAC-airAC-SpltPkg-240to759kBtuh-12p5eer_MZDEER2017AnyAsm1996CZ04cPVVG | #N/A | NE-HVAC-airAC-SpltPkg-240to759kBtuh-12p5eer_SZDEER2017AnyAsm1996CZ04cDXGF | 56004 |  | #N/A | #N/A | #N/A | 187 | 0.218 | 0 | #N/A | #N/A | #N/A | 187 | 0.218 | 0 | #N/A | #N/A | 163 | 34000
NE-HVAC-airAC-SpltPkg-240to759kBtuh-12p5eer | DEER2017 | D17 v2 |  | Any | Asm | 1996 | CZ05 | cDXGF | Cap-Tons | 111 | 34000 | None | 168 | 0.118 | 0 | 168 | 0.118 | 0 | 168 | 0.118 | 0 | 168 | 0.118 | 0 | DEER:HVAC_Split-Package_AC | Annual | 1719 | 168 | 0.118 | 0 | 168 | 0.118 | 0 | NE-HVAC-airAC-SpltPkg-240to759kBtuh-12p5eer_MZDEER2017AnyAsm1996CZ05cPVVG | #N/A | NE-HVAC-airAC-SpltPkg-240to759kBtuh-12p5eer_SZDEER2017AnyAsm1996CZ05cDXGF | 56005 |  | #N/A | #N/A | #N/A | 168 | 0.118 | 0 | #N/A | #N/A | #N/A | 168 | 0.118 | 0 | #N/A | #N/A | 111 | 34000
NE-HVAC-airAC-SpltPkg-240to759kBtuh-12p5eer | DEER2017 | D17 v2 |  | Any | Asm | 1996 | CZ06 | cDXGF | Cap-Tons | 174 | 34000 | None | 174 | 0.154 | 0 | 174 | 0.154 | 0 | 174 | 0.154 | 0 | 174 | 0.154 | 0 | DEER:HVAC_Split-Package_AC | Annual | 1719 | 174 | 0.154 | 0 | 174 | 0.154 | 0 | NE-HVAC-airAC-SpltPkg-240to759kBtuh-12p5eer_MZDEER2017AnyAsm1996CZ06cPVVG | #N/A | NE-HVAC-airAC-SpltPkg-240to759kBtuh-12p5eer_SZDEER2017AnyAsm1996CZ06cDXGF | 56006 |  | #N/A | #N/A | #N/A | 174 | 0.154 | 0 | #N/A | #N/A | #N/A | 174 | 0.154 | 0 | #N/A | #N/A | 174 | 34000
NE-HVAC-airAC-SpltPkg-240to759kBtuh-12p5eer | DEER2017 | D17 v2 |  | Any | Asm | 1996 | CZ07 | cDXGF | Cap-Tons | 131 | 34000 | None | 242 | 0.184 | 0 | 242 | 0.184 | 0 | 242 | 0.184 | 0 | 242 | 0.184 | 0 | DEER:HVAC_Split-Package_AC | Annual | 1719 | 242 | 0.184 | 0 | 242 | 0.184 | 0 | NE-HVAC-airAC-SpltPkg-240to759kBtuh-12p5eer_MZDEER2017AnyAsm1996CZ07cPVVG | #N/A | NE-HVAC-airAC-SpltPkg-240to759kBtuh-12p5eer_SZDEER2017AnyAsm1996CZ07cDXGF | 56007 |  | #N/A | #N/A | #N/A | 242 | 0.184 | 0 | #N/A | #N/A | #N/A | 242 | 0.184 | 0 | #N/A | #N/A | 131 | 34000
NE-HVAC-airAC-SpltPkg-240to759kBtuh-12p5eer | DEER2017 | D17 v2 |  | Any | Asm | 1996 | CZ08 | cDXGF | Cap-Tons | 161 | 34000 | None | 257 | 0.208 | 0 | 257 | 0.208 | 0 | 257 | 0.208 | 0 | 257 | 0.208 | 0 | DEER:HVAC_Split-Package_AC | Annual | 1719 | 257 | 0.208 | 0 | 257 | 0.208 | 0 | NE-HVAC-airAC-SpltPkg-240to759kBtuh-12p5eer_MZDEER2017AnyAsm1996CZ08cPVVG | #N/A | NE-HVAC-airAC-SpltPkg-240to759kBtuh-12p5eer_SZDEER2017AnyAsm1996CZ08cDXGF | 56008 |  | #N/A | #N/A | #N/A | 257 | 0.208 | 0 | #N/A | #N/A | #N/A | 257 | 0.208 | 0 | #N/A | #N/A | 161 | 34000
NE-HVAC-airAC-SpltPkg-240to759kBtuh-12p5eer | DEER2017 | D17 v2 |  | Any | Asm | 1996 | CZ09 | cDXGF | Cap-Tons | 232 | 34000 | None | 197 | 0.253 | 0 | 197 | 0.253 | 0 | 197 | 0.253 | 0 | 197 | 0.253 | 0 | DEER:HVAC_Split-Package_AC | Annual | 1719 | 197 | 0.253 | 0 | 197 | 0.253 | 0 | NE-HVAC-airAC-SpltPkg-240to759kBtuh-12p5eer_MZDEER2017AnyAsm1996CZ09cPVVG | #N/A | NE-HVAC-airAC-SpltPkg-240to759kBtuh-12p5eer_SZDEER2017AnyAsm1996CZ09cDXGF | 56009 |  | #N/A | #N/A | #N/A | 197 | 0.253 | 0 | #N/A | #N/A | #N/A | 197 | 0.253 | 0 | #N/A | #N/A | 232 | 34000
NE-HVAC-airAC-SpltPkg-240to759kBtuh-12p5eer | DEER2017 | D17 v2 |  | Any | Asm | 1996 | CZ10 | cDXGF | Cap-Tons | 213 | 34000 | None | 242 | 0.274 | 0 | 242 | 0.274 | 0 | 242 | 0.274 | 0 | 242 | 0.274 | 0 | DEER:HVAC_Split-Package_AC | Annual | 1719 | 242 | 0.274 | 0 | 242 | 0.274 | 0 | NE-HVAC-airAC-SpltPkg-240to759kBtuh-12p5eer_MZDEER2017AnyAsm1996CZ10cPVVG | #N/A | NE-HVAC-airAC-SpltPkg-240to759kBtuh-12p5eer_SZDEER2017AnyAsm1996CZ10cDXGF | 56010 |  | #N/A | #N/A | #N/A | 242 | 0.274 | 0 | #N/A | #N/A | #N/A | 242 | 0.274 | 0 | #N/A | #N/A | 213 | 34000
NE-HVAC-airAC-SpltPkg-240to759kBtuh-12p5eer | DEER2017 | D17 v2 |  | Any | Asm | 1996 | CZ11 | cDXGF | Cap-Tons | 222 | 34000 | None | 252 | 0.235 | 0 | 252 | 0.235 | 0 | 252 | 0.235 | 0 | 252 | 0.235 | 0 | DEER:HVAC_Split-Package_AC | Annual | 1719 | 252 | 0.235 | 0 | 252 | 0.235 | 0 | NE-HVAC-airAC-SpltPkg-240to759kBtuh-12p5eer_MZDEER2017AnyAsm1996CZ11cPVVG | #N/A | NE-HVAC-airAC-SpltPkg-240to759kBtuh-12p5eer_SZDEER2017AnyAsm1996CZ11cDXGF | 56011 |  | #N/A | #N/A | #N/A | 252 | 0.235 | 0 | #N/A | #N/A | #N/A | 252 | 0.235 | 0 | #N/A | #N/A | 222 | 34000
NE-HVAC-airAC-SpltPkg-240to759kBtuh-12p5eer | DEER2017 | D17 v2 |  | Any | Asm | 1996 | CZ12 | cDXGF | Cap-Tons | 221 | 34000 | None | 192 | 0.225 | 0 | 192 | 0.225 | 0 | 192 | 0.225 | 0 | 192 | 0.225 | 0 | DEER:HVAC_Split-Package_AC | Annual | 1719 | 192 | 0.225 | 0 | 192 | 0.225 | 0 | NE-HVAC-airAC-SpltPkg-240to759kBtuh-12p5eer_MZDEER2017AnyAsm1996CZ12cPVVG | #N/A | NE-HVAC-airAC-SpltPkg-240to759kBtuh-12p5eer_SZDEER2017AnyAsm1996CZ12cDXGF | 56012 |  | #N/A | #N/A | #N/A | 192 | 0.225 | 0 | #N/A | #N/A | #N/A | 192 | 0.225 | 0 | #N/A | #N/A | 221 | 34000
NE-HVAC-airAC-SpltPkg-240to759kBtuh-12p5eer | DEER2017 | D17 v2 |  | Any | Asm | 1996 | CZ13 | cDXGF | Cap-Tons | 220 | 34000 | None | 267 | 0.235 | 0 | 267 | 0.235 | 0 | 267 | 0.235 | 0 | 267 | 0.235 | 0 | DEER:HVAC_Split-Package_AC | Annual | 1719 | 267 | 0.235 | 0 | 267 | 0.235 | 0 | NE-HVAC-airAC-SpltPkg-240to759kBtuh-12p5eer_MZDEER2017AnyAsm1996CZ13cPVVG | #N/A | NE-HVAC-airAC-SpltPkg-240to759kBtuh-12p5eer_SZDEER2017AnyAsm1996CZ13cDXGF | 56013 |  | #N/A | #N/A | #N/A | 267 | 0.235 | 0 | #N/A | #N/A | #N/A | 267 | 0.235 | 0 | #N/A | #N/A | 220 | 34000
NE-HVAC-airAC-SpltPkg-240to759kBtuh-12p5eer | DEER2017 | D17 v2 |  | Any | Asm | 1996 | CZ14 | cDXGF | Cap-Tons | 173 | 34000 | None | 321 | 0.277 | 0 | 321 | 0.277 | 0 | 321 | 0.277 | 0 | 321 | 0.277 | 0 | DEER:HVAC_Split-Package_AC | Annual | 1719 | 321 | 0.277 | 0 | 321 | 0.277 | 0 | NE-HVAC-airAC-SpltPkg-240to759kBtuh-12p5eer_MZDEER2017AnyAsm1996CZ14cPVVG | #N/A | NE-HVAC-airAC-SpltPkg-240to759kBtuh-12p5eer_SZDEER2017AnyAsm1996CZ14cDXGF | 56014 |  | #N/A | #N/A | #N/A | 321 | 0.277 | 0 | #N/A | #N/A | #N/A | 321 | 0.277 | 0 | #N/A | #N/A | 173 | 34000
NE-HVAC-airAC-SpltPkg-240to759kBtuh-12p5eer | DEER2017 | D17 v2 |  | Any | Asm | 1996 | CZ15 | cDXGF | Cap-Tons | 235 | 34000 | None | 491 | 0.274 | 0 | 491 | 0.274 | 0 | 491 | 0.274 | 0 | 491 | 0.274 | 0 | DEER:HVAC_Split-Package_AC | Annual | 1719 | 491 | 0.274 | 0 | 491 | 0.274 | 0 | NE-HVAC-airAC-SpltPkg-240to759kBtuh-12p5eer_MZDEER2017AnyAsm1996CZ15cPVVG | #N/A | NE-HVAC-airAC-SpltPkg-240to759kBtuh-12p5eer_SZDEER2017AnyAsm1996CZ15cDXGF | 56015 |  | #N/A | #N/A | #N/A | 491 | 0.274 | 0 | #N/A | #N/A | #N/A | 491 | 0.274 | 0 | #N/A | #N/A | 235 | 34000
NE-HVAC-airAC-SpltPkg-240to759kBtuh-12p5eer | DEER2017 | D17 v2 |  | Any | Asm | 1996 | CZ16 | cDXGF | Cap-Tons | 130 | 34000 | None | 131 | 0.157 | 0 | 131 | 0.157 | 0 | 131 | 0.157 | 0 | 131 | 0.157 | 0 | DEER:HVAC_Split-Package_AC | Annual | 1719 | 131 | 0.157 | 0 | 131 | 0.157 | 0 | NE-HVAC-airAC-SpltPkg-240to759kBtuh-12p5eer_MZDEER2017AnyAsm1996CZ16cPVVG | #N/A | NE-HVAC-airAC-SpltPkg-240to759kBtuh-12p5eer_SZDEER2017AnyAsm1996CZ16cDXGF | 56016 |  | #N/A | #N/A | #N/A | 131 | 0.157 | 0 | #N/A | #N/A | #N/A | 131 | 0.157 | 0 | #N/A | #N/A | 130 | 34000
NE-HVAC-airAC-SpltPkg-240to759kBtuh-12p5eer | DEER2017 | D17 v2 |  | Any | Asm | 2003 | CZ01 | cDXGF | Cap-Tons | 97 | 34000 | None | 72.4 | 0.0819 | 0 | 72.4 | 0.0819 | 0 | 72.4 | 0.0819 | 0 | 72.4 | 0.0819 | 0 | DEER:HVAC_Split-Package_AC | Annual | 1719 | 72.4 | 0.0819 | 0 | 72.4 | 0.0819 | 0 | NE-HVAC-airAC-SpltPkg-240to759kBtuh-12p5eer_MZDEER2017AnyAsm2003CZ01cPVVG | #N/A | NE-HVAC-airAC-SpltPkg-240to759kBtuh-12p5eer_SZDEER2017AnyAsm2003CZ01cDXGF | 77361 |  | #N/A | #N/A | #N/A | 72.4 | 0.0819 | 0 | #N/A | #N/A | #N/A | 72.4 | 0.0819 | 0 | #N/A | #N/A | 97 | 34000
NE-HVAC-airAC-SpltPkg-240to759kBtuh-12p5eer | DEER2017 | D17 v2 |  | Any | Asm | 2003 | CZ02 | cDXGF | Cap-Tons | 181 | 34000 | None | 146 | 0.23 | 0 | 146 | 0.23 | 0 | 146 | 0.23 | 0 | 146 | 0.23 | 0 | DEER:HVAC_Split-Package_AC | Annual | 1719 | 146 | 0.23 | 0 | 146 | 0.23 | 0 | NE-HVAC-airAC-SpltPkg-240to759kBtuh-12p5eer_MZDEER2017AnyAsm2003CZ02cPVVG | #N/A | NE-HVAC-airAC-SpltPkg-240to759kBtuh-12p5eer_SZDEER2017AnyAsm2003CZ02cDXGF | 77362 |  | #N/A | #N/A | #N/A | 146 | 0.23 | 0 | #N/A | #N/A | #N/A | 146 | 0.23 | 0 | #N/A | #N/A | 181 | 34000
NE-HVAC-airAC-SpltPkg-240to759kBtuh-12p5eer | DEER2017 | D17 v2 |  | Any | Asm | 2003 | CZ03 | cDXGF | Cap-Tons | 121 | 34000 | None | 133 | 0.169 | 0 | 133 | 0.169 | 0 | 133 | 0.169 | 0 | 133 | 0.169 | 0 | DEER:HVAC_Split-Package_AC | Annual | 1719 | 133 | 0.169 | 0 | 133 | 0.169 | 0 | NE-HVAC-airAC-SpltPkg-240to759kBtuh-12p5eer_MZDEER2017AnyAsm2003CZ03cPVVG | #N/A | NE-HVAC-airAC-SpltPkg-240to759kBtuh-12p5eer_SZDEER2017AnyAsm2003CZ03cDXGF | 77363 |  | #N/A | #N/A | #N/A | 133 | 0.169 | 0 | #N/A | #N/A | #N/A | 133 | 0.169 | 0 | #N/A | #N/A | 121 | 34000
NE-HVAC-airAC-SpltPkg-240to759kBtuh-12p5eer | DEER2017 | D17 v2 |  | Any | Asm | 2003 | CZ04 | cDXGF | Cap-Tons | 161 | 34000 | None | 182 | 0.214 | 0 | 182 | 0.214 | 0 | 182 | 0.214 | 0 | 182 | 0.214 | 0 | DEER:HVAC_Split-Package_AC | Annual | 1719 | 182 | 0.214 | 0 | 182 | 0.214 | 0 | NE-HVAC-airAC-SpltPkg-240to759kBtuh-12p5eer_MZDEER2017AnyAsm2003CZ04cPVVG | #N/A | NE-HVAC-airAC-SpltPkg-240to759kBtuh-12p5eer_SZDEER2017AnyAsm2003CZ04cDXGF | 77364 |  | #N/A | #N/A | #N/A | 182 | 0.214 | 0 | #N/A | #N/A | #N/A | 182 | 0.214 | 0 | #N/A | #N/A | 161 | 34000
NE-HVAC-airAC-SpltPkg-240to759kBtuh-12p5eer | DEER2017 | D17 v2 |  | Any | Asm | 2003 | CZ05 | cDXGF | Cap-Tons | 110 | 34000 | None | 163 | 0.116 | 0 | 163 | 0.116 | 0 | 163 | 0.116 | 0 | 163 | 0.116 | 0 | DEER:HVAC_Split-Package_AC | Annual | 1719 | 163 | 0.116 | 0 | 163 | 0.116 | 0 | NE-HVAC-airAC-SpltPkg-240to759kBtuh-12p5eer_MZDEER2017AnyAsm2003CZ05cPVVG | #N/A | NE-HVAC-airAC-SpltPkg-240to759kBtuh-12p5eer_SZDEER2017AnyAsm2003CZ05cDXGF | 77365 |  | #N/A | #N/A | #N/A | 163 | 0.116 | 0 | #N/A | #N/A | #N/A | 163 | 0.116 | 0 | #N/A | #N/A | 110 | 34000
NE-HVAC-airAC-SpltPkg-240to759kBtuh-12p5eer | DEER2017 | D17 v2 |  | Any | Asm | 2003 | CZ06 | cDXGF | Cap-Tons | 173 | 34000 | None | 171 | 0.148 | 0 | 171 | 0.148 | 0 | 171 | 0.148 | 0 | 171 | 0.148 | 0 | DEER:HVAC_Split-Package_AC | Annual | 1719 | 171 | 0.148 | 0 | 171 | 0.148 | 0 | NE-HVAC-airAC-SpltPkg-240to759kBtuh-12p5eer_MZDEER2017AnyAsm2003CZ06cPVVG | #N/A | NE-HVAC-airAC-SpltPkg-240to759kBtuh-12p5eer_SZDEER2017AnyAsm2003CZ06cDXGF | 77366 |  | #N/A | #N/A | #N/A | 171 | 0.148 | 0 | #N/A | #N/A | #N/A | 171 | 0.148 | 0 | #N/A | #N/A | 173 | 34000
NE-HVAC-airAC-SpltPkg-240to759kBtuh-12p5eer | DEER2017 | D17 v2 |  | Any | Asm | 2003 | CZ07 | cDXGF | Cap-Tons | 130 | 34000 | None | 237 | 0.181 | 0 | 237 | 0.181 | 0 | 237 | 0.181 | 0 | 237 | 0.181 | 0 | DEER:HVAC_Split-Package_AC | Annual | 1719 | 237 | 0.181 | 0 | 237 | 0.181 | 0 | NE-HVAC-airAC-SpltPkg-240to759kBtuh-12p5eer_MZDEER2017AnyAsm2003CZ07cPVVG | #N/A | NE-HVAC-airAC-SpltPkg-240to759kBtuh-12p5eer_SZDEER2017AnyAsm2003CZ07cDXGF | 77367 |  | #N/A | #N/A | #N/A | 237 | 0.181 | 0 | #N/A | #N/A | #N/A | 237 | 0.181 | 0 | #N/A | #N/A | 130 | 34000
NE-HVAC-airAC-SpltPkg-240to759kBtuh-12p5eer | DEER2017 | D17 v2 |  | Any | Asm | 2003 | CZ08 | cDXGF | Cap-Tons | 160 | 34000 | None | 253 | 0.202 | 0 | 253 | 0.202 | 0 | 253 | 0.202 | 0 | 253 | 0.202 | 0 | DEER:HVAC_Split-Package_AC | Annual | 1719 | 253 | 0.202 | 0 | 253 | 0.202 | 0 | NE-HVAC-airAC-SpltPkg-240to759kBtuh-12p5eer_MZDEER2017AnyAsm2003CZ08cPVVG | #N/A | NE-HVAC-airAC-SpltPkg-240to759kBtuh-12p5eer_SZDEER2017AnyAsm2003CZ08cDXGF | 77368 |  | #N/A | #N/A | #N/A | 253 | 0.202 | 0 | #N/A | #N/A | #N/A | 253 | 0.202 | 0 | #N/A | #N/A | 160 | 34000
NE-HVAC-airAC-SpltPkg-240to759kBtuh-12p5eer | DEER2017 | D17 v2 |  | Any | Asm | 2003 | CZ09 | cDXGF | Cap-Tons | 229 | 34000 | None | 193 | 0.25 | 0 | 193 | 0.25 | 0 | 193 | 0.25 | 0 | 193 | 0.25 | 0 | DEER:HVAC_Split-Package_AC | Annual | 1719 | 193 | 0.25 | 0 | 193 | 0.25 | 0 | NE-HVAC-airAC-SpltPkg-240to759kBtuh-12p5eer_MZDEER2017AnyAsm2003CZ09cPVVG | #N/A | NE-HVAC-airAC-SpltPkg-240to759kBtuh-12p5eer_SZDEER2017AnyAsm2003CZ09cDXGF | 77369 |  | #N/A | #N/A | #N/A | 193 | 0.25 | 0 | #N/A | #N/A | #N/A | 193 | 0.25 | 0 | #N/A | #N/A | 229 | 34000
NE-HVAC-airAC-SpltPkg-240to759kBtuh-12p5eer | DEER2017 | D17 v2 |  | Any | Asm | 2003 | CZ10 | cDXGF | Cap-Tons | 208 | 34000 | None | 238 | 0.272 | 0 | 238 | 0.272 | 0 | 238 | 0.272 | 0 | 238 | 0.272 | 0 | DEER:HVAC_Split-Package_AC | Annual | 1719 | 238 | 0.272 | 0 | 238 | 0.272 | 0 | NE-HVAC-airAC-SpltPkg-240to759kBtuh-12p5eer_MZDEER2017AnyAsm2003CZ10cPVVG | #N/A | NE-HVAC-airAC-SpltPkg-240to759kBtuh-12p5eer_SZDEER2017AnyAsm2003CZ10cDXGF | 77370 |  | #N/A | #N/A | #N/A | 238 | 0.272 | 0 | #N/A | #N/A | #N/A | 238 | 0.272 | 0 | #N/A | #N/A | 208 | 34000
NE-HVAC-airAC-SpltPkg-240to759kBtuh-12p5eer | DEER2017 | D17 v2 |  | Any | Asm | 2003 | CZ11 | cDXGF | Cap-Tons | 217 | 34000 | None | 251 | 0.234 | 0 | 251 | 0.234 | 0 | 251 | 0.234 | 0 | 251 | 0.234 | 0 | DEER:HVAC_Split-Package_AC | Annual | 1719 | 251 | 0.234 | 0 | 251 | 0.234 | 0 | NE-HVAC-airAC-SpltPkg-240to759kBtuh-12p5eer_MZDEER2017AnyAsm2003CZ11cPVVG | #N/A | NE-HVAC-airAC-SpltPkg-240to759kBtuh-12p5eer_SZDEER2017AnyAsm2003CZ11cDXGF | 77371 |  | #N/A | #N/A | #N/A | 251 | 0.234 | 0 | #N/A | #N/A | #N/A | 251 | 0.234 | 0 | #N/A | #N/A | 217 | 34000
NE-HVAC-airAC-SpltPkg-240to759kBtuh-12p5eer | DEER2017 | D17 v2 |  | Any | Asm | 2003 | CZ12 | cDXGF | Cap-Tons | 219 | 34000 | None | 190 | 0.219 | 0 | 190 | 0.219 | 0 | 190 | 0.219 | 0 | 190 | 0.219 | 0 | DEER:HVAC_Split-Package_AC | Annual | 1719 | 190 | 0.219 | 0 | 190 | 0.219 | 0 | NE-HVAC-airAC-SpltPkg-240to759kBtuh-12p5eer_MZDEER2017AnyAsm2003CZ12cPVVG | #N/A | NE-HVAC-airAC-SpltPkg-240to759kBtuh-12p5eer_SZDEER2017AnyAsm2003CZ12cDXGF | 77372 |  | #N/A | #N/A | #N/A | 190 | 0.219 | 0 | #N/A | #N/A | #N/A | 190 | 0.219 | 0 | #N/A | #N/A | 219 | 34000
NE-HVAC-airAC-SpltPkg-240to759kBtuh-12p5eer | DEER2017 | D17 v2 |  | Any | Asm | 2003 | CZ13 | cDXGF | Cap-Tons | 216 | 34000 | None | 265 | 0.234 | 0 | 265 | 0.234 | 0 | 265 | 0.234 | 0 | 265 | 0.234 | 0 | DEER:HVAC_Split-Package_AC | Annual | 1719 | 265 | 0.234 | 0 | 265 | 0.234 | 0 | NE-HVAC-airAC-SpltPkg-240to759kBtuh-12p5eer_MZDEER2017AnyAsm2003CZ13cPVVG | #N/A | NE-HVAC-airAC-SpltPkg-240to759kBtuh-12p5eer_SZDEER2017AnyAsm2003CZ13cDXGF | 77373 |  | #N/A | #N/A | #N/A | 265 | 0.234 | 0 | #N/A | #N/A | #N/A | 265 | 0.234 | 0 | #N/A | #N/A | 216 | 34000
NE-HVAC-airAC-SpltPkg-240to759kBtuh-12p5eer | DEER2017 | D17 v2 |  | Any | Asm | 2003 | CZ14 | cDXGF | Cap-Tons | 170 | 34000 | None | 317 | 0.276 | 0 | 317 | 0.276 | 0 | 317 | 0.276 | 0 | 317 | 0.276 | 0 | DEER:HVAC_Split-Package_AC | Annual | 1719 | 317 | 0.276 | 0 | 317 | 0.276 | 0 | NE-HVAC-airAC-SpltPkg-240to759kBtuh-12p5eer_MZDEER2017AnyAsm2003CZ14cPVVG | #N/A | NE-HVAC-airAC-SpltPkg-240to759kBtuh-12p5eer_SZDEER2017AnyAsm2003CZ14cDXGF | 77374 |  | #N/A | #N/A | #N/A | 317 | 0.276 | 0 | #N/A | #N/A | #N/A | 317 | 0.276 | 0 | #N/A | #N/A | 170 | 34000
NE-HVAC-airAC-SpltPkg-240to759kBtuh-12p5eer | DEER2017 | D17 v2 |  | Any | Asm | 2003 | CZ15 | cDXGF | Cap-Tons | 230 | 34000 | None | 490 | 0.274 | 0 | 490 | 0.274 | 0 | 490 | 0.274 | 0 | 490 | 0.274 | 0 | DEER:HVAC_Split-Package_AC | Annual | 1719 | 490 | 0.274 | 0 | 490 | 0.274 | 0 | NE-HVAC-airAC-SpltPkg-240to759kBtuh-12p5eer_MZDEER2017AnyAsm2003CZ15cPVVG | #N/A | NE-HVAC-airAC-SpltPkg-240to759kBtuh-12p5eer_SZDEER2017AnyAsm2003CZ15cDXGF | 77375 |  | #N/A | #N/A | #N/A | 490 | 0.274 | 0 | #N/A | #N/A | #N/A | 490 | 0.274 | 0 | #N/A | #N/A | 230 | 34000
NE-HVAC-airAC-SpltPkg-240to759kBtuh-12p5eer | DEER2017 | D17 v2 |  | Any | Asm | 2003 | CZ16 | cDXGF | Cap-Tons | 129 | 34000 | None | 127 | 0.15 | 0 | 127 | 0.15 | 0 | 127 | 0.15 | 0 | 127 | 0.15 | 0 | DEER:HVAC_Split-Package_AC | Annual | 1719 | 127 | 0.15 | 0 | 127 | 0.15 | 0 | NE-HVAC-airAC-SpltPkg-240to759kBtuh-12p5eer_MZDEER2017AnyAsm2003CZ16cPVVG | #N/A | NE-HVAC-airAC-SpltPkg-240to759kBtuh-12p5eer_SZDEER2017AnyAsm2003CZ16cDXGF | 77376 |  | #N/A | #N/A | #N/A | 127 | 0.15 | 0 | #N/A | #N/A | #N/A | 127 | 0.15 | 0 | #N/A | #N/A | 129 | 34000
NE-HVAC-airAC-SpltPkg-240to759kBtuh-12p5eer | DEER2017 | D17 v2 |  | Any | Asm | 2007 | CZ01 | cDXGF | Cap-Tons | 96.9 | 34000 | None | 70.9 | 0.0811 | 0 | 70.9 | 0.0811 | 0 | 70.9 | 0.0811 | 0 | 70.9 | 0.0811 | 0 | DEER:HVAC_Split-Package_AC | Annual | 1719 | 70.9 | 0.0811 | 0 | 70.9 | 0.0811 | 0 | NE-HVAC-airAC-SpltPkg-240to759kBtuh-12p5eer_MZDEER2017AnyAsm2007CZ01cPVVG | #N/A | NE-HVAC-airAC-SpltPkg-240to759kBtuh-12p5eer_SZDEER2017AnyAsm2007CZ01cDXGF | 98721 |  | #N/A | #N/A | #N/A | 70.9 | 0.0811 | 0 | #N/A | #N/A | #N/A | 70.9 | 0.0811 | 0 | #N/A | #N/A | 96.9 | 34000
NE-HVAC-airAC-SpltPkg-240to759kBtuh-12p5eer | DEER2017 | D17 v2 |  | Any | Asm | 2007 | CZ02 | cDXGF | Cap-Tons | 181 | 34000 | None | 145 | 0.23 | 0 | 145 | 0.23 | 0 | 145 | 0.23 | 0 | 145 | 0.23 | 0 | DEER:HVAC_Split-Package_AC | Annual | 1719 | 145 | 0.23 | 0 | 145 | 0.23 | 0 | NE-HVAC-airAC-SpltPkg-240to759kBtuh-12p5eer_MZDEER2017AnyAsm2007CZ02cPVVG | #N/A | NE-HVAC-airAC-SpltPkg-240to759kBtuh-12p5eer_SZDEER2017AnyAsm2007CZ02cDXGF | 98722 |  | #N/A | #N/A | #N/A | 145 | 0.23 | 0 | #N/A | #N/A | #N/A | 145 | 0.23 | 0 | #N/A | #N/A | 181 | 34000
NE-HVAC-airAC-SpltPkg-240to759kBtuh-12p5eer | DEER2017 | D17 v2 |  | Any | Asm | 2007 | CZ03 | cDXGF | Cap-Tons | 121 | 34000 | None | 132 | 0.168 | 0 | 132 | 0.168 | 0 | 132 | 0.168 | 0 | 132 | 0.168 | 0 | DEER:HVAC_Split-Package_AC | Annual | 1719 | 132 | 0.168 | 0 | 132 | 0.168 | 0 | NE-HVAC-airAC-SpltPkg-240to759kBtuh-12p5eer_MZDEER2017AnyAsm2007CZ03cPVVG | #N/A | NE-HVAC-airAC-SpltPkg-240to759kBtuh-12p5eer_SZDEER2017AnyAsm2007CZ03cDXGF | 98723 |  | #N/A | #N/A | #N/A | 132 | 0.168 | 0 | #N/A | #N/A | #N/A | 132 | 0.168 | 0 | #N/A | #N/A | 121 | 34000
NE-HVAC-airAC-SpltPkg-240to759kBtuh-12p5eer | DEER2017 | D17 v2 |  | Any | Asm | 2007 | CZ04 | cDXGF | Cap-Tons | 161 | 34000 | None | 181 | 0.214 | 0 | 181 | 0.214 | 0 | 181 | 0.214 | 0 | 181 | 0.214 | 0 | DEER:HVAC_Split-Package_AC | Annual | 1719 | 181 | 0.214 | 0 | 181 | 0.214 | 0 | NE-HVAC-airAC-SpltPkg-240to759kBtuh-12p5eer_MZDEER2017AnyAsm2007CZ04cPVVG | #N/A | NE-HVAC-airAC-SpltPkg-240to759kBtuh-12p5eer_SZDEER2017AnyAsm2007CZ04cDXGF | 98724 |  | #N/A | #N/A | #N/A | 181 | 0.214 | 0 | #N/A | #N/A | #N/A | 181 | 0.214 | 0 | #N/A | #N/A | 161 | 34000
NE-HVAC-airAC-SpltPkg-240to759kBtuh-12p5eer | DEER2017 | D17 v2 |  | Any | Asm | 2007 | CZ05 | cDXGF | Cap-Tons | 110 | 34000 | None | 161 | 0.116 | 0 | 161 | 0.116 | 0 | 161 | 0.116 | 0 | 161 | 0.116 | 0 | DEER:HVAC_Split-Package_AC | Annual | 1719 | 161 | 0.116 | 0 | 161 | 0.116 | 0 | NE-HVAC-airAC-SpltPkg-240to759kBtuh-12p5eer_MZDEER2017AnyAsm2007CZ05cPVVG | #N/A | NE-HVAC-airAC-SpltPkg-240to759kBtuh-12p5eer_SZDEER2017AnyAsm2007CZ05cDXGF | 98725 |  | #N/A | #N/A | #N/A | 161 | 0.116 | 0 | #N/A | #N/A | #N/A | 161 | 0.116 | 0 | #N/A | #N/A | 110 | 34000
NE-HVAC-airAC-SpltPkg-240to759kBtuh-12p5eer | DEER2017 | D17 v2 |  | Any | Asm | 2007 | CZ06 | cDXGF | Cap-Tons | 173 | 34000 | None | 170 | 0.148 | 0 | 170 | 0.148 | 0 | 170 | 0.148 | 0 | 170 | 0.148 | 0 | DEER:HVAC_Split-Package_AC | Annual | 1719 | 170 | 0.148 | 0 | 170 | 0.148 | 0 | NE-HVAC-airAC-SpltPkg-240to759kBtuh-12p5eer_MZDEER2017AnyAsm2007CZ06cPVVG | #N/A | NE-HVAC-airAC-SpltPkg-240to759kBtuh-12p5eer_SZDEER2017AnyAsm2007CZ06cDXGF | 98726 |  | #N/A | #N/A | #N/A | 170 | 0.148 | 0 | #N/A | #N/A | #N/A | 170 | 0.148 | 0 | #N/A | #N/A | 173 | 34000
NE-HVAC-airAC-SpltPkg-240to759kBtuh-12p5eer | DEER2017 | D17 v2 |  | Any | Asm | 2007 | CZ07 | cDXGF | Cap-Tons | 130 | 34000 | None | 235 | 0.18 | 0 | 235 | 0.18 | 0 | 235 | 0.18 | 0 | 235 | 0.18 | 0 | DEER:HVAC_Split-Package_AC | Annual | 1719 | 235 | 0.18 | 0 | 235 | 0.18 | 0 | NE-HVAC-airAC-SpltPkg-240to759kBtuh-12p5eer_MZDEER2017AnyAsm2007CZ07cPVVG | #N/A | NE-HVAC-airAC-SpltPkg-240to759kBtuh-12p5eer_SZDEER2017AnyAsm2007CZ07cDXGF | 98727 |  | #N/A | #N/A | #N/A | 235 | 0.18 | 0 | #N/A | #N/A | #N/A | 235 | 0.18 | 0 | #N/A | #N/A | 130 | 34000
NE-HVAC-airAC-SpltPkg-240to759kBtuh-12p5eer | DEER2017 | D17 v2 |  | Any | Asm | 2007 | CZ08 | cDXGF | Cap-Tons | 160 | 34000 | None | 251 | 0.202 | 0 | 251 | 0.202 | 0 | 251 | 0.202 | 0 | 251 | 0.202 | 0 | DEER:HVAC_Split-Package_AC | Annual | 1719 | 251 | 0.202 | 0 | 251 | 0.202 | 0 | NE-HVAC-airAC-SpltPkg-240to759kBtuh-12p5eer_MZDEER2017AnyAsm2007CZ08cPVVG | #N/A | NE-HVAC-airAC-SpltPkg-240to759kBtuh-12p5eer_SZDEER2017AnyAsm2007CZ08cDXGF | 98728 |  | #N/A | #N/A | #N/A | 251 | 0.202 | 0 | #N/A | #N/A | #N/A | 251 | 0.202 | 0 | #N/A | #N/A | 160 | 34000
NE-HVAC-airAC-SpltPkg-240to759kBtuh-12p5eer | DEER2017 | D17 v2 |  | Any | Asm | 2007 | CZ09 | cDXGF | Cap-Tons | 229 | 34000 | None | 192 | 0.249 | 0 | 192 | 0.249 | 0 | 192 | 0.249 | 0 | 192 | 0.249 | 0 | DEER:HVAC_Split-Package_AC | Annual | 1719 | 192 | 0.249 | 0 | 192 | 0.249 | 0 | NE-HVAC-airAC-SpltPkg-240to759kBtuh-12p5eer_MZDEER2017AnyAsm2007CZ09cPVVG | #N/A | NE-HVAC-airAC-SpltPkg-240to759kBtuh-12p5eer_SZDEER2017AnyAsm2007CZ09cDXGF | 98729 |  | #N/A | #N/A | #N/A | 192 | 0.249 | 0 | #N/A | #N/A | #N/A | 192 | 0.249 | 0 | #N/A | #N/A | 229 | 34000
NE-HVAC-airAC-SpltPkg-240to759kBtuh-12p5eer | DEER2017 | D17 v2 |  | Any | Asm | 2007 | CZ10 | cDXGF | Cap-Tons | 208 | 34000 | None | 237 | 0.272 | 0 | 237 | 0.272 | 0 | 237 | 0.272 | 0 | 237 | 0.272 | 0 | DEER:HVAC_Split-Package_AC | Annual | 1719 | 237 | 0.272 | 0 | 237 | 0.272 | 0 | NE-HVAC-airAC-SpltPkg-240to759kBtuh-12p5eer_MZDEER2017AnyAsm2007CZ10cPVVG | #N/A | NE-HVAC-airAC-SpltPkg-240to759kBtuh-12p5eer_SZDEER2017AnyAsm2007CZ10cDXGF | 98730 |  | #N/A | #N/A | #N/A | 237 | 0.272 | 0 | #N/A | #N/A | #N/A | 237 | 0.272 | 0 | #N/A | #N/A | 208 | 34000
NE-HVAC-airAC-SpltPkg-240to759kBtuh-12p5eer | DEER2017 | D17 v2 |  | Any | Asm | 2007 | CZ11 | cDXGF | Cap-Tons | 217 | 34000 | None | 250 | 0.234 | 0 | 250 | 0.234 | 0 | 250 | 0.234 | 0 | 250 | 0.234 | 0 | DEER:HVAC_Split-Package_AC | Annual | 1719 | 250 | 0.234 | 0 | 250 | 0.234 | 0 | NE-HVAC-airAC-SpltPkg-240to759kBtuh-12p5eer_MZDEER2017AnyAsm2007CZ11cPVVG | #N/A | NE-HVAC-airAC-SpltPkg-240to759kBtuh-12p5eer_SZDEER2017AnyAsm2007CZ11cDXGF | 98731 |  | #N/A | #N/A | #N/A | 250 | 0.234 | 0 | #N/A | #N/A | #N/A | 250 | 0.234 | 0 | #N/A | #N/A | 217 | 34000
NE-HVAC-airAC-SpltPkg-240to759kBtuh-12p5eer | DEER2017 | D17 v2 |  | Any | Asm | 2007 | CZ12 | cDXGF | Cap-Tons | 218 | 34000 | None | 189 | 0.219 | 0 | 189 | 0.219 | 0 | 189 | 0.219 | 0 | 189 | 0.219 | 0 | DEER:HVAC_Split-Package_AC | Annual | 1719 | 189 | 0.219 | 0 | 189 | 0.219 | 0 | NE-HVAC-airAC-SpltPkg-240to759kBtuh-12p5eer_MZDEER2017AnyAsm2007CZ12cPVVG | #N/A | NE-HVAC-airAC-SpltPkg-240to759kBtuh-12p5eer_SZDEER2017AnyAsm2007CZ12cDXGF | 98732 |  | #N/A | #N/A | #N/A | 189 | 0.219 | 0 | #N/A | #N/A | #N/A | 189 | 0.219 | 0 | #N/A | #N/A | 218 | 34000
NE-HVAC-airAC-SpltPkg-240to759kBtuh-12p5eer | DEER2017 | D17 v2 |  | Any | Asm | 2007 | CZ13 | cDXGF | Cap-Tons | 216 | 34000 | None | 264 | 0.233 | 0 | 264 | 0.233 | 0 | 264 | 0.233 | 0 | 264 | 0.233 | 0 | DEER:HVAC_Split-Package_AC | Annual | 1719 | 264 | 0.233 | 0 | 264 | 0.233 | 0 | NE-HVAC-airAC-SpltPkg-240to759kBtuh-12p5eer_MZDEER2017AnyAsm2007CZ13cPVVG | #N/A | NE-HVAC-airAC-SpltPkg-240to759kBtuh-12p5eer_SZDEER2017AnyAsm2007CZ13cDXGF | 98733 |  | #N/A | #N/A | #N/A | 264 | 0.233 | 0 | #N/A | #N/A | #N/A | 264 | 0.233 | 0 | #N/A | #N/A | 216 | 34000
NE-HVAC-airAC-SpltPkg-240to759kBtuh-12p5eer | DEER2017 | D17 v2 |  | Any | Asm | 2007 | CZ14 | cDXGF | Cap-Tons | 170 | 34000 | None | 316 | 0.276 | 0 | 316 | 0.276 | 0 | 316 | 0.276 | 0 | 316 | 0.276 | 0 | DEER:HVAC_Split-Package_AC | Annual | 1719 | 316 | 0.276 | 0 | 316 | 0.276 | 0 | NE-HVAC-airAC-SpltPkg-240to759kBtuh-12p5eer_MZDEER2017AnyAsm2007CZ14cPVVG | #N/A | NE-HVAC-airAC-SpltPkg-240to759kBtuh-12p5eer_SZDEER2017AnyAsm2007CZ14cDXGF | 98734 |  | #N/A | #N/A | #N/A | 316 | 0.276 | 0 | #N/A | #N/A | #N/A | 316 | 0.276 | 0 | #N/A | #N/A | 170 | 34000
NE-HVAC-airAC-SpltPkg-240to759kBtuh-12p5eer | DEER2017 | D17 v2 |  | Any | Asm | 2007 | CZ15 | cDXGF | Cap-Tons | 230 | 34000 | None | 489 | 0.273 | 0 | 489 | 0.273 | 0 | 489 | 0.273 | 0 | 489 | 0.273 | 0 | DEER:HVAC_Split-Package_AC | Annual | 1719 | 489 | 0.273 | 0 | 489 | 0.273 | 0 | NE-HVAC-airAC-SpltPkg-240to759kBtuh-12p5eer_MZDEER2017AnyAsm2007CZ15cPVVG | #N/A | NE-HVAC-airAC-SpltPkg-240to759kBtuh-12p5eer_SZDEER2017AnyAsm2007CZ15cDXGF | 98735 |  | #N/A | #N/A | #N/A | 489 | 0.273 | 0 | #N/A | #N/A | #N/A | 489 | 0.273 | 0 | #N/A | #N/A | 230 | 34000
NE-HVAC-airAC-SpltPkg-240to759kBtuh-12p5eer | DEER2017 | D17 v2 |  | Any | Asm | 2007 | CZ16 | cDXGF | Cap-Tons | 129 | 34000 | None | 126 | 0.15 | 0 | 126 | 0.15 | 0 | 126 | 0.15 | 0 | 126 | 0.15 | 0 | DEER:HVAC_Split-Package_AC | Annual | 1719 | 126 | 0.15 | 0 | 126 | 0.15 | 0 | NE-HVAC-airAC-SpltPkg-240to759kBtuh-12p5eer_MZDEER2017AnyAsm2007CZ16cPVVG | #N/A | NE-HVAC-airAC-SpltPkg-240to759kBtuh-12p5eer_SZDEER2017AnyAsm2007CZ16cDXGF | 98736 |  | #N/A | #N/A | #N/A | 126 | 0.15 | 0 | #N/A | #N/A | #N/A | 126 | 0.15 | 0 | #N/A | #N/A | 129 | 34000
NE-HVAC-airAC-SpltPkg-240to759kBtuh-12p5eer | DEER2017 | D17 v2 |  | Any | Asm | 2011 | CZ01 | cDXGF | Cap-Tons | 96.4 | 34000 | None | 450 | 0.128 | 86.5 | 72.1 | 0.081 | 0 | 450 | 0.128 | 86.5 | 72.1 | 0.081 | 0 | DEER:HVAC_Split-Package_AC | Annual | 1719 | 450 | 0.128 | 86.5 | 72.1 | 0.081 | 0 | NE-HVAC-airAC-SpltPkg-240to759kBtuh-12p5eer_MZDEER2017AnyAsm2011CZ01cPVVG | #N/A | NE-HVAC-airAC-SpltPkg-240to759kBtuh-12p5eer_SZDEER2017AnyAsm2011CZ01cDXGF | 120081 |  | #N/A | #N/A | #N/A | 450 | 0.128 | 86.5 | #N/A | #N/A | #N/A | 72.1 | 0.081 | 0 | #N/A | #N/A | 96.4 | 34000
NE-HVAC-airAC-SpltPkg-240to759kBtuh-12p5eer | DEER2017 | D17 v2 |  | Any | Asm | 2011 | CZ02 | cDXGF | Cap-Tons | 180 | 34000 | None | 652 | 0.359 | -3.04 | 144 | 0.228 | 0 | 652 | 0.359 | -3.04 | 144 | 0.228 | 0 | DEER:HVAC_Split-Package_AC | Annual | 1719 | 652 | 0.359 | -3.04 | 144 | 0.228 | 0 | NE-HVAC-airAC-SpltPkg-240to759kBtuh-12p5eer_MZDEER2017AnyAsm2011CZ02cPVVG | #N/A | NE-HVAC-airAC-SpltPkg-240to759kBtuh-12p5eer_SZDEER2017AnyAsm2011CZ02cDXGF | 120082 |  | #N/A | #N/A | #N/A | 652 | 0.359 | -3.04 | #N/A | #N/A | #N/A | 144 | 0.228 | 0 | #N/A | #N/A | 180 | 34000
NE-HVAC-airAC-SpltPkg-240to759kBtuh-12p5eer | DEER2017 | D17 v2 |  | Any | Asm | 2011 | CZ03 | cDXGF | Cap-Tons | 120 | 34000 | None | 572 | 0.348 | 52.9 | 133 | 0.167 | 0 | 572 | 0.348 | 52.9 | 133 | 0.167 | 0 | DEER:HVAC_Split-Package_AC | Annual | 1719 | 572 | 0.348 | 52.9 | 133 | 0.167 | 0 | NE-HVAC-airAC-SpltPkg-240to759kBtuh-12p5eer_MZDEER2017AnyAsm2011CZ03cPVVG | #N/A | NE-HVAC-airAC-SpltPkg-240to759kBtuh-12p5eer_SZDEER2017AnyAsm2011CZ03cDXGF | 120083 |  | #N/A | #N/A | #N/A | 572 | 0.348 | 52.9 | #N/A | #N/A | #N/A | 133 | 0.167 | 0 | #N/A | #N/A | 120 | 34000
NE-HVAC-airAC-SpltPkg-240to759kBtuh-12p5eer | DEER2017 | D17 v2 |  | Any | Asm | 2011 | CZ04 | cDXGF | Cap-Tons | 161 | 34000 | None | 744 | 0.392 | 12.5 | 181 | 0.212 | 0 | 744 | 0.392 | 12.5 | 181 | 0.212 | 0 | DEER:HVAC_Split-Package_AC | Annual | 1719 | 744 | 0.392 | 12.5 | 181 | 0.212 | 0 | NE-HVAC-airAC-SpltPkg-240to759kBtuh-12p5eer_MZDEER2017AnyAsm2011CZ04cPVVG | #N/A | NE-HVAC-airAC-SpltPkg-240to759kBtuh-12p5eer_SZDEER2017AnyAsm2011CZ04cDXGF | 120084 |  | #N/A | #N/A | #N/A | 744 | 0.392 | 12.5 | #N/A | #N/A | #N/A | 181 | 0.212 | 0 | #N/A | #N/A | 161 | 34000
NE-HVAC-airAC-SpltPkg-240to759kBtuh-12p5eer | DEER2017 | D17 v2 |  | Any | Asm | 2011 | CZ05 | cDXGF | Cap-Tons | 109 | 34000 | None | 562 | 0.327 | 44.7 | 162 | 0.115 | 0 | 562 | 0.327 | 44.7 | 162 | 0.115 | 0 | DEER:HVAC_Split-Package_AC | Annual | 1719 | 562 | 0.327 | 44.7 | 162 | 0.115 | 0 | NE-HVAC-airAC-SpltPkg-240to759kBtuh-12p5eer_MZDEER2017AnyAsm2011CZ05cPVVG | #N/A | NE-HVAC-airAC-SpltPkg-240to759kBtuh-12p5eer_SZDEER2017AnyAsm2011CZ05cDXGF | 120085 |  | #N/A | #N/A | #N/A | 562 | 0.327 | 44.7 | #N/A | #N/A | #N/A | 162 | 0.115 | 0 | #N/A | #N/A | 109 | 34000
NE-HVAC-airAC-SpltPkg-240to759kBtuh-12p5eer | DEER2017 | D17 v2 |  | Any | Asm | 2011 | CZ06 | cDXGF | Cap-Tons | 172 | 34000 | None | 648 | 0.309 | 2.98 | 170 | 0.148 | 0 | 648 | 0.309 | 2.98 | 170 | 0.148 | 0 | DEER:HVAC_Split-Package_AC | Annual | 1719 | 648 | 0.309 | 2.98 | 170 | 0.148 | 0 | NE-HVAC-airAC-SpltPkg-240to759kBtuh-12p5eer_MZDEER2017AnyAsm2011CZ06cPVVG | #N/A | NE-HVAC-airAC-SpltPkg-240to759kBtuh-12p5eer_SZDEER2017AnyAsm2011CZ06cDXGF | 120086 |  | #N/A | #N/A | #N/A | 648 | 0.309 | 2.98 | #N/A | #N/A | #N/A | 170 | 0.148 | 0 | #N/A | #N/A | 172 | 34000
NE-HVAC-airAC-SpltPkg-240to759kBtuh-12p5eer | DEER2017 | D17 v2 |  | Any | Asm | 2011 | CZ07 | cDXGF | Cap-Tons | 129 | 34000 | None | 603 | 0.283 | 18.9 | 235 | 0.179 | 0 | 603 | 0.283 | 18.9 | 235 | 0.179 | 0 | DEER:HVAC_Split-Package_AC | Annual | 1719 | 603 | 0.283 | 18.9 | 235 | 0.179 | 0 | NE-HVAC-airAC-SpltPkg-240to759kBtuh-12p5eer_MZDEER2017AnyAsm2011CZ07cPVVG | #N/A | NE-HVAC-airAC-SpltPkg-240to759kBtuh-12p5eer_SZDEER2017AnyAsm2011CZ07cDXGF | 120087 |  | #N/A | #N/A | #N/A | 603 | 0.283 | 18.9 | #N/A | #N/A | #N/A | 235 | 0.179 | 0 | #N/A | #N/A | 129 | 34000
NE-HVAC-airAC-SpltPkg-240to759kBtuh-12p5eer | DEER2017 | D17 v2 |  | Any | Asm | 2011 | CZ08 | cDXGF | Cap-Tons | 159 | 34000 | None | 781 | 0.347 | 8.19 | 250 | 0.2 | 0 | 781 | 0.347 | 8.19 | 250 | 0.2 | 0 | DEER:HVAC_Split-Package_AC | Annual | 1719 | 781 | 0.347 | 8.19 | 250 | 0.2 | 0 | NE-HVAC-airAC-SpltPkg-240to759kBtuh-12p5eer_MZDEER2017AnyAsm2011CZ08cPVVG | #N/A | NE-HVAC-airAC-SpltPkg-240to759kBtuh-12p5eer_SZDEER2017AnyAsm2011CZ08cDXGF | 120088 |  | #N/A | #N/A | #N/A | 781 | 0.347 | 8.19 | #N/A | #N/A | #N/A | 250 | 0.2 | 0 | #N/A | #N/A | 159 | 34000
NE-HVAC-airAC-SpltPkg-240to759kBtuh-12p5eer | DEER2017 | D17 v2 |  | Any | Asm | 2011 | CZ09 | cDXGF | Cap-Tons | 228 | 34000 | None | 752 | 0.37 | -2.31 | 190 | 0.247 | 0 | 752 | 0.37 | -2.31 | 190 | 0.247 | 0 | DEER:HVAC_Split-Package_AC | Annual | 1719 | 752 | 0.37 | -2.31 | 190 | 0.247 | 0 | NE-HVAC-airAC-SpltPkg-240to759kBtuh-12p5eer_MZDEER2017AnyAsm2011CZ09cPVVG | #N/A | NE-HVAC-airAC-SpltPkg-240to759kBtuh-12p5eer_SZDEER2017AnyAsm2011CZ09cDXGF | 120089 |  | #N/A | #N/A | #N/A | 752 | 0.37 | -2.31 | #N/A | #N/A | #N/A | 190 | 0.247 | 0 | #N/A | #N/A | 228 | 34000
NE-HVAC-airAC-SpltPkg-240to759kBtuh-12p5eer | DEER2017 | D17 v2 |  | Any | Asm | 2011 | CZ10 | cDXGF | Cap-Tons | 207 | 34000 | None | 798 | 0.381 | -2.18 | 235 | 0.271 | 0 | 798 | 0.381 | -2.18 | 235 | 0.271 | 0 | DEER:HVAC_Split-Package_AC | Annual | 1719 | 798 | 0.381 | -2.18 | 235 | 0.271 | 0 | NE-HVAC-airAC-SpltPkg-240to759kBtuh-12p5eer_MZDEER2017AnyAsm2011CZ10cPVVG | #N/A | NE-HVAC-airAC-SpltPkg-240to759kBtuh-12p5eer_SZDEER2017AnyAsm2011CZ10cDXGF | 120090 |  | #N/A | #N/A | #N/A | 798 | 0.381 | -2.18 | #N/A | #N/A | #N/A | 235 | 0.271 | 0 | #N/A | #N/A | 207 | 34000
NE-HVAC-airAC-SpltPkg-240to759kBtuh-12p5eer | DEER2017 | D17 v2 |  | Any | Asm | 2011 | CZ11 | cDXGF | Cap-Tons | 216 | 34000 | None | 810 | 0.368 | -6.72 | 248 | 0.232 | 0 | 810 | 0.368 | -6.72 | 248 | 0.232 | 0 | DEER:HVAC_Split-Package_AC | Annual | 1719 | 810 | 0.368 | -6.72 | 248 | 0.232 | 0 | NE-HVAC-airAC-SpltPkg-240to759kBtuh-12p5eer_MZDEER2017AnyAsm2011CZ11cPVVG | #N/A | NE-HVAC-airAC-SpltPkg-240to759kBtuh-12p5eer_SZDEER2017AnyAsm2011CZ11cDXGF | 120091 |  | #N/A | #N/A | #N/A | 810 | 0.368 | -6.72 | #N/A | #N/A | #N/A | 248 | 0.232 | 0 | #N/A | #N/A | 216 | 34000
NE-HVAC-airAC-SpltPkg-240to759kBtuh-12p5eer | DEER2017 | D17 v2 |  | Any | Asm | 2011 | CZ12 | cDXGF | Cap-Tons | 218 | 34000 | None | 755 | 0.354 | -5.9 | 188 | 0.218 | 0 | 755 | 0.354 | -5.9 | 188 | 0.218 | 0 | DEER:HVAC_Split-Package_AC | Annual | 1719 | 755 | 0.354 | -5.9 | 188 | 0.218 | 0 | NE-HVAC-airAC-SpltPkg-240to759kBtuh-12p5eer_MZDEER2017AnyAsm2011CZ12cPVVG | #N/A | NE-HVAC-airAC-SpltPkg-240to759kBtuh-12p5eer_SZDEER2017AnyAsm2011CZ12cDXGF | 120092 |  | #N/A | #N/A | #N/A | 755 | 0.354 | -5.9 | #N/A | #N/A | #N/A | 188 | 0.218 | 0 | #N/A | #N/A | 218 | 34000
NE-HVAC-airAC-SpltPkg-240to759kBtuh-12p5eer | DEER2017 | D17 v2 |  | Any | Asm | 2011 | CZ13 | cDXGF | Cap-Tons | 214 | 34000 | None | 813 | 0.345 | -6.12 | 261 | 0.232 | 0 | 813 | 0.345 | -6.12 | 261 | 0.232 | 0 | DEER:HVAC_Split-Package_AC | Annual | 1719 | 813 | 0.345 | -6.12 | 261 | 0.232 | 0 | NE-HVAC-airAC-SpltPkg-240to759kBtuh-12p5eer_MZDEER2017AnyAsm2011CZ13cPVVG | #N/A | NE-HVAC-airAC-SpltPkg-240to759kBtuh-12p5eer_SZDEER2017AnyAsm2011CZ13cDXGF | 120093 |  | #N/A | #N/A | #N/A | 813 | 0.345 | -6.12 | #N/A | #N/A | #N/A | 261 | 0.232 | 0 | #N/A | #N/A | 214 | 34000
NE-HVAC-airAC-SpltPkg-240to759kBtuh-12p5eer | DEER2017 | D17 v2 |  | Any | Asm | 2011 | CZ14 | cDXGF | Cap-Tons | 169 | 34000 | None | 928 | 0.315 | 4.63 | 314 | 0.275 | 0 | 928 | 0.315 | 4.63 | 314 | 0.275 | 0 | DEER:HVAC_Split-Package_AC | Annual | 1719 | 928 | 0.315 | 4.63 | 314 | 0.275 | 0 | NE-HVAC-airAC-SpltPkg-240to759kBtuh-12p5eer_MZDEER2017AnyAsm2011CZ14cPVVG | #N/A | NE-HVAC-airAC-SpltPkg-240to759kBtuh-12p5eer_SZDEER2017AnyAsm2011CZ14cDXGF | 120094 |  | #N/A | #N/A | #N/A | 928 | 0.315 | 4.63 | #N/A | #N/A | #N/A | 314 | 0.275 | 0 | #N/A | #N/A | 169 | 34000
NE-HVAC-airAC-SpltPkg-240to759kBtuh-12p5eer | DEER2017 | D17 v2 |  | Any | Asm | 2011 | CZ15 | cDXGF | Cap-Tons | 228 | 34000 | None | 1060 | 0.419 | -1.31 | 485 | 0.271 | 0 | 1060 | 0.419 | -1.31 | 485 | 0.271 | 0 | DEER:HVAC_Split-Package_AC | Annual | 1719 | 1060 | 0.419 | -1.31 | 485 | 0.271 | 0 | NE-HVAC-airAC-SpltPkg-240to759kBtuh-12p5eer_MZDEER2017AnyAsm2011CZ15cPVVG | #N/A | NE-HVAC-airAC-SpltPkg-240to759kBtuh-12p5eer_SZDEER2017AnyAsm2011CZ15cDXGF | 120095 |  | #N/A | #N/A | #N/A | 1060 | 0.419 | -1.31 | #N/A | #N/A | #N/A | 485 | 0.271 | 0 | #N/A | #N/A | 228 | 34000
NE-HVAC-airAC-SpltPkg-240to759kBtuh-12p5eer | DEER2017 | D17 v2 |  | Any | Asm | 2011 | CZ16 | cDXGF | Cap-Tons | 127 | 34000 | None | 639 | 0.368 | 87.2 | 127 | 0.143 | 0 | 639 | 0.368 | 87.2 | 127 | 0.143 | 0 | DEER:HVAC_Split-Package_AC | Annual | 1719 | 639 | 0.368 | 87.2 | 127 | 0.143 | 0 | NE-HVAC-airAC-SpltPkg-240to759kBtuh-12p5eer_MZDEER2017AnyAsm2011CZ16cPVVG | #N/A | NE-HVAC-airAC-SpltPkg-240to759kBtuh-12p5eer_SZDEER2017AnyAsm2011CZ16cDXGF | 120096 |  | #N/A | #N/A | #N/A | 639 | 0.368 | 87.2 | #N/A | #N/A | #N/A | 127 | 0.143 | 0 | #N/A | #N/A | 127 | 34000
NE-HVAC-airAC-SpltPkg-240to759kBtuh-12p5eer | DEER2017 | D17 v2 |  | Any | Asm | 2014 | CZ01 | cDXGF | Cap-Tons | 95.5 | 34000 | None | 69.2 | 0.0784 | 0 | 69.2 | 0.0784 | 0 | 69.2 | 0.0784 | 0 | 69.2 | 0.0784 | 0 | DEER:HVAC_Split-Package_AC | Annual | 1719 | 69.2 | 0.0784 | 0 | 69.2 | 0.0784 | 0 | NE-HVAC-airAC-SpltPkg-240to759kBtuh-12p5eer_MZDEER2017AnyAsm2014CZ01cPVVG | #N/A | NE-HVAC-airAC-SpltPkg-240to759kBtuh-12p5eer_SZDEER2017AnyAsm2014CZ01cDXGF | 141441 |  | #N/A | #N/A | #N/A | 69.2 | 0.0784 | 0 | #N/A | #N/A | #N/A | 69.2 | 0.0784 | 0 | #N/A | #N/A | 95.5 | 34000
NE-HVAC-airAC-SpltPkg-240to759kBtuh-12p5eer | DEER2017 | D17 v2 |  | Any | Asm | 2014 | CZ02 | cDXGF | Cap-Tons | 179 | 34000 | None | 142 | 0.227 | 0 | 142 | 0.227 | 0 | 142 | 0.227 | 0 | 142 | 0.227 | 0 | DEER:HVAC_Split-Package_AC | Annual | 1719 | 142 | 0.227 | 0 | 142 | 0.227 | 0 | NE-HVAC-airAC-SpltPkg-240to759kBtuh-12p5eer_MZDEER2017AnyAsm2014CZ02cPVVG | #N/A | NE-HVAC-airAC-SpltPkg-240to759kBtuh-12p5eer_SZDEER2017AnyAsm2014CZ02cDXGF | 141442 |  | #N/A | #N/A | #N/A | 142 | 0.227 | 0 | #N/A | #N/A | #N/A | 142 | 0.227 | 0 | #N/A | #N/A | 179 | 34000
NE-HVAC-airAC-SpltPkg-240to759kBtuh-12p5eer | DEER2017 | D17 v2 |  | Any | Asm | 2014 | CZ03 | cDXGF | Cap-Tons | 117 | 34000 | None | 130 | 0.16 | 0 | 130 | 0.16 | 0 | 130 | 0.16 | 0 | 130 | 0.16 | 0 | DEER:HVAC_Split-Package_AC | Annual | 1719 | 130 | 0.16 | 0 | 130 | 0.16 | 0 | NE-HVAC-airAC-SpltPkg-240to759kBtuh-12p5eer_MZDEER2017AnyAsm2014CZ03cPVVG | #N/A | NE-HVAC-airAC-SpltPkg-240to759kBtuh-12p5eer_SZDEER2017AnyAsm2014CZ03cDXGF | 141443 |  | #N/A | #N/A | #N/A | 130 | 0.16 | 0 | #N/A | #N/A | #N/A | 130 | 0.16 | 0 | #N/A | #N/A | 117 | 34000
NE-HVAC-airAC-SpltPkg-240to759kBtuh-12p5eer | DEER2017 | D17 v2 |  | Any | Asm | 2014 | CZ04 | cDXGF | Cap-Tons | 158 | 34000 | None | 177 | 0.204 | 0 | 177 | 0.204 | 0 | 177 | 0.204 | 0 | 177 | 0.204 | 0 | DEER:HVAC_Split-Package_AC | Annual | 1719 | 177 | 0.204 | 0 | 177 | 0.204 | 0 | NE-HVAC-airAC-SpltPkg-240to759kBtuh-12p5eer_MZDEER2017AnyAsm2014CZ04cPVVG | #N/A | NE-HVAC-airAC-SpltPkg-240to759kBtuh-12p5eer_SZDEER2017AnyAsm2014CZ04cDXGF | 141444 |  | #N/A | #N/A | #N/A | 177 | 0.204 | 0 | #N/A | #N/A | #N/A | 177 | 0.204 | 0 | #N/A | #N/A | 158 | 34000
NE-HVAC-airAC-SpltPkg-240to759kBtuh-12p5eer | DEER2017 | D17 v2 |  | Any | Asm | 2014 | CZ05 | cDXGF | Cap-Tons | 106 | 34000 | None | 160 | 0.112 | 0 | 160 | 0.112 | 0 | 160 | 0.112 | 0 | 160 | 0.112 | 0 | DEER:HVAC_Split-Package_AC | Annual | 1719 | 160 | 0.112 | 0 | 160 | 0.112 | 0 | NE-HVAC-airAC-SpltPkg-240to759kBtuh-12p5eer_MZDEER2017AnyAsm2014CZ05cPVVG | #N/A | NE-HVAC-airAC-SpltPkg-240to759kBtuh-12p5eer_SZDEER2017AnyAsm2014CZ05cDXGF | 141445 |  | #N/A | #N/A | #N/A | 160 | 0.112 | 0 | #N/A | #N/A | #N/A | 160 | 0.112 | 0 | #N/A | #N/A | 106 | 34000
NE-HVAC-airAC-SpltPkg-240to759kBtuh-12p5eer | DEER2017 | D17 v2 |  | Any | Asm | 2014 | CZ06 | cDXGF | Cap-Tons | 169 | 34000 | None | 165 | 0.141 | 0 | 165 | 0.141 | 0 | 165 | 0.141 | 0 | 165 | 0.141 | 0 | DEER:HVAC_Split-Package_AC | Annual | 1719 | 165 | 0.141 | 0 | 165 | 0.141 | 0 | NE-HVAC-airAC-SpltPkg-240to759kBtuh-12p5eer_MZDEER2017AnyAsm2014CZ06cPVVG | #N/A | NE-HVAC-airAC-SpltPkg-240to759kBtuh-12p5eer_SZDEER2017AnyAsm2014CZ06cDXGF | 141446 |  | #N/A | #N/A | #N/A | 165 | 0.141 | 0 | #N/A | #N/A | #N/A | 165 | 0.141 | 0 | #N/A | #N/A | 169 | 34000
NE-HVAC-airAC-SpltPkg-240to759kBtuh-12p5eer | DEER2017 | D17 v2 |  | Any | Asm | 2014 | CZ07 | cDXGF | Cap-Tons | 126 | 34000 | None | 229 | 0.175 | 0 | 229 | 0.175 | 0 | 229 | 0.175 | 0 | 229 | 0.175 | 0 | DEER:HVAC_Split-Package_AC | Annual | 1719 | 229 | 0.175 | 0 | 229 | 0.175 | 0 | NE-HVAC-airAC-SpltPkg-240to759kBtuh-12p5eer_MZDEER2017AnyAsm2014CZ07cPVVG | #N/A | NE-HVAC-airAC-SpltPkg-240to759kBtuh-12p5eer_SZDEER2017AnyAsm2014CZ07cDXGF | 141447 |  | #N/A | #N/A | #N/A | 229 | 0.175 | 0 | #N/A | #N/A | #N/A | 229 | 0.175 | 0 | #N/A | #N/A | 126 | 34000
NE-HVAC-airAC-SpltPkg-240to759kBtuh-12p5eer | DEER2017 | D17 v2 |  | Any | Asm | 2014 | CZ08 | cDXGF | Cap-Tons | 156 | 34000 | None | 244 | 0.192 | 0 | 244 | 0.192 | 0 | 244 | 0.192 | 0 | 244 | 0.192 | 0 | DEER:HVAC_Split-Package_AC | Annual | 1719 | 244 | 0.192 | 0 | 244 | 0.192 | 0 | NE-HVAC-airAC-SpltPkg-240to759kBtuh-12p5eer_MZDEER2017AnyAsm2014CZ08cPVVG | #N/A | NE-HVAC-airAC-SpltPkg-240to759kBtuh-12p5eer_SZDEER2017AnyAsm2014CZ08cDXGF | 141448 |  | #N/A | #N/A | #N/A | 244 | 0.192 | 0 | #N/A | #N/A | #N/A | 244 | 0.192 | 0 | #N/A | #N/A | 156 | 34000
NE-HVAC-airAC-SpltPkg-240to759kBtuh-12p5eer | DEER2017 | D17 v2 |  | Any | Asm | 2014 | CZ09 | cDXGF | Cap-Tons | 225 | 34000 | None | 186 | 0.245 | 0 | 186 | 0.245 | 0 | 186 | 0.245 | 0 | 186 | 0.245 | 0 | DEER:HVAC_Split-Package_AC | Annual | 1719 | 186 | 0.245 | 0 | 186 | 0.245 | 0 | NE-HVAC-airAC-SpltPkg-240to759kBtuh-12p5eer_MZDEER2017AnyAsm2014CZ09cPVVG | #N/A | NE-HVAC-airAC-SpltPkg-240to759kBtuh-12p5eer_SZDEER2017AnyAsm2014CZ09cDXGF | 141449 |  | #N/A | #N/A | #N/A | 186 | 0.245 | 0 | #N/A | #N/A | #N/A | 186 | 0.245 | 0 | #N/A | #N/A | 225 | 34000
NE-HVAC-airAC-SpltPkg-240to759kBtuh-12p5eer | DEER2017 | D17 v2 |  | Any | Asm | 2014 | CZ10 | cDXGF | Cap-Tons | 186 | 34000 | None | 259 | 0.279 | 0 | 259 | 0.279 | 0 | 259 | 0.279 | 0 | 259 | 0.279 | 0 | DEER:HVAC_Split-Package_AC | Annual | 1719 | 259 | 0.279 | 0 | 259 | 0.279 | 0 | NE-HVAC-airAC-SpltPkg-240to759kBtuh-12p5eer_MZDEER2017AnyAsm2014CZ10cPVVG | #N/A | NE-HVAC-airAC-SpltPkg-240to759kBtuh-12p5eer_SZDEER2017AnyAsm2014CZ10cDXGF | 141450 |  | #N/A | #N/A | #N/A | 259 | 0.279 | 0 | #N/A | #N/A | #N/A | 259 | 0.279 | 0 | #N/A | #N/A | 186 | 34000
NE-HVAC-airAC-SpltPkg-240to759kBtuh-12p5eer | DEER2017 | D17 v2 |  | Any | Asm | 2014 | CZ11 | cDXGF | Cap-Tons | 214 | 34000 | None | 246 | 0.231 | 0 | 246 | 0.231 | 0 | 246 | 0.231 | 0 | 246 | 0.231 | 0 | DEER:HVAC_Split-Package_AC | Annual | 1719 | 246 | 0.231 | 0 | 246 | 0.231 | 0 | NE-HVAC-airAC-SpltPkg-240to759kBtuh-12p5eer_MZDEER2017AnyAsm2014CZ11cPVVG | #N/A | NE-HVAC-airAC-SpltPkg-240to759kBtuh-12p5eer_SZDEER2017AnyAsm2014CZ11cDXGF | 141451 |  | #N/A | #N/A | #N/A | 246 | 0.231 | 0 | #N/A | #N/A | #N/A | 246 | 0.231 | 0 | #N/A | #N/A | 214 | 34000
NE-HVAC-airAC-SpltPkg-240to759kBtuh-12p5eer | DEER2017 | D17 v2 |  | Any | Asm | 2014 | CZ12 | cDXGF | Cap-Tons | 216 | 34000 | None | 186 | 0.217 | 0 | 186 | 0.217 | 0 | 186 | 0.217 | 0 | 186 | 0.217 | 0 | DEER:HVAC_Split-Package_AC | Annual | 1719 | 186 | 0.217 | 0 | 186 | 0.217 | 0 | NE-HVAC-airAC-SpltPkg-240to759kBtuh-12p5eer_MZDEER2017AnyAsm2014CZ12cPVVG | #N/A | NE-HVAC-airAC-SpltPkg-240to759kBtuh-12p5eer_SZDEER2017AnyAsm2014CZ12cDXGF | 141452 |  | #N/A | #N/A | #N/A | 186 | 0.217 | 0 | #N/A | #N/A | #N/A | 186 | 0.217 | 0 | #N/A | #N/A | 216 | 34000
NE-HVAC-airAC-SpltPkg-240to759kBtuh-12p5eer | DEER2017 | D17 v2 |  | Any | Asm | 2014 | CZ13 | cDXGF | Cap-Tons | 195 | 34000 | None | 284 | 0.241 | 0 | 284 | 0.241 | 0 | 284 | 0.241 | 0 | 284 | 0.241 | 0 | DEER:HVAC_Split-Package_AC | Annual | 1719 | 284 | 0.241 | 0 | 284 | 0.241 | 0 | NE-HVAC-airAC-SpltPkg-240to759kBtuh-12p5eer_MZDEER2017AnyAsm2014CZ13cPVVG | #N/A | NE-HVAC-airAC-SpltPkg-240to759kBtuh-12p5eer_SZDEER2017AnyAsm2014CZ13cDXGF | 141453 |  | #N/A | #N/A | #N/A | 284 | 0.241 | 0 | #N/A | #N/A | #N/A | 284 | 0.241 | 0 | #N/A | #N/A | 195 | 34000
NE-HVAC-airAC-SpltPkg-240to759kBtuh-12p5eer | DEER2017 | D17 v2 |  | Any | Asm | 2014 | CZ14 | cDXGF | Cap-Tons | 167 | 34000 | None | 312 | 0.275 | 0 | 312 | 0.275 | 0 | 312 | 0.275 | 0 | 312 | 0.275 | 0 | DEER:HVAC_Split-Package_AC | Annual | 1719 | 312 | 0.275 | 0 | 312 | 0.275 | 0 | NE-HVAC-airAC-SpltPkg-240to759kBtuh-12p5eer_MZDEER2017AnyAsm2014CZ14cPVVG | #N/A | NE-HVAC-airAC-SpltPkg-240to759kBtuh-12p5eer_SZDEER2017AnyAsm2014CZ14cDXGF | 141454 |  | #N/A | #N/A | #N/A | 312 | 0.275 | 0 | #N/A | #N/A | #N/A | 312 | 0.275 | 0 | #N/A | #N/A | 167 | 34000
NE-HVAC-airAC-SpltPkg-240to759kBtuh-12p5eer | DEER2017 | D17 v2 |  | Any | Asm | 2014 | CZ15 | cDXGF | Cap-Tons | 226 | 34000 | None | 482 | 0.27 | 0 | 482 | 0.27 | 0 | 482 | 0.27 | 0 | 482 | 0.27 | 0 | DEER:HVAC_Split-Package_AC | Annual | 1719 | 482 | 0.27 | 0 | 482 | 0.27 | 0 | NE-HVAC-airAC-SpltPkg-240to759kBtuh-12p5eer_MZDEER2017AnyAsm2014CZ15cPVVG | #N/A | NE-HVAC-airAC-SpltPkg-240to759kBtuh-12p5eer_SZDEER2017AnyAsm2014CZ15cDXGF | 141455 |  | #N/A | #N/A | #N/A | 482 | 0.27 | 0 | #N/A | #N/A | #N/A | 482 | 0.27 | 0 | #N/A | #N/A | 226 | 34000
NE-HVAC-airAC-SpltPkg-240to759kBtuh-12p5eer | DEER2017 | D17 v2 |  | Any | Asm | 2014 | CZ16 | cDXGF | Cap-Tons | 126 | 34000 | None | 124 | 0.133 | 0 | 124 | 0.133 | 0 | 124 | 0.133 | 0 | 124 | 0.133 | 0 | DEER:HVAC_Split-Package_AC | Annual | 1719 | 124 | 0.133 | 0 | 124 | 0.133 | 0 | NE-HVAC-airAC-SpltPkg-240to759kBtuh-12p5eer_MZDEER2017AnyAsm2014CZ16cPVVG | #N/A | NE-HVAC-airAC-SpltPkg-240to759kBtuh-12p5eer_SZDEER2017AnyAsm2014CZ16cDXGF | 141456 |  | #N/A | #N/A | #N/A | 124 | 0.133 | 0 | #N/A | #N/A | #N/A | 124 | 0.133 | 0 | #N/A | #N/A | 126 | 34000
NE-HVAC-airAC-SpltPkg-240to759kBtuh-12p5eer | DEER2017 | D17 v2 |  | Any | Asm | New | CZ01 | cDXGF | Cap-Tons | 95.5 | 34000 | None | 69.2 | 0.0784 | 0 | 69.2 | 0.0784 | 0 | 69.2 | 0.0784 | 0 | 69.2 | 0.0784 | 0 | DEER:HVAC_Split-Package_AC | Annual | 1719 | 69.2 | 0.0784 | 0 | 69.2 | 0.0784 | 0 | NE-HVAC-airAC-SpltPkg-240to759kBtuh-12p5eer_MZDEER2017AnyAsmNewCZ01cPVVG | #N/A | NE-HVAC-airAC-SpltPkg-240to759kBtuh-12p5eer_SZDEER2017AnyAsmNewCZ01cDXGF | 166289 |  | #N/A | #N/A | #N/A | 69.2 | 0.0784 | 0 | #N/A | #N/A | #N/A | 69.2 | 0.0784 | 0 | #N/A | #N/A | 95.5 | 34000
NE-HVAC-airAC-SpltPkg-240to759kBtuh-12p5eer | DEER2017 | D17 v2 |  | Any | Asm | New | CZ02 | cDXGF | Cap-Tons | 179 | 34000 | None | 142 | 0.227 | 0 | 142 | 0.227 | 0 | 142 | 0.227 | 0 | 142 | 0.227 | 0 | DEER:HVAC_Split-Package_AC | Annual | 1719 | 142 | 0.227 | 0 | 142 | 0.227 | 0 | NE-HVAC-airAC-SpltPkg-240to759kBtuh-12p5eer_MZDEER2017AnyAsmNewCZ02cPVVG | #N/A | NE-HVAC-airAC-SpltPkg-240to759kBtuh-12p5eer_SZDEER2017AnyAsmNewCZ02cDXGF | 166290 |  | #N/A | #N/A | #N/A | 142 | 0.227 | 0 | #N/A | #N/A | #N/A | 142 | 0.227 | 0 | #N/A | #N/A | 179 | 34000
NE-HVAC-airAC-SpltPkg-240to759kBtuh-12p5eer | DEER2017 | D17 v2 |  | Any | Asm | New | CZ03 | cDXGF | Cap-Tons | 117 | 34000 | None | 130 | 0.16 | 0 | 130 | 0.16 | 0 | 130 | 0.16 | 0 | 130 | 0.16 | 0 | DEER:HVAC_Split-Package_AC | Annual | 1719 | 130 | 0.16 | 0 | 130 | 0.16 | 0 | NE-HVAC-airAC-SpltPkg-240to759kBtuh-12p5eer_MZDEER2017AnyAsmNewCZ03cPVVG | #N/A | NE-HVAC-airAC-SpltPkg-240to759kBtuh-12p5eer_SZDEER2017AnyAsmNewCZ03cDXGF | 166291 |  | #N/A | #N/A | #N/A | 130 | 0.16 | 0 | #N/A | #N/A | #N/A | 130 | 0.16 | 0 | #N/A | #N/A | 117 | 34000
NE-HVAC-airAC-SpltPkg-240to759kBtuh-12p5eer | DEER2017 | D17 v2 |  | Any | Asm | New | CZ04 | cDXGF | Cap-Tons | 158 | 34000 | None | 177 | 0.204 | 0 | 177 | 0.204 | 0 | 177 | 0.204 | 0 | 177 | 0.204 | 0 | DEER:HVAC_Split-Package_AC | Annual | 1719 | 177 | 0.204 | 0 | 177 | 0.204 | 0 | NE-HVAC-airAC-SpltPkg-240to759kBtuh-12p5eer_MZDEER2017AnyAsmNewCZ04cPVVG | #N/A | NE-HVAC-airAC-SpltPkg-240to759kBtuh-12p5eer_SZDEER2017AnyAsmNewCZ04cDXGF | 166292 |  | #N/A | #N/A | #N/A | 177 | 0.204 | 0 | #N/A | #N/A | #N/A | 177 | 0.204 | 0 | #N/A | #N/A | 158 | 34000
NE-HVAC-airAC-SpltPkg-240to759kBtuh-12p5eer | DEER2017 | D17 v2 |  | Any | Asm | New | CZ05 | cDXGF | Cap-Tons | 106 | 34000 | None | 160 | 0.112 | 0 | 160 | 0.112 | 0 | 160 | 0.112 | 0 | 160 | 0.112 | 0 | DEER:HVAC_Split-Package_AC | Annual | 1719 | 160 | 0.112 | 0 | 160 | 0.112 | 0 | NE-HVAC-airAC-SpltPkg-240to759kBtuh-12p5eer_MZDEER2017AnyAsmNewCZ05cPVVG | #N/A | NE-HVAC-airAC-SpltPkg-240to759kBtuh-12p5eer_SZDEER2017AnyAsmNewCZ05cDXGF | 166293 |  | #N/A | #N/A | #N/A | 160 | 0.112 | 0 | #N/A | #N/A | #N/A | 160 | 0.112 | 0 | #N/A | #N/A | 106 | 34000
NE-HVAC-airAC-SpltPkg-240to759kBtuh-12p5eer | DEER2017 | D17 v2 |  | Any | Asm | New | CZ06 | cDXGF | Cap-Tons | 169 | 34000 | None | 165 | 0.141 | 0 | 165 | 0.141 | 0 | 165 | 0.141 | 0 | 165 | 0.141 | 0 | DEER:HVAC_Split-Package_AC | Annual | 1719 | 165 | 0.141 | 0 | 165 | 0.141 | 0 | NE-HVAC-airAC-SpltPkg-240to759kBtuh-12p5eer_MZDEER2017AnyAsmNewCZ06cPVVG | #N/A | NE-HVAC-airAC-SpltPkg-240to759kBtuh-12p5eer_SZDEER2017AnyAsmNewCZ06cDXGF | 166294 |  | #N/A | #N/A | #N/A | 165 | 0.141 | 0 | #N/A | #N/A | #N/A | 165 | 0.141 | 0 | #N/A | #N/A | 169 | 34000
NE-HVAC-airAC-SpltPkg-240to759kBtuh-12p5eer | DEER2017 | D17 v2 |  | Any | Asm | New | CZ07 | cDXGF | Cap-Tons | 126 | 34000 | None | 229 | 0.175 | 0 | 229 | 0.175 | 0 | 229 | 0.175 | 0 | 229 | 0.175 | 0 | DEER:HVAC_Split-Package_AC | Annual | 1719 | 229 | 0.175 | 0 | 229 | 0.175 | 0 | NE-HVAC-airAC-SpltPkg-240to759kBtuh-12p5eer_MZDEER2017AnyAsmNewCZ07cPVVG | #N/A | NE-HVAC-airAC-SpltPkg-240to759kBtuh-12p5eer_SZDEER2017AnyAsmNewCZ07cDXGF | 166295 |  | #N/A | #N/A | #N/A | 229 | 0.175 | 0 | #N/A | #N/A | #N/A | 229 | 0.175 | 0 | #N/A | #N/A | 126 | 34000
NE-HVAC-airAC-SpltPkg-240to759kBtuh-12p5eer | DEER2017 | D17 v2 |  | Any | Asm | New | CZ08 | cDXGF | Cap-Tons | 156 | 34000 | None | 244 | 0.192 | 0 | 244 | 0.192 | 0 | 244 | 0.192 | 0 | 244 | 0.192 | 0 | DEER:HVAC_Split-Package_AC | Annual | 1719 | 244 | 0.192 | 0 | 244 | 0.192 | 0 | NE-HVAC-airAC-SpltPkg-240to759kBtuh-12p5eer_MZDEER2017AnyAsmNewCZ08cPVVG | #N/A | NE-HVAC-airAC-SpltPkg-240to759kBtuh-12p5eer_SZDEER2017AnyAsmNewCZ08cDXGF | 166296 |  | #N/A | #N/A | #N/A | 244 | 0.192 | 0 | #N/A | #N/A | #N/A | 244 | 0.192 | 0 | #N/A | #N/A | 156 | 34000
NE-HVAC-airAC-SpltPkg-240to759kBtuh-12p5eer | DEER2017 | D17 v2 |  | Any | Asm | New | CZ09 | cDXGF | Cap-Tons | 225 | 34000 | None | 186 | 0.245 | 0 | 186 | 0.245 | 0 | 186 | 0.245 | 0 | 186 | 0.245 | 0 | DEER:HVAC_Split-Package_AC | Annual | 1719 | 186 | 0.245 | 0 | 186 | 0.245 | 0 | NE-HVAC-airAC-SpltPkg-240to759kBtuh-12p5eer_MZDEER2017AnyAsmNewCZ09cPVVG | #N/A | NE-HVAC-airAC-SpltPkg-240to759kBtuh-12p5eer_SZDEER2017AnyAsmNewCZ09cDXGF | 166297 |  | #N/A | #N/A | #N/A | 186 | 0.245 | 0 | #N/A | #N/A | #N/A | 186 | 0.245 | 0 | #N/A | #N/A | 225 | 34000
NE-HVAC-airAC-SpltPkg-240to759kBtuh-12p5eer | DEER2017 | D17 v2 |  | Any | Asm | New | CZ10 | cDXGF | Cap-Tons | 186 | 34000 | None | 259 | 0.279 | 0 | 259 | 0.279 | 0 | 259 | 0.279 | 0 | 259 | 0.279 | 0 | DEER:HVAC_Split-Package_AC | Annual | 1719 | 259 | 0.279 | 0 | 259 | 0.279 | 0 | NE-HVAC-airAC-SpltPkg-240to759kBtuh-12p5eer_MZDEER2017AnyAsmNewCZ10cPVVG | #N/A | NE-HVAC-airAC-SpltPkg-240to759kBtuh-12p5eer_SZDEER2017AnyAsmNewCZ10cDXGF | 166298 |  | #N/A | #N/A | #N/A | 259 | 0.279 | 0 | #N/A | #N/A | #N/A | 259 | 0.279 | 0 | #N/A | #N/A | 186 | 34000
NE-HVAC-airAC-SpltPkg-240to759kBtuh-12p5eer | DEER2017 | D17 v2 |  | Any | Asm | New | CZ11 | cDXGF | Cap-Tons | 214 | 34000 | None | 246 | 0.231 | 0 | 246 | 0.231 | 0 | 246 | 0.231 | 0 | 246 | 0.231 | 0 | DEER:HVAC_Split-Package_AC | Annual | 1719 | 246 | 0.231 | 0 | 246 | 0.231 | 0 | NE-HVAC-airAC-SpltPkg-240to759kBtuh-12p5eer_MZDEER2017AnyAsmNewCZ11cPVVG | #N/A | NE-HVAC-airAC-SpltPkg-240to759kBtuh-12p5eer_SZDEER2017AnyAsmNewCZ11cDXGF | 166299 |  | #N/A | #N/A | #N/A | 246 | 0.231 | 0 | #N/A | #N/A | #N/A | 246 | 0.231 | 0 | #N/A | #N/A | 214 | 34000
NE-HVAC-airAC-SpltPkg-240to759kBtuh-12p5eer | DEER2017 | D17 v2 |  | Any | Asm | New | CZ12 | cDXGF | Cap-Tons | 216 | 34000 | None | 186 | 0.217 | 0 | 186 | 0.217 | 0 | 186 | 0.217 | 0 | 186 | 0.217 | 0 | DEER:HVAC_Split-Package_AC | Annual | 1719 | 186 | 0.217 | 0 | 186 | 0.217 | 0 | NE-HVAC-airAC-SpltPkg-240to759kBtuh-12p5eer_MZDEER2017AnyAsmNewCZ12cPVVG | #N/A | NE-HVAC-airAC-SpltPkg-240to759kBtuh-12p5eer_SZDEER2017AnyAsmNewCZ12cDXGF | 166300 |  | #N/A | #N/A | #N/A | 186 | 0.217 | 0 | #N/A | #N/A | #N/A | 186 | 0.217 | 0 | #N/A | #N/A | 216 | 34000
NE-HVAC-airAC-SpltPkg-240to759kBtuh-12p5eer | DEER2017 | D17 v2 |  | Any | Asm | New | CZ13 | cDXGF | Cap-Tons | 195 | 34000 | None | 284 | 0.241 | 0 | 284 | 0.241 | 0 | 284 | 0.241 | 0 | 284 | 0.241 | 0 | DEER:HVAC_Split-Package_AC | Annual | 1719 | 284 | 0.241 | 0 | 284 | 0.241 | 0 | NE-HVAC-airAC-SpltPkg-240to759kBtuh-12p5eer_MZDEER2017AnyAsmNewCZ13cPVVG | #N/A | NE-HVAC-airAC-SpltPkg-240to759kBtuh-12p5eer_SZDEER2017AnyAsmNewCZ13cDXGF | 166301 |  | #N/A | #N/A | #N/A | 284 | 0.241 | 0 | #N/A | #N/A | #N/A | 284 | 0.241 | 0 | #N/A | #N/A | 195 | 34000
NE-HVAC-airAC-SpltPkg-240to759kBtuh-12p5eer | DEER2017 | D17 v2 |  | Any | Asm | New | CZ14 | cDXGF | Cap-Tons | 167 | 34000 | None | 312 | 0.275 | 0 | 312 | 0.275 | 0 | 312 | 0.275 | 0 | 312 | 0.275 | 0 | DEER:HVAC_Split-Package_AC | Annual | 1719 | 312 | 0.275 | 0 | 312 | 0.275 | 0 | NE-HVAC-airAC-SpltPkg-240to759kBtuh-12p5eer_MZDEER2017AnyAsmNewCZ14cPVVG | #N/A | NE-HVAC-airAC-SpltPkg-240to759kBtuh-12p5eer_SZDEER2017AnyAsmNewCZ14cDXGF | 166302 |  | #N/A | #N/A | #N/A | 312 | 0.275 | 0 | #N/A | #N/A | #N/A | 312 | 0.275 | 0 | #N/A | #N/A | 167 | 34000
NE-HVAC-airAC-SpltPkg-240to759kBtuh-12p5eer | DEER2017 | D17 v2 |  | Any | Asm | New | CZ15 | cDXGF | Cap-Tons | 226 | 34000 | None | 482 | 0.27 | 0 | 482 | 0.27 | 0 | 482 | 0.27 | 0 | 482 | 0.27 | 0 | DEER:HVAC_Split-Package_AC | Annual | 1719 | 482 | 0.27 | 0 | 482 | 0.27 | 0 | NE-HVAC-airAC-SpltPkg-240to759kBtuh-12p5eer_MZDEER2017AnyAsmNewCZ15cPVVG | #N/A | NE-HVAC-airAC-SpltPkg-240to759kBtuh-12p5eer_SZDEER2017AnyAsmNewCZ15cDXGF | 166303 |  | #N/A | #N/A | #N/A | 482 | 0.27 | 0 | #N/A | #N/A | #N/A | 482 | 0.27 | 0 | #N/A | #N/A | 226 | 34000
NE-HVAC-airAC-SpltPkg-240to759kBtuh-12p5eer | DEER2017 | D17 v2 |  | Any | Asm | New | CZ16 | cDXGF | Cap-Tons | 126 | 34000 | None | 124 | 0.133 | 0 | 124 | 0.133 | 0 | 124 | 0.133 | 0 | 124 | 0.133 | 0 | DEER:HVAC_Split-Package_AC | Annual | 1719 | 124 | 0.133 | 0 | 124 | 0.133 | 0 | NE-HVAC-airAC-SpltPkg-240to759kBtuh-12p5eer_MZDEER2017AnyAsmNewCZ16cPVVG | #N/A | NE-HVAC-airAC-SpltPkg-240to759kBtuh-12p5eer_SZDEER2017AnyAsmNewCZ16cDXGF | 166304 |  | #N/A | #N/A | #N/A | 124 | 0.133 | 0 | #N/A | #N/A | #N/A | 124 | 0.133 | 0 | #N/A | #N/A | 126 | 34000
NE-HVAC-airAC-SpltPkg-240to759kBtuh-12p5eer | DEER2017 | D17 v2 |  | Any | ECC | 1975 | CZ01 | cWtd | Cap-Tons | 873.2 | 288000 | None | 45.9 | 0.0702 | 0 | 45.9 | 0.0702 | 0 | 45.9 | 0.0702 | 0 | 45.9 | 0.0702 | 0 | DEER:HVAC_Split-Package_AC | Annual | 1719 | 45.88 | 0.07018 | 0 | 45.88 | 0.07018 | 0 | NE-HVAC-airAC-SpltPkg-240to759kBtuh-12p5eer_MZDEER2017AnyECC1975CZ01cPVVG | 13298 | NE-HVAC-airAC-SpltPkg-240to759kBtuh-12p5eer_SZDEER2017AnyECC1975CZ01cDXGF | 13297 |  | 53.7 | 0.0676 | 0 | 14.6 | 0.0805 | 0 | 53.7 | 0.0676 | 0 | 14.6 | 0.0805 | 0 | 920 | 285000 | 686 | 300000
NE-HVAC-airAC-SpltPkg-240to759kBtuh-12p5eer | DEER2017 | D17 v2 |  | Any | ECC | 1975 | CZ02 | cWtd | Cap-Tons | 1113 | 288000 | None | 150 | 0.175 | 0 | 150 | 0.175 | 0 | 150 | 0.175 | 0 | 150 | 0.175 | 0 | DEER:HVAC_Split-Package_AC | Annual | 1719 | 149.6 | 0.1752 | 0 | 149.6 | 0.1752 | 0 | NE-HVAC-airAC-SpltPkg-240to759kBtuh-12p5eer_MZDEER2017AnyECC1975CZ02cPVVG | 13300 | NE-HVAC-airAC-SpltPkg-240to759kBtuh-12p5eer_SZDEER2017AnyECC1975CZ02cDXGF | 13299 |  | 157 | 0.164 | 0 | 120 | 0.22 | 0 | 157 | 0.164 | 0 | 120 | 0.22 | 0 | 1160 | 285000 | 925 | 300000
NE-HVAC-airAC-SpltPkg-240to759kBtuh-12p5eer | DEER2017 | D17 v2 |  | Any | ECC | 1975 | CZ03 | cWtd | Cap-Tons | 1030.4 | 288000 | None | 116 | 0.103 | 0 | 116 | 0.103 | 0 | 116 | 0.103 | 0 | 116 | 0.103 | 0 | DEER:HVAC_Split-Package_AC | Annual | 1719 | 115.82 | 0.103 | 0 | 115.82 | 0.103 | 0 | NE-HVAC-airAC-SpltPkg-240to759kBtuh-12p5eer_MZDEER2017AnyECC1975CZ03cPVVG | 13302 | NE-HVAC-airAC-SpltPkg-240to759kBtuh-12p5eer_SZDEER2017AnyECC1975CZ03cDXGF | 13301 |  | 129 | 0.1 | 0 | 63.1 | 0.115 | 0 | 129 | 0.1 | 0 | 63.1 | 0.115 | 0 | 1080 | 285000 | 832 | 300000
NE-HVAC-airAC-SpltPkg-240to759kBtuh-12p5eer | DEER2017 | D17 v2 |  | Any | ECC | 1975 | CZ04 | cWtd | Cap-Tons | 1232 | 288000 | None | 162 | 0.165 | 0 | 162 | 0.165 | 0 | 162 | 0.165 | 0 | 162 | 0.165 | 0 | DEER:HVAC_Split-Package_AC | Annual | 1719 | 162.2 | 0.1654 | 0 | 162.2 | 0.1654 | 0 | NE-HVAC-airAC-SpltPkg-240to759kBtuh-12p5eer_MZDEER2017AnyECC1975CZ04cPVVG | 13304 | NE-HVAC-airAC-SpltPkg-240to759kBtuh-12p5eer_SZDEER2017AnyECC1975CZ04cDXGF | 13303 |  | 174 | 0.152 | 0 | 115 | 0.219 | 0 | 174 | 0.152 | 0 | 115 | 0.219 | 0 | 1280 | 285000 | 1040 | 300000
NE-HVAC-airAC-SpltPkg-240to759kBtuh-12p5eer | DEER2017 | D17 v2 |  | Any | ECC | 1975 | CZ05 | cWtd | Cap-Tons | 979.6 | 288000 | None | 117 | 0.101 | 0 | 117 | 0.101 | 0 | 117 | 0.101 | 0 | 117 | 0.101 | 0 | DEER:HVAC_Split-Package_AC | Annual | 1719 | 116.54 | 0.10108 | 0 | 116.54 | 0.10108 | 0 | NE-HVAC-airAC-SpltPkg-240to759kBtuh-12p5eer_MZDEER2017AnyECC1975CZ05cPVVG | 13306 | NE-HVAC-airAC-SpltPkg-240to759kBtuh-12p5eer_SZDEER2017AnyECC1975CZ05cDXGF | 13305 |  | 128 | 0.0946 | 0 | 70.7 | 0.127 | 0 | 128 | 0.0946 | 0 | 70.7 | 0.127 | 0 | 1030 | 285000 | 778 | 300000
NE-HVAC-airAC-SpltPkg-240to759kBtuh-12p5eer | DEER2017 | D17 v2 |  | Any | ECC | 1975 | CZ06 | cWtd | Cap-Tons | 1147.4 | 288000 | None | 193 | 0.143 | 0 | 193 | 0.143 | 0 | 193 | 0.143 | 0 | 193 | 0.143 | 0 | DEER:HVAC_Split-Package_AC | Annual | 1719 | 193 | 0.1432 | 0 | 193 | 0.1432 | 0 | NE-HVAC-airAC-SpltPkg-240to759kBtuh-12p5eer_MZDEER2017AnyECC1975CZ06cPVVG | 13308 | NE-HVAC-airAC-SpltPkg-240to759kBtuh-12p5eer_SZDEER2017AnyECC1975CZ06cDXGF | 13307 |  | 208 | 0.133 | 0 | 133 | 0.184 | 0 | 208 | 0.133 | 0 | 133 | 0.184 | 0 | 1190 | 285000 | 977 | 300000
NE-HVAC-airAC-SpltPkg-240to759kBtuh-12p5eer | DEER2017 | D17 v2 |  | Any | ECC | 1975 | CZ07 | cWtd | Cap-Tons | 948.8 | 288000 | None | 210 | 0.153 | 0 | 210 | 0.153 | 0 | 210 | 0.153 | 0 | 210 | 0.153 | 0 | DEER:HVAC_Split-Package_AC | Annual | 1719 | 210.4 | 0.153 | 0 | 210.4 | 0.153 | 0 | NE-HVAC-airAC-SpltPkg-240to759kBtuh-12p5eer_MZDEER2017AnyECC1975CZ07cPVVG | 13310 | NE-HVAC-airAC-SpltPkg-240to759kBtuh-12p5eer_SZDEER2017AnyECC1975CZ07cDXGF | 13309 |  | 221 | 0.139 | 0 | 168 | 0.209 | 0 | 221 | 0.139 | 0 | 168 | 0.209 | 0 | 991 | 285000 | 780 | 300000
NE-HVAC-airAC-SpltPkg-240to759kBtuh-12p5eer | DEER2017 | D17 v2 |  | Any | ECC | 1975 | CZ08 | cWtd | Cap-Tons | 1096.6 | 288000 | None | 226 | 0.175 | 0 | 226 | 0.175 | 0 | 226 | 0.175 | 0 | 226 | 0.175 | 0 | DEER:HVAC_Split-Package_AC | Annual | 1719 | 225.6 | 0.175 | 0 | 225.6 | 0.175 | 0 | NE-HVAC-airAC-SpltPkg-240to759kBtuh-12p5eer_MZDEER2017AnyECC1975CZ08cPVVG | 13312 | NE-HVAC-airAC-SpltPkg-240to759kBtuh-12p5eer_SZDEER2017AnyECC1975CZ08cDXGF | 13311 |  | 235 | 0.162 | 0 | 188 | 0.227 | 0 | 235 | 0.162 | 0 | 188 | 0.227 | 0 | 1140 | 285000 | 923 | 300000
NE-HVAC-airAC-SpltPkg-240to759kBtuh-12p5eer | DEER2017 | D17 v2 |  | Any | ECC | 1975 | CZ09 | cWtd | Cap-Tons | 1544 | 288000 | None | 198 | 0.189 | 0 | 198 | 0.189 | 0 | 198 | 0.189 | 0 | 198 | 0.189 | 0 | DEER:HVAC_Split-Package_AC | Annual | 1719 | 197.6 | 0.1892 | 0 | 197.6 | 0.1892 | 0 | NE-HVAC-airAC-SpltPkg-240to759kBtuh-12p5eer_MZDEER2017AnyECC1975CZ09cPVVG | 13314 | NE-HVAC-airAC-SpltPkg-240to759kBtuh-12p5eer_SZDEER2017AnyECC1975CZ09cDXGF | 13313 |  | 214 | 0.178 | 0 | 132 | 0.234 | 0 | 214 | 0.178 | 0 | 132 | 0.234 | 0 | 1590 | 285000 | 1360 | 300000
NE-HVAC-airAC-SpltPkg-240to759kBtuh-12p5eer | DEER2017 | D17 v2 |  | Any | ECC | 1975 | CZ10 | cWtd | Cap-Tons | 1432 | 288000 | None | 212 | 0.206 | 0 | 212 | 0.206 | 0 | 212 | 0.206 | 0 | 212 | 0.206 | 0 | DEER:HVAC_Split-Package_AC | Annual | 1719 | 212 | 0.206 | 0 | 212 | 0.206 | 0 | NE-HVAC-airAC-SpltPkg-240to759kBtuh-12p5eer_MZDEER2017AnyECC1975CZ10cPVVG | 13316 | NE-HVAC-airAC-SpltPkg-240to759kBtuh-12p5eer_SZDEER2017AnyECC1975CZ10cDXGF | 13315 |  | 224 | 0.191 | 0 | 164 | 0.266 | 0 | 224 | 0.191 | 0 | 164 | 0.266 | 0 | 1480 | 285000 | 1240 | 300000
NE-HVAC-airAC-SpltPkg-240to759kBtuh-12p5eer | DEER2017 | D17 v2 |  | Any | ECC | 1975 | CZ11 | cWtd | Cap-Tons | 1358 | 288000 | None | 213 | 0.18 | 0 | 213 | 0.18 | 0 | 213 | 0.18 | 0 | 213 | 0.18 | 0 | DEER:HVAC_Split-Package_AC | Annual | 1719 | 213.4 | 0.1802 | 0 | 213.4 | 0.1802 | 0 | NE-HVAC-airAC-SpltPkg-240to759kBtuh-12p5eer_MZDEER2017AnyECC1975CZ11cPVVG | 13318 | NE-HVAC-airAC-SpltPkg-240to759kBtuh-12p5eer_SZDEER2017AnyECC1975CZ11cDXGF | 13317 |  | 219 | 0.173 | 0 | 191 | 0.209 | 0 | 219 | 0.173 | 0 | 191 | 0.209 | 0 | 1410 | 285000 | 1150 | 300000
NE-HVAC-airAC-SpltPkg-240to759kBtuh-12p5eer | DEER2017 | D17 v2 |  | Any | ECC | 1975 | CZ12 | cWtd | Cap-Tons | 1350 | 288000 | None | 179 | 0.165 | 0 | 179 | 0.165 | 0 | 179 | 0.165 | 0 | 179 | 0.165 | 0 | DEER:HVAC_Split-Package_AC | Annual | 1719 | 178.6 | 0.1648 | 0 | 178.6 | 0.1648 | 0 | NE-HVAC-airAC-SpltPkg-240to759kBtuh-12p5eer_MZDEER2017AnyECC1975CZ12cPVVG | 13320 | NE-HVAC-airAC-SpltPkg-240to759kBtuh-12p5eer_SZDEER2017AnyECC1975CZ12cDXGF | 13319 |  | 187 | 0.157 | 0 | 145 | 0.196 | 0 | 187 | 0.157 | 0 | 145 | 0.196 | 0 | 1400 | 285000 | 1150 | 300000
NE-HVAC-airAC-SpltPkg-240to759kBtuh-12p5eer | DEER2017 | D17 v2 |  | Any | ECC | 1975 | CZ13 | cWtd | Cap-Tons | 1410 | 288000 | None | 214 | 0.163 | 0 | 214 | 0.163 | 0 | 214 | 0.163 | 0 | 214 | 0.163 | 0 | DEER:HVAC_Split-Package_AC | Annual | 1719 | 213.8 | 0.1628 | 0 | 213.8 | 0.1628 | 0 | NE-HVAC-airAC-SpltPkg-240to759kBtuh-12p5eer_MZDEER2017AnyECC1975CZ13cPVVG | 13322 | NE-HVAC-airAC-SpltPkg-240to759kBtuh-12p5eer_SZDEER2017AnyECC1975CZ13cDXGF | 13321 |  | 219 | 0.153 | 0 | 193 | 0.202 | 0 | 219 | 0.153 | 0 | 193 | 0.202 | 0 | 1460 | 285000 | 1210 | 300000
NE-HVAC-airAC-SpltPkg-240to759kBtuh-12p5eer | DEER2017 | D17 v2 |  | Any | ECC | 1975 | CZ14 | cWtd | Cap-Tons | 1338 | 288000 | None | 221 | 0.197 | 0 | 221 | 0.197 | 0 | 221 | 0.197 | 0 | 221 | 0.197 | 0 | DEER:HVAC_Split-Package_AC | Annual | 1719 | 220.8 | 0.197 | 0 | 220.8 | 0.197 | 0 | NE-HVAC-airAC-SpltPkg-240to759kBtuh-12p5eer_MZDEER2017AnyECC1975CZ14cPVVG | 13324 | NE-HVAC-airAC-SpltPkg-240to759kBtuh-12p5eer_SZDEER2017AnyECC1975CZ14cDXGF | 13323 |  | 226 | 0.182 | 0 | 200 | 0.257 | 0 | 226 | 0.182 | 0 | 200 | 0.257 | 0 | 1390 | 285000 | 1130 | 300000
NE-HVAC-airAC-SpltPkg-240to759kBtuh-12p5eer | DEER2017 | D17 v2 |  | Any | ECC | 1975 | CZ15 | cWtd | Cap-Tons | 1620 | 288000 | None | 348 | 0.203 | 0 | 348 | 0.203 | 0 | 348 | 0.203 | 0 | 348 | 0.203 | 0 | DEER:HVAC_Split-Package_AC | Annual | 1719 | 348.4 | 0.2032 | 0 | 348.4 | 0.2032 | 0 | NE-HVAC-airAC-SpltPkg-240to759kBtuh-12p5eer_MZDEER2017AnyECC1975CZ15cPVVG | 13326 | NE-HVAC-airAC-SpltPkg-240to759kBtuh-12p5eer_SZDEER2017AnyECC1975CZ15cDXGF | 13325 |  | 351 | 0.188 | 0 | 338 | 0.264 | 0 | 351 | 0.188 | 0 | 338 | 0.264 | 0 | 1670 | 285000 | 1420 | 300000
NE-HVAC-airAC-SpltPkg-240to759kBtuh-12p5eer | DEER2017 | D17 v2 |  | Any | ECC | 1975 | CZ16 | cWtd | Cap-Tons | 938.8 | 288000 | None | 109 | 0.118 | 0 | 109 | 0.118 | 0 | 109 | 0.118 | 0 | 109 | 0.118 | 0 | DEER:HVAC_Split-Package_AC | Annual | 1719 | 108.58 | 0.1182 | 0 | 108.58 | 0.1182 | 0 | NE-HVAC-airAC-SpltPkg-240to759kBtuh-12p5eer_MZDEER2017AnyECC1975CZ16cPVVG | 13328 | NE-HVAC-airAC-SpltPkg-240to759kBtuh-12p5eer_SZDEER2017AnyECC1975CZ16cDXGF | 13327 |  | 112 | 0.111 | 0 | 94.9 | 0.147 | 0 | 112 | 0.111 | 0 | 94.9 | 0.147 | 0 | 981 | 285000 | 770 | 300000
NE-HVAC-airAC-SpltPkg-240to759kBtuh-12p5eer | DEER2017 | D17 v2 |  | Any | ECC | 1985 | CZ01 | cWtd | Cap-Tons | 778 | 288000 | None | 39.5 | 0.0784 | 0 | 39.5 | 0.0784 | 0 | 39.5 | 0.0784 | 0 | 39.5 | 0.0784 | 0 | DEER:HVAC_Split-Package_AC | Annual | 1719 | 39.5 | 0.07844 | 0 | 39.5 | 0.07844 | 0 | NE-HVAC-airAC-SpltPkg-240to759kBtuh-12p5eer_MZDEER2017AnyECC1985CZ01cPVVG | 34658 | NE-HVAC-airAC-SpltPkg-240to759kBtuh-12p5eer_SZDEER2017AnyECC1985CZ01cDXGF | 34657 |  | 44.9 | 0.0762 | 0 | 17.9 | 0.0874 | 0 | 44.9 | 0.0762 | 0 | 17.9 | 0.0874 | 0 | 812 | 285000 | 642 | 300000
NE-HVAC-airAC-SpltPkg-240to759kBtuh-12p5eer | DEER2017 | D17 v2 |  | Any | ECC | 1985 | CZ02 | cWtd | Cap-Tons | 999.8 | 288000 | None | 155 | 0.195 | 0 | 155 | 0.195 | 0 | 155 | 0.195 | 0 | 155 | 0.195 | 0 | DEER:HVAC_Split-Package_AC | Annual | 1719 | 155 | 0.1946 | 0 | 155 | 0.1946 | 0 | NE-HVAC-airAC-SpltPkg-240to759kBtuh-12p5eer_MZDEER2017AnyECC1985CZ02cPVVG | 34660 | NE-HVAC-airAC-SpltPkg-240to759kBtuh-12p5eer_SZDEER2017AnyECC1985CZ02cDXGF | 34659 |  | 163 | 0.187 | 0 | 123 | 0.225 | 0 | 163 | 0.187 | 0 | 123 | 0.225 | 0 | 1030 | 285000 | 879 | 300000
NE-HVAC-airAC-SpltPkg-240to759kBtuh-12p5eer | DEER2017 | D17 v2 |  | Any | ECC | 1985 | CZ03 | cWtd | Cap-Tons | 927.4 | 288000 | None | 108 | 0.114 | 0 | 108 | 0.114 | 0 | 108 | 0.114 | 0 | 108 | 0.114 | 0 | DEER:HVAC_Split-Package_AC | Annual | 1719 | 108.44 | 0.1138 | 0 | 108.44 | 0.1138 | 0 | NE-HVAC-airAC-SpltPkg-240to759kBtuh-12p5eer_MZDEER2017AnyECC1985CZ03cPVVG | 34662 | NE-HVAC-airAC-SpltPkg-240to759kBtuh-12p5eer_SZDEER2017AnyECC1985CZ03cDXGF | 34661 |  | 119 | 0.113 | 0 | 66.2 | 0.117 | 0 | 119 | 0.113 | 0 | 66.2 | 0.117 | 0 | 962 | 285000 | 789 | 300000
NE-HVAC-airAC-SpltPkg-240to759kBtuh-12p5eer | DEER2017 | D17 v2 |  | Any | ECC | 1985 | CZ04 | cWtd | Cap-Tons | 1117 | 288000 | None | 164 | 0.19 | 0 | 164 | 0.19 | 0 | 164 | 0.19 | 0 | 164 | 0.19 | 0 | DEER:HVAC_Split-Package_AC | Annual | 1719 | 163.8 | 0.1896 | 0 | 163.8 | 0.1896 | 0 | NE-HVAC-airAC-SpltPkg-240to759kBtuh-12p5eer_MZDEER2017AnyECC1985CZ04cPVVG | 34664 | NE-HVAC-airAC-SpltPkg-240to759kBtuh-12p5eer_SZDEER2017AnyECC1985CZ04cDXGF | 34663 |  | 175 | 0.181 | 0 | 119 | 0.224 | 0 | 175 | 0.181 | 0 | 119 | 0.224 | 0 | 1150 | 285000 | 985 | 300000
NE-HVAC-airAC-SpltPkg-240to759kBtuh-12p5eer | DEER2017 | D17 v2 |  | Any | ECC | 1985 | CZ05 | cWtd | Cap-Tons | 873.2 | 288000 | None | 112 | 0.119 | 0 | 112 | 0.119 | 0 | 112 | 0.119 | 0 | 112 | 0.119 | 0 | DEER:HVAC_Split-Package_AC | Annual | 1719 | 111.84 | 0.1192 | 0 | 111.84 | 0.1192 | 0 | NE-HVAC-airAC-SpltPkg-240to759kBtuh-12p5eer_MZDEER2017AnyECC1985CZ05cPVVG | 34666 | NE-HVAC-airAC-SpltPkg-240to759kBtuh-12p5eer_SZDEER2017AnyECC1985CZ05cDXGF | 34665 |  | 121 | 0.116 | 0 | 75.2 | 0.132 | 0 | 121 | 0.116 | 0 | 75.2 | 0.132 | 0 | 908 | 285000 | 734 | 300000
NE-HVAC-airAC-SpltPkg-240to759kBtuh-12p5eer | DEER2017 | D17 v2 |  | Any | ECC | 1985 | CZ06 | cWtd | Cap-Tons | 1033.8 | 288000 | None | 189 | 0.162 | 0 | 189 | 0.162 | 0 | 189 | 0.162 | 0 | 189 | 0.162 | 0 | DEER:HVAC_Split-Package_AC | Annual | 1719 | 189 | 0.1616 | 0 | 189 | 0.1616 | 0 | NE-HVAC-airAC-SpltPkg-240to759kBtuh-12p5eer_MZDEER2017AnyECC1985CZ06cPVVG | 34668 | NE-HVAC-airAC-SpltPkg-240to759kBtuh-12p5eer_SZDEER2017AnyECC1985CZ06cDXGF | 34667 |  | 202 | 0.155 | 0 | 137 | 0.188 | 0 | 202 | 0.155 | 0 | 137 | 0.188 | 0 | 1060 | 285000 | 929 | 300000
NE-HVAC-airAC-SpltPkg-240to759kBtuh-12p5eer | DEER2017 | D17 v2 |  | Any | ECC | 1985 | CZ07 | cWtd | Cap-Tons | 847.4 | 288000 | None | 207 | 0.173 | 0 | 207 | 0.173 | 0 | 207 | 0.173 | 0 | 207 | 0.173 | 0 | DEER:HVAC_Split-Package_AC | Annual | 1719 | 206.8 | 0.173 | 0 | 206.8 | 0.173 | 0 | NE-HVAC-airAC-SpltPkg-240to759kBtuh-12p5eer_MZDEER2017AnyECC1985CZ07cPVVG | 34670 | NE-HVAC-airAC-SpltPkg-240to759kBtuh-12p5eer_SZDEER2017AnyECC1985CZ07cDXGF | 34669 |  | 214 | 0.163 | 0 | 178 | 0.213 | 0 | 214 | 0.163 | 0 | 178 | 0.213 | 0 | 875 | 285000 | 737 | 300000
NE-HVAC-airAC-SpltPkg-240to759kBtuh-12p5eer | DEER2017 | D17 v2 |  | Any | ECC | 1985 | CZ08 | cWtd | Cap-Tons | 983 | 288000 | None | 231 | 0.2 | 0 | 231 | 0.2 | 0 | 231 | 0.2 | 0 | 231 | 0.2 | 0 | DEER:HVAC_Split-Package_AC | Annual | 1719 | 230.8 | 0.2004 | 0 | 230.8 | 0.2004 | 0 | NE-HVAC-airAC-SpltPkg-240to759kBtuh-12p5eer_MZDEER2017AnyECC1985CZ08cPVVG | 34672 | NE-HVAC-airAC-SpltPkg-240to759kBtuh-12p5eer_SZDEER2017AnyECC1985CZ08cDXGF | 34671 |  | 240 | 0.193 | 0 | 194 | 0.23 | 0 | 240 | 0.193 | 0 | 194 | 0.23 | 0 | 1010 | 285000 | 875 | 300000
NE-HVAC-airAC-SpltPkg-240to759kBtuh-12p5eer | DEER2017 | D17 v2 |  | Any | ECC | 1985 | CZ09 | cWtd | Cap-Tons | 1420 | 288000 | None | 195 | 0.208 | 0 | 195 | 0.208 | 0 | 195 | 0.208 | 0 | 195 | 0.208 | 0 | DEER:HVAC_Split-Package_AC | Annual | 1719 | 195.2 | 0.2078 | 0 | 195.2 | 0.2078 | 0 | NE-HVAC-airAC-SpltPkg-240to759kBtuh-12p5eer_MZDEER2017AnyECC1985CZ09cPVVG | 34674 | NE-HVAC-airAC-SpltPkg-240to759kBtuh-12p5eer_SZDEER2017AnyECC1985CZ09cDXGF | 34673 |  | 210 | 0.2 | 0 | 136 | 0.239 | 0 | 210 | 0.2 | 0 | 136 | 0.239 | 0 | 1450 | 285000 | 1300 | 300000
NE-HVAC-airAC-SpltPkg-240to759kBtuh-12p5eer | DEER2017 | D17 v2 |  | Any | ECC | 1985 | CZ10 | cWtd | Cap-Tons | 1308 | 288000 | None | 219 | 0.234 | 0 | 219 | 0.234 | 0 | 219 | 0.234 | 0 | 219 | 0.234 | 0 | DEER:HVAC_Split-Package_AC | Annual | 1719 | 219.4 | 0.2338 | 0 | 219.4 | 0.2338 | 0 | NE-HVAC-airAC-SpltPkg-240to759kBtuh-12p5eer_MZDEER2017AnyECC1985CZ10cPVVG | 34676 | NE-HVAC-airAC-SpltPkg-240to759kBtuh-12p5eer_SZDEER2017AnyECC1985CZ10cDXGF | 34675 |  | 232 | 0.225 | 0 | 169 | 0.269 | 0 | 232 | 0.225 | 0 | 169 | 0.269 | 0 | 1340 | 285000 | 1180 | 300000
NE-HVAC-airAC-SpltPkg-240to759kBtuh-12p5eer | DEER2017 | D17 v2 |  | Any | ECC | 1985 | CZ11 | cWtd | Cap-Tons | 1228 | 288000 | None | 227 | 0.186 | 0 | 227 | 0.186 | 0 | 227 | 0.186 | 0 | 227 | 0.186 | 0 | DEER:HVAC_Split-Package_AC | Annual | 1719 | 226.6 | 0.1862 | 0 | 226.6 | 0.1862 | 0 | NE-HVAC-airAC-SpltPkg-240to759kBtuh-12p5eer_MZDEER2017AnyECC1985CZ11cPVVG | 34678 | NE-HVAC-airAC-SpltPkg-240to759kBtuh-12p5eer_SZDEER2017AnyECC1985CZ11cDXGF | 34677 |  | 234 | 0.179 | 0 | 197 | 0.215 | 0 | 234 | 0.179 | 0 | 197 | 0.215 | 0 | 1260 | 285000 | 1100 | 300000
NE-HVAC-airAC-SpltPkg-240to759kBtuh-12p5eer | DEER2017 | D17 v2 |  | Any | ECC | 1985 | CZ12 | cWtd | Cap-Tons | 1228 | 288000 | None | 189 | 0.178 | 0 | 189 | 0.178 | 0 | 189 | 0.178 | 0 | 189 | 0.178 | 0 | DEER:HVAC_Split-Package_AC | Annual | 1719 | 189.2 | 0.1778 | 0 | 189.2 | 0.1778 | 0 | NE-HVAC-airAC-SpltPkg-240to759kBtuh-12p5eer_MZDEER2017AnyECC1985CZ12cPVVG | 34680 | NE-HVAC-airAC-SpltPkg-240to759kBtuh-12p5eer_SZDEER2017AnyECC1985CZ12cDXGF | 34679 |  | 199 | 0.172 | 0 | 150 | 0.201 | 0 | 199 | 0.172 | 0 | 150 | 0.201 | 0 | 1260 | 285000 | 1100 | 300000
NE-HVAC-airAC-SpltPkg-240to759kBtuh-12p5eer | DEER2017 | D17 v2 |  | Any | ECC | 1985 | CZ13 | cWtd | Cap-Tons | 1286 | 288000 | None | 231 | 0.18 | 0 | 231 | 0.18 | 0 | 231 | 0.18 | 0 | 231 | 0.18 | 0 | DEER:HVAC_Split-Package_AC | Annual | 1719 | 231 | 0.1802 | 0 | 231 | 0.1802 | 0 | NE-HVAC-airAC-SpltPkg-240to759kBtuh-12p5eer_MZDEER2017AnyECC1985CZ13cPVVG | 34682 | NE-HVAC-airAC-SpltPkg-240to759kBtuh-12p5eer_SZDEER2017AnyECC1985CZ13cDXGF | 34681 |  | 239 | 0.173 | 0 | 199 | 0.209 | 0 | 239 | 0.173 | 0 | 199 | 0.209 | 0 | 1320 | 285000 | 1150 | 300000
NE-HVAC-airAC-SpltPkg-240to759kBtuh-12p5eer | DEER2017 | D17 v2 |  | Any | ECC | 1985 | CZ14 | cWtd | Cap-Tons | 1186 | 288000 | None | 233 | 0.225 | 0 | 233 | 0.225 | 0 | 233 | 0.225 | 0 | 233 | 0.225 | 0 | DEER:HVAC_Split-Package_AC | Annual | 1719 | 233 | 0.2246 | 0 | 233 | 0.2246 | 0 | NE-HVAC-airAC-SpltPkg-240to759kBtuh-12p5eer_MZDEER2017AnyECC1985CZ14cPVVG | 34684 | NE-HVAC-airAC-SpltPkg-240to759kBtuh-12p5eer_SZDEER2017AnyECC1985CZ14cDXGF | 34683 |  | 239 | 0.216 | 0 | 209 | 0.259 | 0 | 239 | 0.216 | 0 | 209 | 0.259 | 0 | 1220 | 285000 | 1050 | 300000
NE-HVAC-airAC-SpltPkg-240to759kBtuh-12p5eer | DEER2017 | D17 v2 |  | Any | ECC | 1985 | CZ15 | cWtd | Cap-Tons | 1448 | 288000 | None | 366 | 0.226 | 0 | 366 | 0.226 | 0 | 366 | 0.226 | 0 | 366 | 0.226 | 0 | DEER:HVAC_Split-Package_AC | Annual | 1719 | 366 | 0.2262 | 0 | 366 | 0.2262 | 0 | NE-HVAC-airAC-SpltPkg-240to759kBtuh-12p5eer_MZDEER2017AnyECC1985CZ15cPVVG | 34686 | NE-HVAC-airAC-SpltPkg-240to759kBtuh-12p5eer_SZDEER2017AnyECC1985CZ15cDXGF | 34685 |  | 370 | 0.216 | 0 | 350 | 0.267 | 0 | 370 | 0.216 | 0 | 350 | 0.267 | 0 | 1480 | 285000 | 1320 | 300000
NE-HVAC-airAC-SpltPkg-240to759kBtuh-12p5eer | DEER2017 | D17 v2 |  | Any | ECC | 1985 | CZ16 | cWtd | Cap-Tons | 817.4 | 288000 | None | 118 | 0.132 | 0 | 118 | 0.132 | 0 | 118 | 0.132 | 0 | 118 | 0.132 | 0 | DEER:HVAC_Split-Package_AC | Annual | 1719 | 118.4 | 0.1322 | 0 | 118.4 | 0.1322 | 0 | NE-HVAC-airAC-SpltPkg-240to759kBtuh-12p5eer_MZDEER2017AnyECC1985CZ16cPVVG | 34688 | NE-HVAC-airAC-SpltPkg-240to759kBtuh-12p5eer_SZDEER2017AnyECC1985CZ16cDXGF | 34687 |  | 122 | 0.127 | 0 | 104 | 0.153 | 0 | 122 | 0.127 | 0 | 104 | 0.153 | 0 | 845 | 285000 | 707 | 300000
NE-HVAC-airAC-SpltPkg-240to759kBtuh-12p5eer | DEER2017 | D17 v2 |  | Any | ECC | 1996 | CZ01 | cWtd | Cap-Tons | 642.4 | 288000 | None | 43.2 | 0.0809 | 0 | 43.2 | 0.0809 | 0 | 43.2 | 0.0809 | 0 | 43.2 | 0.0809 | 0 | DEER:HVAC_Split-Package_AC | Annual | 1719 | 43.16 | 0.08086 | 0 | 43.16 | 0.08086 | 0 | NE-HVAC-airAC-SpltPkg-240to759kBtuh-12p5eer_MZDEER2017AnyECC1996CZ01cPVVG | 56018 | NE-HVAC-airAC-SpltPkg-240to759kBtuh-12p5eer_SZDEER2017AnyECC1996CZ01cDXGF | 56017 |  | 50.1 | 0.0809 | 0 | 15.4 | 0.0807 | 0 | 50.1 | 0.0809 | 0 | 15.4 | 0.0807 | 0 | 665 | 285000 | 552 | 300000
NE-HVAC-airAC-SpltPkg-240to759kBtuh-12p5eer | DEER2017 | D17 v2 |  | Any | ECC | 1996 | CZ02 | cWtd | Cap-Tons | 1029.6 | 288000 | None | 145 | 0.173 | 0 | 145 | 0.173 | 0 | 145 | 0.173 | 0 | 145 | 0.173 | 0 | DEER:HVAC_Split-Package_AC | Annual | 1719 | 145.14 | 0.1726 | 0 | 145.14 | 0.1726 | 0 | NE-HVAC-airAC-SpltPkg-240to759kBtuh-12p5eer_MZDEER2017AnyECC1996CZ02cPVVG | 56020 | NE-HVAC-airAC-SpltPkg-240to759kBtuh-12p5eer_SZDEER2017AnyECC1996CZ02cDXGF | 56019 |  | 157 | 0.167 | 0 | 97.7 | 0.195 | 0 | 157 | 0.167 | 0 | 97.7 | 0.195 | 0 | 1050 | 285000 | 948 | 300000
NE-HVAC-airAC-SpltPkg-240to759kBtuh-12p5eer | DEER2017 | D17 v2 |  | Any | ECC | 1996 | CZ03 | cWtd | Cap-Tons | 798.6 | 288000 | None | 114 | 0.115 | 0 | 114 | 0.115 | 0 | 114 | 0.115 | 0 | 114 | 0.115 | 0 | DEER:HVAC_Split-Package_AC | Annual | 1719 | 113.8 | 0.1152 | 0 | 113.8 | 0.1152 | 0 | NE-HVAC-airAC-SpltPkg-240to759kBtuh-12p5eer_MZDEER2017AnyECC1996CZ03cPVVG | 56022 | NE-HVAC-airAC-SpltPkg-240to759kBtuh-12p5eer_SZDEER2017AnyECC1996CZ03cDXGF | 56021 |  | 126 | 0.115 | 0 | 65 | 0.116 | 0 | 126 | 0.115 | 0 | 65 | 0.116 | 0 | 822 | 285000 | 705 | 300000
NE-HVAC-airAC-SpltPkg-240to759kBtuh-12p5eer | DEER2017 | D17 v2 |  | Any | ECC | 1996 | CZ04 | cWtd | Cap-Tons | 977.6 | 288000 | None | 168 | 0.196 | 0 | 168 | 0.196 | 0 | 168 | 0.196 | 0 | 168 | 0.196 | 0 | DEER:HVAC_Split-Package_AC | Annual | 1719 | 168 | 0.1962 | 0 | 168 | 0.1962 | 0 | NE-HVAC-airAC-SpltPkg-240to759kBtuh-12p5eer_MZDEER2017AnyECC1996CZ04cPVVG | 56024 | NE-HVAC-airAC-SpltPkg-240to759kBtuh-12p5eer_SZDEER2017AnyECC1996CZ04cDXGF | 56023 |  | 181 | 0.189 | 0 | 116 | 0.225 | 0 | 181 | 0.189 | 0 | 116 | 0.225 | 0 | 998 | 285000 | 896 | 300000
NE-HVAC-airAC-SpltPkg-240to759kBtuh-12p5eer | DEER2017 | D17 v2 |  | Any | ECC | 1996 | CZ05 | cWtd | Cap-Tons | 740.4 | 288000 | None | 121 | 0.122 | 0 | 121 | 0.122 | 0 | 121 | 0.122 | 0 | 121 | 0.122 | 0 | DEER:HVAC_Split-Package_AC | Annual | 1719 | 120.8 | 0.1218 | 0 | 120.8 | 0.1218 | 0 | NE-HVAC-airAC-SpltPkg-240to759kBtuh-12p5eer_MZDEER2017AnyECC1996CZ05cPVVG | 56026 | NE-HVAC-airAC-SpltPkg-240to759kBtuh-12p5eer_SZDEER2017AnyECC1996CZ05cDXGF | 56025 |  | 133 | 0.12 | 0 | 72 | 0.129 | 0 | 133 | 0.12 | 0 | 72 | 0.129 | 0 | 764 | 285000 | 646 | 300000
NE-HVAC-airAC-SpltPkg-240to759kBtuh-12p5eer | DEER2017 | D17 v2 |  | Any | ECC | 1996 | CZ06 | cWtd | Cap-Tons | 901.4 | 288000 | None | 198 | 0.17 | 0 | 198 | 0.17 | 0 | 198 | 0.17 | 0 | 198 | 0.17 | 0 | DEER:HVAC_Split-Package_AC | Annual | 1719 | 198.2 | 0.1696 | 0 | 198.2 | 0.1696 | 0 | NE-HVAC-airAC-SpltPkg-240to759kBtuh-12p5eer_MZDEER2017AnyECC1996CZ06cPVVG | 56028 | NE-HVAC-airAC-SpltPkg-240to759kBtuh-12p5eer_SZDEER2017AnyECC1996CZ06cDXGF | 56027 |  | 214 | 0.164 | 0 | 135 | 0.192 | 0 | 214 | 0.164 | 0 | 135 | 0.192 | 0 | 917 | 285000 | 839 | 300000
NE-HVAC-airAC-SpltPkg-240to759kBtuh-12p5eer | DEER2017 | D17 v2 |  | Any | ECC | 1996 | CZ07 | cWtd | Cap-Tons | 720.8 | 288000 | None | 219 | 0.183 | 0 | 219 | 0.183 | 0 | 219 | 0.183 | 0 | 219 | 0.183 | 0 | DEER:HVAC_Split-Package_AC | Annual | 1719 | 219.2 | 0.1834 | 0 | 219.2 | 0.1834 | 0 | NE-HVAC-airAC-SpltPkg-240to759kBtuh-12p5eer_MZDEER2017AnyECC1996CZ07cPVVG | 56030 | NE-HVAC-airAC-SpltPkg-240to759kBtuh-12p5eer_SZDEER2017AnyECC1996CZ07cDXGF | 56029 |  | 229 | 0.175 | 0 | 180 | 0.217 | 0 | 229 | 0.175 | 0 | 180 | 0.217 | 0 | 738 | 285000 | 652 | 300000
NE-HVAC-airAC-SpltPkg-240to759kBtuh-12p5eer | DEER2017 | D17 v2 |  | Any | ECC | 1996 | CZ08 | cWtd | Cap-Tons | 979.2 | 288000 | None | 217 | 0.189 | 0 | 217 | 0.189 | 0 | 217 | 0.189 | 0 | 217 | 0.189 | 0 | DEER:HVAC_Split-Package_AC | Annual | 1719 | 217.4 | 0.1894 | 0 | 217.4 | 0.1894 | 0 | NE-HVAC-airAC-SpltPkg-240to759kBtuh-12p5eer_MZDEER2017AnyECC1996CZ08cPVVG | 56032 | NE-HVAC-airAC-SpltPkg-240to759kBtuh-12p5eer_SZDEER2017AnyECC1996CZ08cDXGF | 56031 |  | 231 | 0.183 | 0 | 163 | 0.215 | 0 | 231 | 0.183 | 0 | 163 | 0.215 | 0 | 1000 | 285000 | 896 | 300000
NE-HVAC-airAC-SpltPkg-240to759kBtuh-12p5eer | DEER2017 | D17 v2 |  | Any | ECC | 1996 | CZ09 | cWtd | Cap-Tons | 1256 | 288000 | None | 199 | 0.217 | 0 | 199 | 0.217 | 0 | 199 | 0.217 | 0 | 199 | 0.217 | 0 | DEER:HVAC_Split-Package_AC | Annual | 1719 | 199 | 0.2166 | 0 | 199 | 0.2166 | 0 | NE-HVAC-airAC-SpltPkg-240to759kBtuh-12p5eer_MZDEER2017AnyECC1996CZ09cPVVG | 56034 | NE-HVAC-airAC-SpltPkg-240to759kBtuh-12p5eer_SZDEER2017AnyECC1996CZ09cDXGF | 56033 |  | 215 | 0.21 | 0 | 135 | 0.243 | 0 | 215 | 0.21 | 0 | 135 | 0.243 | 0 | 1270 | 285000 | 1200 | 300000
NE-HVAC-airAC-SpltPkg-240to759kBtuh-12p5eer | DEER2017 | D17 v2 |  | Any | ECC | 1996 | CZ10 | cWtd | Cap-Tons | 1152 | 288000 | None | 221 | 0.242 | 0 | 221 | 0.242 | 0 | 221 | 0.242 | 0 | 221 | 0.242 | 0 | DEER:HVAC_Split-Package_AC | Annual | 1719 | 221 | 0.2424 | 0 | 221 | 0.2424 | 0 | NE-HVAC-airAC-SpltPkg-240to759kBtuh-12p5eer_MZDEER2017AnyECC1996CZ10cPVVG | 56036 | NE-HVAC-airAC-SpltPkg-240to759kBtuh-12p5eer_SZDEER2017AnyECC1996CZ10cDXGF | 56035 |  | 234 | 0.235 | 0 | 169 | 0.272 | 0 | 234 | 0.235 | 0 | 169 | 0.272 | 0 | 1170 | 285000 | 1080 | 300000
NE-HVAC-airAC-SpltPkg-240to759kBtuh-12p5eer | DEER2017 | D17 v2 |  | Any | ECC | 1996 | CZ11 | cWtd | Cap-Tons | 1041.6 | 288000 | None | 224 | 0.194 | 0 | 224 | 0.194 | 0 | 224 | 0.194 | 0 | 224 | 0.194 | 0 | DEER:HVAC_Split-Package_AC | Annual | 1719 | 224.2 | 0.1944 | 0 | 224.2 | 0.1944 | 0 | NE-HVAC-airAC-SpltPkg-240to759kBtuh-12p5eer_MZDEER2017AnyECC1996CZ11cPVVG | 56038 | NE-HVAC-airAC-SpltPkg-240to759kBtuh-12p5eer_SZDEER2017AnyECC1996CZ11cDXGF | 56037 |  | 231 | 0.188 | 0 | 197 | 0.22 | 0 | 231 | 0.188 | 0 | 197 | 0.22 | 0 | 1060 | 285000 | 968 | 300000
NE-HVAC-airAC-SpltPkg-240to759kBtuh-12p5eer | DEER2017 | D17 v2 |  | Any | ECC | 1996 | CZ12 | cWtd | Cap-Tons | 1051.8 | 288000 | None | 186 | 0.183 | 0 | 186 | 0.183 | 0 | 186 | 0.183 | 0 | 186 | 0.183 | 0 | DEER:HVAC_Split-Package_AC | Annual | 1719 | 185.8 | 0.1826 | 0 | 185.8 | 0.1826 | 0 | NE-HVAC-airAC-SpltPkg-240to759kBtuh-12p5eer_MZDEER2017AnyECC1996CZ12cPVVG | 56040 | NE-HVAC-airAC-SpltPkg-240to759kBtuh-12p5eer_SZDEER2017AnyECC1996CZ12cDXGF | 56039 |  | 196 | 0.177 | 0 | 145 | 0.205 | 0 | 196 | 0.177 | 0 | 145 | 0.205 | 0 | 1070 | 285000 | 979 | 300000
NE-HVAC-airAC-SpltPkg-240to759kBtuh-12p5eer | DEER2017 | D17 v2 |  | Any | ECC | 1996 | CZ13 | cWtd | Cap-Tons | 1102 | 288000 | None | 227 | 0.188 | 0 | 227 | 0.188 | 0 | 227 | 0.188 | 0 | 227 | 0.188 | 0 | DEER:HVAC_Split-Package_AC | Annual | 1719 | 227 | 0.1876 | 0 | 227 | 0.1876 | 0 | NE-HVAC-airAC-SpltPkg-240to759kBtuh-12p5eer_MZDEER2017AnyECC1996CZ13cPVVG | 56042 | NE-HVAC-airAC-SpltPkg-240to759kBtuh-12p5eer_SZDEER2017AnyECC1996CZ13cDXGF | 56041 |  | 234 | 0.181 | 0 | 199 | 0.214 | 0 | 234 | 0.181 | 0 | 199 | 0.214 | 0 | 1120 | 285000 | 1030 | 300000
NE-HVAC-airAC-SpltPkg-240to759kBtuh-12p5eer | DEER2017 | D17 v2 |  | Any | ECC | 1996 | CZ14 | cWtd | Cap-Tons | 1010.2 | 288000 | None | 233 | 0.235 | 0 | 233 | 0.235 | 0 | 233 | 0.235 | 0 | 233 | 0.235 | 0 | DEER:HVAC_Split-Package_AC | Annual | 1719 | 233.2 | 0.235 | 0 | 233.2 | 0.235 | 0 | NE-HVAC-airAC-SpltPkg-240to759kBtuh-12p5eer_MZDEER2017AnyECC1996CZ14cPVVG | 56044 | NE-HVAC-airAC-SpltPkg-240to759kBtuh-12p5eer_SZDEER2017AnyECC1996CZ14cDXGF | 56043 |  | 239 | 0.228 | 0 | 210 | 0.263 | 0 | 239 | 0.228 | 0 | 210 | 0.263 | 0 | 1030 | 285000 | 931 | 300000
NE-HVAC-airAC-SpltPkg-240to759kBtuh-12p5eer | DEER2017 | D17 v2 |  | Any | ECC | 1996 | CZ15 | cWtd | Cap-Tons | 1244 | 288000 | None | 370 | 0.238 | 0 | 370 | 0.238 | 0 | 370 | 0.238 | 0 | 370 | 0.238 | 0 | DEER:HVAC_Split-Package_AC | Annual | 1719 | 369.8 | 0.2376 | 0 | 369.8 | 0.2376 | 0 | NE-HVAC-airAC-SpltPkg-240to759kBtuh-12p5eer_MZDEER2017AnyECC1996CZ15cPVVG | 56046 | NE-HVAC-airAC-SpltPkg-240to759kBtuh-12p5eer_SZDEER2017AnyECC1996CZ15cDXGF | 56045 |  | 373 | 0.229 | 0 | 357 | 0.272 | 0 | 373 | 0.229 | 0 | 357 | 0.272 | 0 | 1260 | 285000 | 1180 | 300000
NE-HVAC-airAC-SpltPkg-240to759kBtuh-12p5eer | DEER2017 | D17 v2 |  | Any | ECC | 1996 | CZ16 | cWtd | Cap-Tons | 651.4 | 288000 | None | 121 | 0.141 | 0 | 121 | 0.141 | 0 | 121 | 0.141 | 0 | 121 | 0.141 | 0 | DEER:HVAC_Split-Package_AC | Annual | 1719 | 120.8 | 0.1406 | 0 | 120.8 | 0.1406 | 0 | NE-HVAC-airAC-SpltPkg-240to759kBtuh-12p5eer_MZDEER2017AnyECC1996CZ16cPVVG | 56048 | NE-HVAC-airAC-SpltPkg-240to759kBtuh-12p5eer_SZDEER2017AnyECC1996CZ16cDXGF | 56047 |  | 124 | 0.136 | 0 | 108 | 0.159 | 0 | 124 | 0.136 | 0 | 108 | 0.159 | 0 | 668 | 285000 | 585 | 300000
NE-HVAC-airAC-SpltPkg-240to759kBtuh-12p5eer | DEER2017 | D17 v2 |  | Any | ECC | 2003 | CZ01 | cWtd | Cap-Tons | 586.6 | 288000 | None | 59.9 | 0.0827 | 0 | 59.9 | 0.0827 | 0 | 59.9 | 0.0827 | 0 | 59.9 | 0.0827 | 0 | DEER:HVAC_Split-Package_AC | Annual | 1719 | 59.94 | 0.08272 | 0 | 59.94 | 0.08272 | 0 | NE-HVAC-airAC-SpltPkg-240to759kBtuh-12p5eer_MZDEER2017AnyECC2003CZ01cPVVG | 77378 | NE-HVAC-airAC-SpltPkg-240to759kBtuh-12p5eer_SZDEER2017AnyECC2003CZ01cDXGF | 77377 |  | 71 | 0.0836 | 0 | 15.7 | 0.0792 | 0 | 71 | 0.0836 | 0 | 15.7 | 0.0792 | 0 | 603 | 285000 | 521 | 300000
NE-HVAC-airAC-SpltPkg-240to759kBtuh-12p5eer | DEER2017 | D17 v2 |  | Any | ECC | 2003 | CZ02 | cWtd | Cap-Tons | 756 | 288000 | None | 154 | 0.191 | 0 | 154 | 0.191 | 0 | 154 | 0.191 | 0 | 154 | 0.191 | 0 | DEER:HVAC_Split-Package_AC | Annual | 1719 | 153.8 | 0.1912 | 0 | 153.8 | 0.1912 | 0 | NE-HVAC-airAC-SpltPkg-240to759kBtuh-12p5eer_MZDEER2017AnyECC2003CZ02cPVVG | 77380 | NE-HVAC-airAC-SpltPkg-240to759kBtuh-12p5eer_SZDEER2017AnyECC2003CZ02cDXGF | 77379 |  | 162 | 0.183 | 0 | 121 | 0.224 | 0 | 162 | 0.183 | 0 | 121 | 0.224 | 0 | 766 | 285000 | 716 | 300000
NE-HVAC-airAC-SpltPkg-240to759kBtuh-12p5eer | DEER2017 | D17 v2 |  | Any | ECC | 2003 | CZ03 | cWtd | Cap-Tons | 709.6 | 288000 | None | 121 | 0.105 | 0 | 121 | 0.105 | 0 | 121 | 0.105 | 0 | 121 | 0.105 | 0 | DEER:HVAC_Split-Package_AC | Annual | 1719 | 120.7 | 0.1046 | 0 | 120.7 | 0.1046 | 0 | NE-HVAC-airAC-SpltPkg-240to759kBtuh-12p5eer_MZDEER2017AnyECC2003CZ03cPVVG | 77382 | NE-HVAC-airAC-SpltPkg-240to759kBtuh-12p5eer_SZDEER2017AnyECC2003CZ03cDXGF | 77381 |  | 135 | 0.103 | 0 | 63.5 | 0.111 | 0 | 135 | 0.103 | 0 | 63.5 | 0.111 | 0 | 726 | 285000 | 644 | 300000
NE-HVAC-airAC-SpltPkg-240to759kBtuh-12p5eer | DEER2017 | D17 v2 |  | Any | ECC | 2003 | CZ04 | cWtd | Cap-Tons | 876 | 288000 | None | 157 | 0.191 | 0 | 157 | 0.191 | 0 | 157 | 0.191 | 0 | 157 | 0.191 | 0 | DEER:HVAC_Split-Package_AC | Annual | 1719 | 157 | 0.1906 | 0 | 157 | 0.1906 | 0 | NE-HVAC-airAC-SpltPkg-240to759kBtuh-12p5eer_MZDEER2017AnyECC2003CZ04cPVVG | 77384 | NE-HVAC-airAC-SpltPkg-240to759kBtuh-12p5eer_SZDEER2017AnyECC2003CZ04cDXGF | 77383 |  | 168 | 0.182 | 0 | 113 | 0.225 | 0 | 168 | 0.182 | 0 | 113 | 0.225 | 0 | 889 | 285000 | 824 | 300000
NE-HVAC-airAC-SpltPkg-240to759kBtuh-12p5eer | DEER2017 | D17 v2 |  | Any | ECC | 2003 | CZ05 | cWtd | Cap-Tons | 645.8 | 288000 | None | 127 | 0.113 | 0 | 127 | 0.113 | 0 | 127 | 0.113 | 0 | 127 | 0.113 | 0 | DEER:HVAC_Split-Package_AC | Annual | 1719 | 126.9 | 0.113 | 0 | 126.9 | 0.113 | 0 | NE-HVAC-airAC-SpltPkg-240to759kBtuh-12p5eer_MZDEER2017AnyECC2003CZ05cPVVG | 77386 | NE-HVAC-airAC-SpltPkg-240to759kBtuh-12p5eer_SZDEER2017AnyECC2003CZ05cDXGF | 77385 |  | 141 | 0.11 | 0 | 70.5 | 0.125 | 0 | 141 | 0.11 | 0 | 70.5 | 0.125 | 0 | 662 | 285000 | 581 | 300000
NE-HVAC-airAC-SpltPkg-240to759kBtuh-12p5eer | DEER2017 | D17 v2 |  | Any | ECC | 2003 | CZ06 | cWtd | Cap-Tons | 911 | 288000 | None | 174 | 0.146 | 0 | 174 | 0.146 | 0 | 174 | 0.146 | 0 | 174 | 0.146 | 0 | DEER:HVAC_Split-Package_AC | Annual | 1719 | 174.2 | 0.146 | 0 | 174.2 | 0.146 | 0 | NE-HVAC-airAC-SpltPkg-240to759kBtuh-12p5eer_MZDEER2017AnyECC2003CZ06cPVVG | 77388 | NE-HVAC-airAC-SpltPkg-240to759kBtuh-12p5eer_SZDEER2017AnyECC2003CZ06cDXGF | 77387 |  | 189 | 0.14 | 0 | 115 | 0.17 | 0 | 189 | 0.14 | 0 | 115 | 0.17 | 0 | 925 | 285000 | 855 | 300000
NE-HVAC-airAC-SpltPkg-240to759kBtuh-12p5eer | DEER2017 | D17 v2 |  | Any | ECC | 2003 | CZ07 | cWtd | Cap-Tons | 774 | 288000 | None | 192 | 0.155 | 0 | 192 | 0.155 | 0 | 192 | 0.155 | 0 | 192 | 0.155 | 0 | DEER:HVAC_Split-Package_AC | Annual | 1719 | 191.8 | 0.1548 | 0 | 191.8 | 0.1548 | 0 | NE-HVAC-airAC-SpltPkg-240to759kBtuh-12p5eer_MZDEER2017AnyECC2003CZ07cPVVG | 77390 | NE-HVAC-airAC-SpltPkg-240to759kBtuh-12p5eer_SZDEER2017AnyECC2003CZ07cDXGF | 77389 |  | 208 | 0.146 | 0 | 127 | 0.19 | 0 | 208 | 0.146 | 0 | 127 | 0.19 | 0 | 791 | 285000 | 706 | 300000
NE-HVAC-airAC-SpltPkg-240to759kBtuh-12p5eer | DEER2017 | D17 v2 |  | Any | ECC | 2003 | CZ08 | cWtd | Cap-Tons | 855.4 | 288000 | None | 211 | 0.187 | 0 | 211 | 0.187 | 0 | 211 | 0.187 | 0 | 211 | 0.187 | 0 | DEER:HVAC_Split-Package_AC | Annual | 1719 | 210.8 | 0.1872 | 0 | 210.8 | 0.1872 | 0 | NE-HVAC-airAC-SpltPkg-240to759kBtuh-12p5eer_MZDEER2017AnyECC2003CZ08cPVVG | 77392 | NE-HVAC-airAC-SpltPkg-240to759kBtuh-12p5eer_SZDEER2017AnyECC2003CZ08cDXGF | 77391 |  | 221 | 0.179 | 0 | 170 | 0.22 | 0 | 221 | 0.179 | 0 | 170 | 0.22 | 0 | 871 | 285000 | 793 | 300000
NE-HVAC-airAC-SpltPkg-240to759kBtuh-12p5eer | DEER2017 | D17 v2 |  | Any | ECC | 2003 | CZ09 | cWtd | Cap-Tons | 1048 | 288000 | None | 194 | 0.226 | 0 | 194 | 0.226 | 0 | 194 | 0.226 | 0 | 194 | 0.226 | 0 | DEER:HVAC_Split-Package_AC | Annual | 1719 | 194.2 | 0.2256 | 0 | 194.2 | 0.2256 | 0 | NE-HVAC-airAC-SpltPkg-240to759kBtuh-12p5eer_MZDEER2017AnyECC2003CZ09cPVVG | 77394 | NE-HVAC-airAC-SpltPkg-240to759kBtuh-12p5eer_SZDEER2017AnyECC2003CZ09cDXGF | 77393 |  | 206 | 0.218 | 0 | 147 | 0.256 | 0 | 206 | 0.218 | 0 | 147 | 0.256 | 0 | 1060 | 285000 | 1000 | 300000
NE-HVAC-airAC-SpltPkg-240to759kBtuh-12p5eer | DEER2017 | D17 v2 |  | Any | ECC | 2003 | CZ10 | cWtd | Cap-Tons | 1012.2 | 288000 | None | 207 | 0.238 | 0 | 207 | 0.238 | 0 | 207 | 0.238 | 0 | 207 | 0.238 | 0 | DEER:HVAC_Split-Package_AC | Annual | 1719 | 207.4 | 0.2376 | 0 | 207.4 | 0.2376 | 0 | NE-HVAC-airAC-SpltPkg-240to759kBtuh-12p5eer_MZDEER2017AnyECC2003CZ10cPVVG | 77396 | NE-HVAC-airAC-SpltPkg-240to759kBtuh-12p5eer_SZDEER2017AnyECC2003CZ10cDXGF | 77395 |  | 217 | 0.229 | 0 | 169 | 0.272 | 0 | 217 | 0.229 | 0 | 169 | 0.272 | 0 | 1020 | 285000 | 981 | 300000
NE-HVAC-airAC-SpltPkg-240to759kBtuh-12p5eer | DEER2017 | D17 v2 |  | Any | ECC | 2003 | CZ11 | cWtd | Cap-Tons | 783.8 | 288000 | None | 249 | 0.221 | 0 | 249 | 0.221 | 0 | 249 | 0.221 | 0 | 249 | 0.221 | 0 | DEER:HVAC_Split-Package_AC | Annual | 1719 | 248.8 | 0.2212 | 0 | 248.8 | 0.2212 | 0 | NE-HVAC-airAC-SpltPkg-240to759kBtuh-12p5eer_MZDEER2017AnyECC2003CZ11cPVVG | 77398 | NE-HVAC-airAC-SpltPkg-240to759kBtuh-12p5eer_SZDEER2017AnyECC2003CZ11cDXGF | 77397 |  | 250 | 0.212 | 0 | 244 | 0.258 | 0 | 250 | 0.212 | 0 | 244 | 0.258 | 0 | 793 | 285000 | 747 | 300000
NE-HVAC-airAC-SpltPkg-240to759kBtuh-12p5eer | DEER2017 | D17 v2 |  | Any | ECC | 2003 | CZ12 | cWtd | Cap-Tons | 955.8 | 288000 | None | 171 | 0.176 | 0 | 171 | 0.176 | 0 | 171 | 0.176 | 0 | 171 | 0.176 | 0 | DEER:HVAC_Split-Package_AC | Annual | 1719 | 171.2 | 0.1762 | 0 | 171.2 | 0.1762 | 0 | NE-HVAC-airAC-SpltPkg-240to759kBtuh-12p5eer_MZDEER2017AnyECC2003CZ12cPVVG | 77400 | NE-HVAC-airAC-SpltPkg-240to759kBtuh-12p5eer_SZDEER2017AnyECC2003CZ12cDXGF | 77399 |  | 177 | 0.169 | 0 | 148 | 0.205 | 0 | 177 | 0.169 | 0 | 148 | 0.205 | 0 | 967 | 285000 | 911 | 300000
NE-HVAC-airAC-SpltPkg-240to759kBtuh-12p5eer | DEER2017 | D17 v2 |  | Any | ECC | 2003 | CZ13 | cWtd | Cap-Tons | 1019 | 288000 | None | 209 | 0.179 | 0 | 209 | 0.179 | 0 | 209 | 0.179 | 0 | 209 | 0.179 | 0 | DEER:HVAC_Split-Package_AC | Annual | 1719 | 208.8 | 0.1788 | 0 | 208.8 | 0.1788 | 0 | NE-HVAC-airAC-SpltPkg-240to759kBtuh-12p5eer_MZDEER2017AnyECC2003CZ13cPVVG | 77402 | NE-HVAC-airAC-SpltPkg-240to759kBtuh-12p5eer_SZDEER2017AnyECC2003CZ13cDXGF | 77401 |  | 212 | 0.171 | 0 | 196 | 0.21 | 0 | 212 | 0.171 | 0 | 196 | 0.21 | 0 | 1030 | 285000 | 975 | 300000
NE-HVAC-airAC-SpltPkg-240to759kBtuh-12p5eer | DEER2017 | D17 v2 |  | Any | ECC | 2003 | CZ14 | cWtd | Cap-Tons | 782.6 | 288000 | None | 255 | 0.254 | 0 | 255 | 0.254 | 0 | 255 | 0.254 | 0 | 255 | 0.254 | 0 | DEER:HVAC_Split-Package_AC | Annual | 1719 | 255.4 | 0.2538 | 0 | 255.4 | 0.2538 | 0 | NE-HVAC-airAC-SpltPkg-240to759kBtuh-12p5eer_MZDEER2017AnyECC2003CZ14cPVVG | 77404 | NE-HVAC-airAC-SpltPkg-240to759kBtuh-12p5eer_SZDEER2017AnyECC2003CZ14cDXGF | 77403 |  | 258 | 0.248 | 0 | 245 | 0.277 | 0 | 258 | 0.248 | 0 | 245 | 0.277 | 0 | 792 | 285000 | 745 | 300000
NE-HVAC-airAC-SpltPkg-240to759kBtuh-12p5eer | DEER2017 | D17 v2 |  | Any | ECC | 2003 | CZ15 | cWtd | Cap-Tons | 1142 | 288000 | None | 356 | 0.232 | 0 | 356 | 0.232 | 0 | 356 | 0.232 | 0 | 356 | 0.232 | 0 | DEER:HVAC_Split-Package_AC | Annual | 1719 | 355.6 | 0.2322 | 0 | 355.6 | 0.2322 | 0 | NE-HVAC-airAC-SpltPkg-240to759kBtuh-12p5eer_MZDEER2017AnyECC2003CZ15cPVVG | 77406 | NE-HVAC-airAC-SpltPkg-240to759kBtuh-12p5eer_SZDEER2017AnyECC2003CZ15cDXGF | 77405 |  | 355 | 0.222 | 0 | 358 | 0.273 | 0 | 355 | 0.222 | 0 | 358 | 0.273 | 0 | 1150 | 285000 | 1110 | 300000
NE-HVAC-airAC-SpltPkg-240to759kBtuh-12p5eer | DEER2017 | D17 v2 |  | Any | ECC | 2003 | CZ16 | cWtd | Cap-Tons | 594.2 | 288000 | None | 123 | 0.132 | 0 | 123 | 0.132 | 0 | 123 | 0.132 | 0 | 123 | 0.132 | 0 | DEER:HVAC_Split-Package_AC | Annual | 1719 | 122.6 | 0.1324 | 0 | 122.6 | 0.1324 | 0 | NE-HVAC-airAC-SpltPkg-240to759kBtuh-12p5eer_MZDEER2017AnyECC2003CZ16cPVVG | 77408 | NE-HVAC-airAC-SpltPkg-240to759kBtuh-12p5eer_SZDEER2017AnyECC2003CZ16cDXGF | 77407 |  | 126 | 0.126 | 0 | 109 | 0.158 | 0 | 126 | 0.126 | 0 | 109 | 0.158 | 0 | 605 | 285000 | 551 | 300000
NE-HVAC-airAC-SpltPkg-240to759kBtuh-12p5eer | DEER2017 | D17 v2 |  | Any | ECC | 2007 | CZ01 | cWtd | Cap-Tons | 581.2 | 288000 | None | 59.7 | 0.0822 | 0 | 59.7 | 0.0822 | 0 | 59.7 | 0.0822 | 0 | 59.7 | 0.0822 | 0 | DEER:HVAC_Split-Package_AC | Annual | 1719 | 59.66 | 0.08216 | 0 | 59.66 | 0.08216 | 0 | NE-HVAC-airAC-SpltPkg-240to759kBtuh-12p5eer_MZDEER2017AnyECC2007CZ01cPVVG | 98738 | NE-HVAC-airAC-SpltPkg-240to759kBtuh-12p5eer_SZDEER2017AnyECC2007CZ01cDXGF | 98737 |  | 70.8 | 0.0833 | 0 | 15.1 | 0.0776 | 0 | 70.8 | 0.0833 | 0 | 15.1 | 0.0776 | 0 | 598 | 285000 | 514 | 300000
NE-HVAC-airAC-SpltPkg-240to759kBtuh-12p5eer | DEER2017 | D17 v2 |  | Any | ECC | 2007 | CZ02 | cWtd | Cap-Tons | 749 | 288000 | None | 153 | 0.19 | 0 | 153 | 0.19 | 0 | 153 | 0.19 | 0 | 153 | 0.19 | 0 | DEER:HVAC_Split-Package_AC | Annual | 1719 | 152.8 | 0.1904 | 0 | 152.8 | 0.1904 | 0 | NE-HVAC-airAC-SpltPkg-240to759kBtuh-12p5eer_MZDEER2017AnyECC2007CZ02cPVVG | 98740 | NE-HVAC-airAC-SpltPkg-240to759kBtuh-12p5eer_SZDEER2017AnyECC2007CZ02cDXGF | 98739 |  | 161 | 0.182 | 0 | 120 | 0.224 | 0 | 161 | 0.182 | 0 | 120 | 0.224 | 0 | 759 | 285000 | 709 | 300000
NE-HVAC-airAC-SpltPkg-240to759kBtuh-12p5eer | DEER2017 | D17 v2 |  | Any | ECC | 2007 | CZ03 | cWtd | Cap-Tons | 703.6 | 288000 | None | 120 | 0.104 | 0 | 120 | 0.104 | 0 | 120 | 0.104 | 0 | 120 | 0.104 | 0 | DEER:HVAC_Split-Package_AC | Annual | 1719 | 120.42 | 0.1036 | 0 | 120.42 | 0.1036 | 0 | NE-HVAC-airAC-SpltPkg-240to759kBtuh-12p5eer_MZDEER2017AnyECC2007CZ03cPVVG | 98742 | NE-HVAC-airAC-SpltPkg-240to759kBtuh-12p5eer_SZDEER2017AnyECC2007CZ03cDXGF | 98741 |  | 135 | 0.102 | 0 | 62.1 | 0.11 | 0 | 135 | 0.102 | 0 | 62.1 | 0.11 | 0 | 720 | 285000 | 638 | 300000
NE-HVAC-airAC-SpltPkg-240to759kBtuh-12p5eer | DEER2017 | D17 v2 |  | Any | ECC | 2007 | CZ04 | cWtd | Cap-Tons | 869.6 | 288000 | None | 156 | 0.191 | 0 | 156 | 0.191 | 0 | 156 | 0.191 | 0 | 156 | 0.191 | 0 | DEER:HVAC_Split-Package_AC | Annual | 1719 | 156 | 0.1906 | 0 | 156 | 0.1906 | 0 | NE-HVAC-airAC-SpltPkg-240to759kBtuh-12p5eer_MZDEER2017AnyECC2007CZ04cPVVG | 98744 | NE-HVAC-airAC-SpltPkg-240to759kBtuh-12p5eer_SZDEER2017AnyECC2007CZ04cDXGF | 98743 |  | 167 | 0.182 | 0 | 112 | 0.225 | 0 | 167 | 0.182 | 0 | 112 | 0.225 | 0 | 883 | 285000 | 816 | 300000
NE-HVAC-airAC-SpltPkg-240to759kBtuh-12p5eer | DEER2017 | D17 v2 |  | Any | ECC | 2007 | CZ05 | cWtd | Cap-Tons | 640.6 | 288000 | None | 127 | 0.112 | 0 | 127 | 0.112 | 0 | 127 | 0.112 | 0 | 127 | 0.112 | 0 | DEER:HVAC_Split-Package_AC | Annual | 1719 | 126.54 | 0.112 | 0 | 126.54 | 0.112 | 0 | NE-HVAC-airAC-SpltPkg-240to759kBtuh-12p5eer_MZDEER2017AnyECC2007CZ05cPVVG | 98746 | NE-HVAC-airAC-SpltPkg-240to759kBtuh-12p5eer_SZDEER2017AnyECC2007CZ05cDXGF | 98745 |  | 141 | 0.109 | 0 | 68.7 | 0.124 | 0 | 141 | 0.109 | 0 | 68.7 | 0.124 | 0 | 657 | 285000 | 575 | 300000
NE-HVAC-airAC-SpltPkg-240to759kBtuh-12p5eer | DEER2017 | D17 v2 |  | Any | ECC | 2007 | CZ06 | cWtd | Cap-Tons | 904.6 | 288000 | None | 173 | 0.145 | 0 | 173 | 0.145 | 0 | 173 | 0.145 | 0 | 173 | 0.145 | 0 | DEER:HVAC_Split-Package_AC | Annual | 1719 | 173.2 | 0.1452 | 0 | 173.2 | 0.1452 | 0 | NE-HVAC-airAC-SpltPkg-240to759kBtuh-12p5eer_MZDEER2017AnyECC2007CZ06cPVVG | 98748 | NE-HVAC-airAC-SpltPkg-240to759kBtuh-12p5eer_SZDEER2017AnyECC2007CZ06cDXGF | 98747 |  | 188 | 0.139 | 0 | 114 | 0.17 | 0 | 188 | 0.139 | 0 | 114 | 0.17 | 0 | 919 | 285000 | 847 | 300000
NE-HVAC-airAC-SpltPkg-240to759kBtuh-12p5eer | DEER2017 | D17 v2 |  | Any | ECC | 2007 | CZ07 | cWtd | Cap-Tons | 767.8 | 288000 | None | 191 | 0.154 | 0 | 191 | 0.154 | 0 | 191 | 0.154 | 0 | 191 | 0.154 | 0 | DEER:HVAC_Split-Package_AC | Annual | 1719 | 190.6 | 0.1536 | 0 | 190.6 | 0.1536 | 0 | NE-HVAC-airAC-SpltPkg-240to759kBtuh-12p5eer_MZDEER2017AnyECC2007CZ07cPVVG | 98750 | NE-HVAC-airAC-SpltPkg-240to759kBtuh-12p5eer_SZDEER2017AnyECC2007CZ07cDXGF | 98749 |  | 207 | 0.145 | 0 | 125 | 0.188 | 0 | 207 | 0.145 | 0 | 125 | 0.188 | 0 | 785 | 285000 | 699 | 300000
NE-HVAC-airAC-SpltPkg-240to759kBtuh-12p5eer | DEER2017 | D17 v2 |  | Any | ECC | 2007 | CZ08 | cWtd | Cap-Tons | 849 | 288000 | None | 211 | 0.187 | 0 | 211 | 0.187 | 0 | 211 | 0.187 | 0 | 211 | 0.187 | 0 | DEER:HVAC_Split-Package_AC | Annual | 1719 | 210.6 | 0.1872 | 0 | 210.6 | 0.1872 | 0 | NE-HVAC-airAC-SpltPkg-240to759kBtuh-12p5eer_MZDEER2017AnyECC2007CZ08cPVVG | 98752 | NE-HVAC-airAC-SpltPkg-240to759kBtuh-12p5eer_SZDEER2017AnyECC2007CZ08cDXGF | 98751 |  | 221 | 0.179 | 0 | 169 | 0.22 | 0 | 221 | 0.179 | 0 | 169 | 0.22 | 0 | 865 | 285000 | 785 | 300000
NE-HVAC-airAC-SpltPkg-240to759kBtuh-12p5eer | DEER2017 | D17 v2 |  | Any | ECC | 2007 | CZ09 | cWtd | Cap-Tons | 1039 | 288000 | None | 193 | 0.226 | 0 | 193 | 0.226 | 0 | 193 | 0.226 | 0 | 193 | 0.226 | 0 | DEER:HVAC_Split-Package_AC | Annual | 1719 | 193.2 | 0.2258 | 0 | 193.2 | 0.2258 | 0 | NE-HVAC-airAC-SpltPkg-240to759kBtuh-12p5eer_MZDEER2017AnyECC2007CZ09cPVVG | 98754 | NE-HVAC-airAC-SpltPkg-240to759kBtuh-12p5eer_SZDEER2017AnyECC2007CZ09cDXGF | 98753 |  | 205 | 0.218 | 0 | 146 | 0.257 | 0 | 205 | 0.218 | 0 | 146 | 0.257 | 0 | 1050 | 285000 | 995 | 300000
NE-HVAC-airAC-SpltPkg-240to759kBtuh-12p5eer | DEER2017 | D17 v2 |  | Any | ECC | 2007 | CZ10 | cWtd | Cap-Tons | 1010.4 | 288000 | None | 206 | 0.238 | 0 | 206 | 0.238 | 0 | 206 | 0.238 | 0 | 206 | 0.238 | 0 | DEER:HVAC_Split-Package_AC | Annual | 1719 | 206.4 | 0.2376 | 0 | 206.4 | 0.2376 | 0 | NE-HVAC-airAC-SpltPkg-240to759kBtuh-12p5eer_MZDEER2017AnyECC2007CZ10cPVVG | 98756 | NE-HVAC-airAC-SpltPkg-240to759kBtuh-12p5eer_SZDEER2017AnyECC2007CZ10cDXGF | 98755 |  | 216 | 0.229 | 0 | 168 | 0.272 | 0 | 216 | 0.229 | 0 | 168 | 0.272 | 0 | 1020 | 285000 | 972 | 300000
NE-HVAC-airAC-SpltPkg-240to759kBtuh-12p5eer | DEER2017 | D17 v2 |  | Any | ECC | 2007 | CZ11 | cWtd | Cap-Tons | 777.4 | 288000 | None | 249 | 0.221 | 0 | 249 | 0.221 | 0 | 249 | 0.221 | 0 | 249 | 0.221 | 0 | DEER:HVAC_Split-Package_AC | Annual | 1719 | 248.8 | 0.2214 | 0 | 248.8 | 0.2214 | 0 | NE-HVAC-airAC-SpltPkg-240to759kBtuh-12p5eer_MZDEER2017AnyECC2007CZ11cPVVG | 98758 | NE-HVAC-airAC-SpltPkg-240to759kBtuh-12p5eer_SZDEER2017AnyECC2007CZ11cDXGF | 98757 |  | 250 | 0.212 | 0 | 244 | 0.259 | 0 | 250 | 0.212 | 0 | 244 | 0.259 | 0 | 787 | 285000 | 739 | 300000
NE-HVAC-airAC-SpltPkg-240to759kBtuh-12p5eer | DEER2017 | D17 v2 |  | Any | ECC | 2007 | CZ12 | cWtd | Cap-Tons | 948.4 | 288000 | None | 171 | 0.176 | 0 | 171 | 0.176 | 0 | 171 | 0.176 | 0 | 171 | 0.176 | 0 | DEER:HVAC_Split-Package_AC | Annual | 1719 | 171.2 | 0.1764 | 0 | 171.2 | 0.1764 | 0 | NE-HVAC-airAC-SpltPkg-240to759kBtuh-12p5eer_MZDEER2017AnyECC2007CZ12cPVVG | 98760 | NE-HVAC-airAC-SpltPkg-240to759kBtuh-12p5eer_SZDEER2017AnyECC2007CZ12cDXGF | 98759 |  | 177 | 0.169 | 0 | 148 | 0.206 | 0 | 177 | 0.169 | 0 | 148 | 0.206 | 0 | 960 | 285000 | 902 | 300000
NE-HVAC-airAC-SpltPkg-240to759kBtuh-12p5eer | DEER2017 | D17 v2 |  | Any | ECC | 2007 | CZ13 | cWtd | Cap-Tons | 1009.2 | 288000 | None | 209 | 0.179 | 0 | 209 | 0.179 | 0 | 209 | 0.179 | 0 | 209 | 0.179 | 0 | DEER:HVAC_Split-Package_AC | Annual | 1719 | 208.8 | 0.179 | 0 | 208.8 | 0.179 | 0 | NE-HVAC-airAC-SpltPkg-240to759kBtuh-12p5eer_MZDEER2017AnyECC2007CZ13cPVVG | 98762 | NE-HVAC-airAC-SpltPkg-240to759kBtuh-12p5eer_SZDEER2017AnyECC2007CZ13cDXGF | 98761 |  | 212 | 0.171 | 0 | 196 | 0.211 | 0 | 212 | 0.171 | 0 | 196 | 0.211 | 0 | 1020 | 285000 | 966 | 300000
NE-HVAC-airAC-SpltPkg-240to759kBtuh-12p5eer | DEER2017 | D17 v2 |  | Any | ECC | 2007 | CZ14 | cWtd | Cap-Tons | 776.2 | 288000 | None | 255 | 0.254 | 0 | 255 | 0.254 | 0 | 255 | 0.254 | 0 | 255 | 0.254 | 0 | DEER:HVAC_Split-Package_AC | Annual | 1719 | 254.6 | 0.2538 | 0 | 254.6 | 0.2538 | 0 | NE-HVAC-airAC-SpltPkg-240to759kBtuh-12p5eer_MZDEER2017AnyECC2007CZ14cPVVG | 98764 | NE-HVAC-airAC-SpltPkg-240to759kBtuh-12p5eer_SZDEER2017AnyECC2007CZ14cDXGF | 98763 |  | 257 | 0.248 | 0 | 245 | 0.277 | 0 | 257 | 0.248 | 0 | 245 | 0.277 | 0 | 786 | 285000 | 737 | 300000
NE-HVAC-airAC-SpltPkg-240to759kBtuh-12p5eer | DEER2017 | D17 v2 |  | Any | ECC | 2007 | CZ15 | cWtd | Cap-Tons | 1132 | 288000 | None | 356 | 0.232 | 0 | 356 | 0.232 | 0 | 356 | 0.232 | 0 | 356 | 0.232 | 0 | DEER:HVAC_Split-Package_AC | Annual | 1719 | 355.6 | 0.2322 | 0 | 355.6 | 0.2322 | 0 | NE-HVAC-airAC-SpltPkg-240to759kBtuh-12p5eer_MZDEER2017AnyECC2007CZ15cPVVG | 98766 | NE-HVAC-airAC-SpltPkg-240to759kBtuh-12p5eer_SZDEER2017AnyECC2007CZ15cDXGF | 98765 |  | 355 | 0.222 | 0 | 358 | 0.273 | 0 | 355 | 0.222 | 0 | 358 | 0.273 | 0 | 1140 | 285000 | 1100 | 300000
NE-HVAC-airAC-SpltPkg-240to759kBtuh-12p5eer | DEER2017 | D17 v2 |  | Any | ECC | 2007 | CZ16 | cWtd | Cap-Tons | 588.2 | 288000 | None | 122 | 0.132 | 0 | 122 | 0.132 | 0 | 122 | 0.132 | 0 | 122 | 0.132 | 0 | DEER:HVAC_Split-Package_AC | Annual | 1719 | 122.4 | 0.1324 | 0 | 122.4 | 0.1324 | 0 | NE-HVAC-airAC-SpltPkg-240to759kBtuh-12p5eer_MZDEER2017AnyECC2007CZ16cPVVG | 98768 | NE-HVAC-airAC-SpltPkg-240to759kBtuh-12p5eer_SZDEER2017AnyECC2007CZ16cDXGF | 98767 |  | 126 | 0.126 | 0 | 108 | 0.158 | 0 | 126 | 0.126 | 0 | 108 | 0.158 | 0 | 599 | 285000 | 545 | 300000
NE-HVAC-airAC-SpltPkg-240to759kBtuh-12p5eer | DEER2017 | D17 v2 |  | Any | ECC | 2011 | CZ01 | cWtd | Cap-Tons | 572.6 | 288000 | None | 139 | 0.0932 | 3.58 | 60 | 0.0817 | 0 | 139 | 0.0932 | 3.58 | 60 | 0.0817 | 0 | DEER:HVAC_Split-Package_AC | Annual | 1719 | 139.44 | 0.09316 | 3.58 | 60.04 | 0.08174 | 0 | NE-HVAC-airAC-SpltPkg-240to759kBtuh-12p5eer_MZDEER2017AnyECC2011CZ01cPVVG | 120098 | NE-HVAC-airAC-SpltPkg-240to759kBtuh-12p5eer_SZDEER2017AnyECC2011CZ01cDXGF | 120097 |  | 71.3 | 0.0832 | 0 | 412 | 0.133 | 17.9 | 71.3 | 0.0832 | 0 | 15 | 0.0759 | 0 | 589 | 285000 | 507 | 300000
NE-HVAC-airAC-SpltPkg-240to759kBtuh-12p5eer | DEER2017 | D17 v2 |  | Any | ECC | 2011 | CZ02 | cWtd | Cap-Tons | 738 | 288000 | None | 237 | 0.213 | -1.5 | 153 | 0.191 | 0 | 237 | 0.213 | -1.5 | 153 | 0.191 | 0 | DEER:HVAC_Split-Package_AC | Annual | 1719 | 237.4 | 0.2132 | -1.5 | 153.2 | 0.1908 | 0 | NE-HVAC-airAC-SpltPkg-240to759kBtuh-12p5eer_MZDEER2017AnyECC2011CZ02cPVVG | 120100 | NE-HVAC-airAC-SpltPkg-240to759kBtuh-12p5eer_SZDEER2017AnyECC2011CZ02cDXGF | 120099 |  | 162 | 0.183 | 0 | 539 | 0.334 | -7.5 | 162 | 0.183 | 0 | 118 | 0.222 | 0 | 747 | 285000 | 702 | 300000
NE-HVAC-airAC-SpltPkg-240to759kBtuh-12p5eer | DEER2017 | D17 v2 |  | Any | ECC | 2011 | CZ03 | cWtd | Cap-Tons | 692.4 | 288000 | None | 200 | 0.132 | -0.618 | 120 | 0.103 | 0 | 200 | 0.132 | -0.618 | 120 | 0.103 | 0 | DEER:HVAC_Split-Package_AC | Annual | 1719 | 199.8 | 0.1324 | -0.618 | 120.24 | 0.1034 | 0 | NE-HVAC-airAC-SpltPkg-240to759kBtuh-12p5eer_MZDEER2017AnyECC2011CZ03cPVVG | 120102 | NE-HVAC-airAC-SpltPkg-240to759kBtuh-12p5eer_SZDEER2017AnyECC2011CZ03cDXGF | 120101 |  | 135 | 0.102 | 0 | 459 | 0.254 | -3.09 | 135 | 0.102 | 0 | 61.2 | 0.109 | 0 | 708 | 285000 | 630 | 300000
NE-HVAC-airAC-SpltPkg-240to759kBtuh-12p5eer | DEER2017 | D17 v2 |  | Any | ECC | 2011 | CZ04 | cWtd | Cap-Tons | 857.4 | 288000 | None | 243 | 0.211 | -1.15 | 156 | 0.19 | 0 | 243 | 0.211 | -1.15 | 156 | 0.19 | 0 | DEER:HVAC_Split-Package_AC | Annual | 1719 | 243 | 0.2114 | -1.152 | 156 | 0.1904 | 0 | NE-HVAC-airAC-SpltPkg-240to759kBtuh-12p5eer_MZDEER2017AnyECC2011CZ04cPVVG | 120104 | NE-HVAC-airAC-SpltPkg-240to759kBtuh-12p5eer_SZDEER2017AnyECC2011CZ04cDXGF | 120103 |  | 167 | 0.182 | 0 | 547 | 0.329 | -5.76 | 167 | 0.182 | 0 | 112 | 0.224 | 0 | 870 | 285000 | 807 | 300000
NE-HVAC-airAC-SpltPkg-240to759kBtuh-12p5eer | DEER2017 | D17 v2 |  | Any | ECC | 2011 | CZ05 | cWtd | Cap-Tons | 630.2 | 288000 | None | 202 | 0.14 | 1.38 | 126 | 0.112 | 0 | 202 | 0.14 | 1.38 | 126 | 0.112 | 0 | DEER:HVAC_Split-Package_AC | Annual | 1719 | 201.6 | 0.1404 | 1.38 | 126.22 | 0.1118 | 0 | NE-HVAC-airAC-SpltPkg-240to759kBtuh-12p5eer_MZDEER2017AnyECC2011CZ05cPVVG | 120106 | NE-HVAC-airAC-SpltPkg-240to759kBtuh-12p5eer_SZDEER2017AnyECC2011CZ05cDXGF | 120105 |  | 141 | 0.109 | 0 | 444 | 0.266 | 6.9 | 141 | 0.109 | 0 | 67.1 | 0.123 | 0 | 646 | 285000 | 567 | 300000
NE-HVAC-airAC-SpltPkg-240to759kBtuh-12p5eer | DEER2017 | D17 v2 |  | Any | ECC | 2011 | CZ06 | cWtd | Cap-Tons | 893.4 | 288000 | None | 249 | 0.165 | -0.59 | 173 | 0.146 | 0 | 249 | 0.165 | -0.59 | 173 | 0.146 | 0 | DEER:HVAC_Split-Package_AC | Annual | 1719 | 248.6 | 0.1648 | -0.59 | 172.8 | 0.1456 | 0 | NE-HVAC-airAC-SpltPkg-240to759kBtuh-12p5eer_MZDEER2017AnyECC2011CZ06cPVVG | 120108 | NE-HVAC-airAC-SpltPkg-240to759kBtuh-12p5eer_SZDEER2017AnyECC2011CZ06cDXGF | 120107 |  | 188 | 0.14 | 0 | 491 | 0.264 | -2.95 | 188 | 0.14 | 0 | 112 | 0.168 | 0 | 907 | 285000 | 839 | 300000
NE-HVAC-airAC-SpltPkg-240to759kBtuh-12p5eer | DEER2017 | D17 v2 |  | Any | ECC | 2011 | CZ07 | cWtd | Cap-Tons | 756.8 | 288000 | None | 251 | 0.168 | -0.29 | 190 | 0.154 | 0 | 251 | 0.168 | -0.29 | 190 | 0.154 | 0 | DEER:HVAC_Split-Package_AC | Annual | 1719 | 250.6 | 0.1684 | -0.29 | 190.2 | 0.1536 | 0 | NE-HVAC-airAC-SpltPkg-240to759kBtuh-12p5eer_MZDEER2017AnyECC2011CZ07cPVVG | 120110 | NE-HVAC-airAC-SpltPkg-240to759kBtuh-12p5eer_SZDEER2017AnyECC2011CZ07cDXGF | 120109 |  | 207 | 0.146 | 0 | 425 | 0.258 | -1.45 | 207 | 0.146 | 0 | 123 | 0.184 | 0 | 773 | 285000 | 692 | 300000
NE-HVAC-airAC-SpltPkg-240to759kBtuh-12p5eer | DEER2017 | D17 v2 |  | Any | ECC | 2011 | CZ08 | cWtd | Cap-Tons | 837 | 288000 | None | 284 | 0.204 | -0.456 | 210 | 0.187 | 0 | 284 | 0.204 | -0.456 | 210 | 0.187 | 0 | DEER:HVAC_Split-Package_AC | Annual | 1719 | 284 | 0.204 | -0.456 | 210.4 | 0.187 | 0 | NE-HVAC-airAC-SpltPkg-240to759kBtuh-12p5eer_MZDEER2017AnyECC2011CZ08cPVVG | 120112 | NE-HVAC-airAC-SpltPkg-240to759kBtuh-12p5eer_SZDEER2017AnyECC2011CZ08cDXGF | 120111 |  | 221 | 0.179 | 0 | 536 | 0.304 | -2.28 | 221 | 0.179 | 0 | 168 | 0.219 | 0 | 852 | 285000 | 777 | 300000
NE-HVAC-airAC-SpltPkg-240to759kBtuh-12p5eer | DEER2017 | D17 v2 |  | Any | ECC | 2011 | CZ09 | cWtd | Cap-Tons | 1029.2 | 288000 | None | 280 | 0.245 | -0.576 | 193 | 0.226 | 0 | 280 | 0.245 | -0.576 | 193 | 0.226 | 0 | DEER:HVAC_Split-Package_AC | Annual | 1719 | 279.8 | 0.2454 | -0.576 | 193 | 0.2256 | 0 | NE-HVAC-airAC-SpltPkg-240to759kBtuh-12p5eer_MZDEER2017AnyECC2011CZ09cPVVG | 120114 | NE-HVAC-airAC-SpltPkg-240to759kBtuh-12p5eer_SZDEER2017AnyECC2011CZ09cDXGF | 120113 |  | 205 | 0.218 | 0 | 579 | 0.355 | -2.88 | 205 | 0.218 | 0 | 145 | 0.256 | 0 | 1040 | 285000 | 986 | 300000
NE-HVAC-airAC-SpltPkg-240to759kBtuh-12p5eer | DEER2017 | D17 v2 |  | Any | ECC | 2011 | CZ10 | cWtd | Cap-Tons | 992.6 | 288000 | None | 295 | 0.258 | -0.536 | 206 | 0.237 | 0 | 295 | 0.258 | -0.536 | 206 | 0.237 | 0 | DEER:HVAC_Split-Package_AC | Annual | 1719 | 295.2 | 0.2578 | -0.536 | 206.4 | 0.2374 | 0 | NE-HVAC-airAC-SpltPkg-240to759kBtuh-12p5eer_MZDEER2017AnyECC2011CZ10cPVVG | 120116 | NE-HVAC-airAC-SpltPkg-240to759kBtuh-12p5eer_SZDEER2017AnyECC2011CZ10cDXGF | 120115 |  | 216 | 0.229 | 0 | 612 | 0.373 | -2.68 | 216 | 0.229 | 0 | 168 | 0.271 | 0 | 1000 | 285000 | 963 | 300000
NE-HVAC-airAC-SpltPkg-240to759kBtuh-12p5eer | DEER2017 | D17 v2 |  | Any | ECC | 2011 | CZ11 | cWtd | Cap-Tons | 759.2 | 288000 | None | 337 | 0.238 | -1.5 | 248 | 0.221 | 0 | 337 | 0.238 | -1.5 | 248 | 0.221 | 0 | DEER:HVAC_Split-Package_AC | Annual | 1719 | 336.8 | 0.2376 | -1.5 | 247.6 | 0.2206 | 0 | NE-HVAC-airAC-SpltPkg-240to759kBtuh-12p5eer_MZDEER2017AnyECC2011CZ11cPVVG | 120118 | NE-HVAC-airAC-SpltPkg-240to759kBtuh-12p5eer_SZDEER2017AnyECC2011CZ11cDXGF | 120117 |  | 249 | 0.211 | 0 | 688 | 0.344 | -7.5 | 249 | 0.211 | 0 | 242 | 0.259 | 0 | 768 | 285000 | 724 | 300000
NE-HVAC-airAC-SpltPkg-240to759kBtuh-12p5eer | DEER2017 | D17 v2 |  | Any | ECC | 2011 | CZ12 | cWtd | Cap-Tons | 934.4 | 288000 | None | 266 | 0.201 | -1.47 | 171 | 0.176 | 0 | 266 | 0.201 | -1.47 | 171 | 0.176 | 0 | DEER:HVAC_Split-Package_AC | Annual | 1719 | 266 | 0.201 | -1.468 | 171 | 0.1764 | 0 | NE-HVAC-airAC-SpltPkg-240to759kBtuh-12p5eer_MZDEER2017AnyECC2011CZ12cPVVG | 120120 | NE-HVAC-airAC-SpltPkg-240to759kBtuh-12p5eer_SZDEER2017AnyECC2011CZ12cDXGF | 120119 |  | 177 | 0.169 | 0 | 622 | 0.329 | -7.34 | 177 | 0.169 | 0 | 147 | 0.206 | 0 | 945 | 285000 | 892 | 300000
NE-HVAC-airAC-SpltPkg-240to759kBtuh-12p5eer | DEER2017 | D17 v2 |  | Any | ECC | 2011 | CZ13 | cWtd | Cap-Tons | 988.6 | 288000 | None | 301 | 0.201 | -1.24 | 207 | 0.178 | 0 | 301 | 0.201 | -1.24 | 207 | 0.178 | 0 | DEER:HVAC_Split-Package_AC | Annual | 1719 | 300.8 | 0.2012 | -1.24 | 206.8 | 0.1778 | 0 | NE-HVAC-airAC-SpltPkg-240to759kBtuh-12p5eer_MZDEER2017AnyECC2011CZ13cPVVG | 120122 | NE-HVAC-airAC-SpltPkg-240to759kBtuh-12p5eer_SZDEER2017AnyECC2011CZ13cDXGF | 120121 |  | 210 | 0.17 | 0 | 664 | 0.326 | -6.2 | 210 | 0.17 | 0 | 194 | 0.209 | 0 | 998 | 285000 | 951 | 300000
NE-HVAC-airAC-SpltPkg-240to759kBtuh-12p5eer | DEER2017 | D17 v2 |  | Any | ECC | 2011 | CZ14 | cWtd | Cap-Tons | 758 | 288000 | None | 344 | 0.256 | -1.31 | 253 | 0.253 | 0 | 344 | 0.256 | -1.31 | 253 | 0.253 | 0 | DEER:HVAC_Split-Package_AC | Annual | 1719 | 344 | 0.2556 | -1.314 | 253.4 | 0.253 | 0 | NE-HVAC-airAC-SpltPkg-240to759kBtuh-12p5eer_MZDEER2017AnyECC2011CZ14cPVVG | 120124 | NE-HVAC-airAC-SpltPkg-240to759kBtuh-12p5eer_SZDEER2017AnyECC2011CZ14cDXGF | 120123 |  | 256 | 0.247 | 0 | 696 | 0.29 | -6.57 | 256 | 0.247 | 0 | 243 | 0.277 | 0 | 767 | 285000 | 722 | 300000
NE-HVAC-airAC-SpltPkg-240to759kBtuh-12p5eer | DEER2017 | D17 v2 |  | Any | ECC | 2011 | CZ15 | cWtd | Cap-Tons | 1030 | 288000 | None | 472 | 0.26 | -0.153 | 373 | 0.245 | 0 | 472 | 0.26 | -0.153 | 373 | 0.245 | 0 | DEER:HVAC_Split-Package_AC | Annual | 1719 | 472.2 | 0.2602 | -0.1534 | 373.4 | 0.2452 | 0 | NE-HVAC-airAC-SpltPkg-240to759kBtuh-12p5eer_MZDEER2017AnyECC2011CZ15cPVVG | 120126 | NE-HVAC-airAC-SpltPkg-240to759kBtuh-12p5eer_SZDEER2017AnyECC2011CZ15cDXGF | 120125 |  | 371 | 0.235 | 0 | 877 | 0.361 | -0.767 | 371 | 0.235 | 0 | 383 | 0.286 | 0 | 1040 | 285000 | 990 | 300000
NE-HVAC-airAC-SpltPkg-240to759kBtuh-12p5eer | DEER2017 | D17 v2 |  | Any | ECC | 2011 | CZ16 | cWtd | Cap-Tons | 574.2 | 288000 | None | 204 | 0.161 | 1.44 | 121 | 0.129 | 0 | 204 | 0.161 | 1.44 | 121 | 0.129 | 0 | DEER:HVAC_Split-Package_AC | Annual | 1719 | 203.6 | 0.161 | 1.442 | 121.2 | 0.129 | 0 | NE-HVAC-airAC-SpltPkg-240to759kBtuh-12p5eer_MZDEER2017AnyECC2011CZ16cPVVG | 120128 | NE-HVAC-airAC-SpltPkg-240to759kBtuh-12p5eer_SZDEER2017AnyECC2011CZ16cDXGF | 120127 |  | 125 | 0.124 | 0 | 518 | 0.309 | 7.21 | 125 | 0.124 | 0 | 106 | 0.149 | 0 | 584 | 285000 | 535 | 300000
NE-HVAC-airAC-SpltPkg-240to759kBtuh-12p5eer | DEER2017 | D17 v2 |  | Any | ECC | 2014 | CZ01 | cWtd | Cap-Tons | 536.2 | 288000 | None | 58.6 | 0.0793 | 0 | 58.6 | 0.0793 | 0 | 58.6 | 0.0793 | 0 | 58.6 | 0.0793 | 0 | DEER:HVAC_Split-Package_AC | Annual | 1719 | 58.64 | 0.07932 | 0 | 58.64 | 0.07932 | 0 | NE-HVAC-airAC-SpltPkg-240to759kBtuh-12p5eer_MZDEER2017AnyECC2014CZ01cPVVG | 141458 | NE-HVAC-airAC-SpltPkg-240to759kBtuh-12p5eer_SZDEER2017AnyECC2014CZ01cDXGF | 141457 |  | 69.6 | 0.0815 | 0 | 14.8 | 0.0706 | 0 | 69.6 | 0.0815 | 0 | 14.8 | 0.0706 | 0 | 552 | 285000 | 473 | 300000
NE-HVAC-airAC-SpltPkg-240to759kBtuh-12p5eer | DEER2017 | D17 v2 |  | Any | ECC | 2014 | CZ02 | cWtd | Cap-Tons | 710.8 | 288000 | None | 149 | 0.186 | 0 | 149 | 0.186 | 0 | 149 | 0.186 | 0 | 149 | 0.186 | 0 | DEER:HVAC_Split-Package_AC | Annual | 1719 | 149 | 0.186 | 0 | 149 | 0.186 | 0 | NE-HVAC-airAC-SpltPkg-240to759kBtuh-12p5eer_MZDEER2017AnyECC2014CZ02cPVVG | 141460 | NE-HVAC-airAC-SpltPkg-240to759kBtuh-12p5eer_SZDEER2017AnyECC2014CZ02cDXGF | 141459 |  | 158 | 0.178 | 0 | 113 | 0.218 | 0 | 158 | 0.178 | 0 | 113 | 0.218 | 0 | 719 | 285000 | 678 | 300000
NE-HVAC-airAC-SpltPkg-240to759kBtuh-12p5eer | DEER2017 | D17 v2 |  | Any | ECC | 2014 | CZ03 | cWtd | Cap-Tons | 614.2 | 288000 | None | 127 | 0.105 | 0 | 127 | 0.105 | 0 | 127 | 0.105 | 0 | 127 | 0.105 | 0 | DEER:HVAC_Split-Package_AC | Annual | 1719 | 127.36 | 0.105 | 0 | 127.36 | 0.105 | 0 | NE-HVAC-airAC-SpltPkg-240to759kBtuh-12p5eer_MZDEER2017AnyECC2014CZ03cPVVG | 141462 | NE-HVAC-airAC-SpltPkg-240to759kBtuh-12p5eer_SZDEER2017AnyECC2014CZ03cDXGF | 141461 |  | 142 | 0.103 | 0 | 68.8 | 0.113 | 0 | 142 | 0.103 | 0 | 68.8 | 0.113 | 0 | 630 | 285000 | 551 | 300000
NE-HVAC-airAC-SpltPkg-240to759kBtuh-12p5eer | DEER2017 | D17 v2 |  | Any | ECC | 2014 | CZ04 | cWtd | Cap-Tons | 814 | 288000 | None | 154 | 0.189 | 0 | 154 | 0.189 | 0 | 154 | 0.189 | 0 | 154 | 0.189 | 0 | DEER:HVAC_Split-Package_AC | Annual | 1719 | 153.6 | 0.1892 | 0 | 153.6 | 0.1892 | 0 | NE-HVAC-airAC-SpltPkg-240to759kBtuh-12p5eer_MZDEER2017AnyECC2014CZ04cPVVG | 141464 | NE-HVAC-airAC-SpltPkg-240to759kBtuh-12p5eer_SZDEER2017AnyECC2014CZ04cDXGF | 141463 |  | 165 | 0.181 | 0 | 108 | 0.222 | 0 | 165 | 0.181 | 0 | 108 | 0.222 | 0 | 826 | 285000 | 766 | 300000
NE-HVAC-airAC-SpltPkg-240to759kBtuh-12p5eer | DEER2017 | D17 v2 |  | Any | ECC | 2014 | CZ05 | cWtd | Cap-Tons | 616.6 | 288000 | None | 122 | 0.105 | 0 | 122 | 0.105 | 0 | 122 | 0.105 | 0 | 122 | 0.105 | 0 | DEER:HVAC_Split-Package_AC | Annual | 1719 | 122.3 | 0.105 | 0 | 122.3 | 0.105 | 0 | NE-HVAC-airAC-SpltPkg-240to759kBtuh-12p5eer_MZDEER2017AnyECC2014CZ05cPVVG | 141466 | NE-HVAC-airAC-SpltPkg-240to759kBtuh-12p5eer_SZDEER2017AnyECC2014CZ05cDXGF | 141465 |  | 138 | 0.103 | 0 | 59.5 | 0.113 | 0 | 138 | 0.103 | 0 | 59.5 | 0.113 | 0 | 631 | 285000 | 559 | 300000
NE-HVAC-airAC-SpltPkg-240to759kBtuh-12p5eer | DEER2017 | D17 v2 |  | Any | ECC | 2014 | CZ06 | cWtd | Cap-Tons | 853 | 288000 | None | 172 | 0.143 | 0 | 172 | 0.143 | 0 | 172 | 0.143 | 0 | 172 | 0.143 | 0 | DEER:HVAC_Split-Package_AC | Annual | 1719 | 171.6 | 0.1428 | 0 | 171.6 | 0.1428 | 0 | NE-HVAC-airAC-SpltPkg-240to759kBtuh-12p5eer_MZDEER2017AnyECC2014CZ06cPVVG | 141468 | NE-HVAC-airAC-SpltPkg-240to759kBtuh-12p5eer_SZDEER2017AnyECC2014CZ06cDXGF | 141467 |  | 187 | 0.138 | 0 | 110 | 0.162 | 0 | 187 | 0.138 | 0 | 110 | 0.162 | 0 | 866 | 285000 | 801 | 300000
NE-HVAC-airAC-SpltPkg-240to759kBtuh-12p5eer | DEER2017 | D17 v2 |  | Any | ECC | 2014 | CZ07 | cWtd | Cap-Tons | 723.4 | 288000 | None | 190 | 0.151 | 0 | 190 | 0.151 | 0 | 190 | 0.151 | 0 | 190 | 0.151 | 0 | DEER:HVAC_Split-Package_AC | Annual | 1719 | 189.6 | 0.1512 | 0 | 189.6 | 0.1512 | 0 | NE-HVAC-airAC-SpltPkg-240to759kBtuh-12p5eer_MZDEER2017AnyECC2014CZ07cPVVG | 141470 | NE-HVAC-airAC-SpltPkg-240to759kBtuh-12p5eer_SZDEER2017AnyECC2014CZ07cDXGF | 141469 |  | 206 | 0.144 | 0 | 124 | 0.18 | 0 | 206 | 0.144 | 0 | 124 | 0.18 | 0 | 739 | 285000 | 661 | 300000
NE-HVAC-airAC-SpltPkg-240to759kBtuh-12p5eer | DEER2017 | D17 v2 |  | Any | ECC | 2014 | CZ08 | cWtd | Cap-Tons | 799.6 | 288000 | None | 208 | 0.185 | 0 | 208 | 0.185 | 0 | 208 | 0.185 | 0 | 208 | 0.185 | 0 | DEER:HVAC_Split-Package_AC | Annual | 1719 | 207.6 | 0.1854 | 0 | 207.6 | 0.1854 | 0 | NE-HVAC-airAC-SpltPkg-240to759kBtuh-12p5eer_MZDEER2017AnyECC2014CZ08cPVVG | 141472 | NE-HVAC-airAC-SpltPkg-240to759kBtuh-12p5eer_SZDEER2017AnyECC2014CZ08cDXGF | 141471 |  | 218 | 0.178 | 0 | 166 | 0.215 | 0 | 218 | 0.178 | 0 | 166 | 0.215 | 0 | 814 | 285000 | 742 | 300000
NE-HVAC-airAC-SpltPkg-240to759kBtuh-12p5eer | DEER2017 | D17 v2 |  | Any | ECC | 2014 | CZ09 | cWtd | Cap-Tons | 949.2 | 288000 | None | 195 | 0.231 | 0 | 195 | 0.231 | 0 | 195 | 0.231 | 0 | 195 | 0.231 | 0 | DEER:HVAC_Split-Package_AC | Annual | 1719 | 194.8 | 0.2306 | 0 | 194.8 | 0.2306 | 0 | NE-HVAC-airAC-SpltPkg-240to759kBtuh-12p5eer_MZDEER2017AnyECC2014CZ09cPVVG | 141474 | NE-HVAC-airAC-SpltPkg-240to759kBtuh-12p5eer_SZDEER2017AnyECC2014CZ09cDXGF | 141473 |  | 206 | 0.223 | 0 | 150 | 0.261 | 0 | 206 | 0.223 | 0 | 150 | 0.261 | 0 | 960 | 285000 | 906 | 300000
NE-HVAC-airAC-SpltPkg-240to759kBtuh-12p5eer | DEER2017 | D17 v2 |  | Any | ECC | 2014 | CZ10 | cWtd | Cap-Tons | 966.8 | 288000 | None | 201 | 0.237 | 0 | 201 | 0.237 | 0 | 201 | 0.237 | 0 | 201 | 0.237 | 0 | DEER:HVAC_Split-Package_AC | Annual | 1719 | 201.2 | 0.2366 | 0 | 201.2 | 0.2366 | 0 | NE-HVAC-airAC-SpltPkg-240to759kBtuh-12p5eer_MZDEER2017AnyECC2014CZ10cPVVG | 141476 | NE-HVAC-airAC-SpltPkg-240to759kBtuh-12p5eer_SZDEER2017AnyECC2014CZ10cDXGF | 141475 |  | 211 | 0.228 | 0 | 162 | 0.271 | 0 | 211 | 0.228 | 0 | 162 | 0.271 | 0 | 975 | 285000 | 934 | 300000
NE-HVAC-airAC-SpltPkg-240to759kBtuh-12p5eer | DEER2017 | D17 v2 |  | Any | ECC | 2014 | CZ11 | cWtd | Cap-Tons | 729.6 | 288000 | None | 241 | 0.218 | 0 | 241 | 0.218 | 0 | 241 | 0.218 | 0 | 241 | 0.218 | 0 | DEER:HVAC_Split-Package_AC | Annual | 1719 | 241 | 0.2182 | 0 | 241 | 0.2182 | 0 | NE-HVAC-airAC-SpltPkg-240to759kBtuh-12p5eer_MZDEER2017AnyECC2014CZ11cPVVG | 141478 | NE-HVAC-airAC-SpltPkg-240to759kBtuh-12p5eer_SZDEER2017AnyECC2014CZ11cDXGF | 141477 |  | 242 | 0.208 | 0 | 237 | 0.259 | 0 | 242 | 0.208 | 0 | 237 | 0.259 | 0 | 738 | 285000 | 696 | 300000
NE-HVAC-airAC-SpltPkg-240to759kBtuh-12p5eer | DEER2017 | D17 v2 |  | Any | ECC | 2014 | CZ12 | cWtd | Cap-Tons | 904.8 | 288000 | None | 166 | 0.173 | 0 | 166 | 0.173 | 0 | 166 | 0.173 | 0 | 166 | 0.173 | 0 | DEER:HVAC_Split-Package_AC | Annual | 1719 | 166 | 0.1728 | 0 | 166 | 0.1728 | 0 | NE-HVAC-airAC-SpltPkg-240to759kBtuh-12p5eer_MZDEER2017AnyECC2014CZ12cPVVG | 141480 | NE-HVAC-airAC-SpltPkg-240to759kBtuh-12p5eer_SZDEER2017AnyECC2014CZ12cDXGF | 141479 |  | 172 | 0.165 | 0 | 142 | 0.204 | 0 | 172 | 0.165 | 0 | 142 | 0.204 | 0 | 915 | 285000 | 864 | 300000
NE-HVAC-airAC-SpltPkg-240to759kBtuh-12p5eer | DEER2017 | D17 v2 |  | Any | ECC | 2014 | CZ13 | cWtd | Cap-Tons | 814.2 | 288000 | None | 232 | 0.203 | 0 | 232 | 0.203 | 0 | 232 | 0.203 | 0 | 232 | 0.203 | 0 | DEER:HVAC_Split-Package_AC | Annual | 1719 | 232 | 0.2026 | 0 | 232 | 0.2026 | 0 | NE-HVAC-airAC-SpltPkg-240to759kBtuh-12p5eer_MZDEER2017AnyECC2014CZ13cPVVG | 141482 | NE-HVAC-airAC-SpltPkg-240to759kBtuh-12p5eer_SZDEER2017AnyECC2014CZ13cDXGF | 141481 |  | 231 | 0.192 | 0 | 236 | 0.245 | 0 | 231 | 0.192 | 0 | 236 | 0.245 | 0 | 829 | 285000 | 755 | 300000
NE-HVAC-airAC-SpltPkg-240to759kBtuh-12p5eer | DEER2017 | D17 v2 |  | Any | ECC | 2014 | CZ14 | cWtd | Cap-Tons | 728.2 | 288000 | None | 247 | 0.253 | 0 | 247 | 0.253 | 0 | 247 | 0.253 | 0 | 247 | 0.253 | 0 | DEER:HVAC_Split-Package_AC | Annual | 1719 | 246.8 | 0.253 | 0 | 246.8 | 0.253 | 0 | NE-HVAC-airAC-SpltPkg-240to759kBtuh-12p5eer_MZDEER2017AnyECC2014CZ14cPVVG | 141484 | NE-HVAC-airAC-SpltPkg-240to759kBtuh-12p5eer_SZDEER2017AnyECC2014CZ14cDXGF | 141483 |  | 249 | 0.247 | 0 | 238 | 0.277 | 0 | 249 | 0.247 | 0 | 238 | 0.277 | 0 | 737 | 285000 | 693 | 300000
NE-HVAC-airAC-SpltPkg-240to759kBtuh-12p5eer | DEER2017 | D17 v2 |  | Any | ECC | 2014 | CZ15 | cWtd | Cap-Tons | 926.2 | 288000 | None | 388 | 0.258 | 0 | 388 | 0.258 | 0 | 388 | 0.258 | 0 | 388 | 0.258 | 0 | DEER:HVAC_Split-Package_AC | Annual | 1719 | 388.2 | 0.2582 | 0 | 388.2 | 0.2582 | 0 | NE-HVAC-airAC-SpltPkg-240to759kBtuh-12p5eer_MZDEER2017AnyECC2014CZ15cPVVG | 141486 | NE-HVAC-airAC-SpltPkg-240to759kBtuh-12p5eer_SZDEER2017AnyECC2014CZ15cDXGF | 141485 |  | 383 | 0.249 | 0 | 409 | 0.295 | 0 | 383 | 0.249 | 0 | 409 | 0.295 | 0 | 938 | 285000 | 879 | 300000
NE-HVAC-airAC-SpltPkg-240to759kBtuh-12p5eer | DEER2017 | D17 v2 |  | Any | ECC | 2014 | CZ16 | cWtd | Cap-Tons | 532 | 288000 | None | 116 | 0.123 | 0 | 116 | 0.123 | 0 | 116 | 0.123 | 0 | 116 | 0.123 | 0 | DEER:HVAC_Split-Package_AC | Annual | 1719 | 115.6 | 0.1234 | 0 | 115.6 | 0.1234 | 0 | NE-HVAC-airAC-SpltPkg-240to759kBtuh-12p5eer_MZDEER2017AnyECC2014CZ16cPVVG | 141488 | NE-HVAC-airAC-SpltPkg-240to759kBtuh-12p5eer_SZDEER2017AnyECC2014CZ16cDXGF | 141487 |  | 120 | 0.119 | 0 | 98 | 0.141 | 0 | 120 | 0.119 | 0 | 98 | 0.141 | 0 | 541 | 285000 | 496 | 300000
NE-HVAC-airAC-SpltPkg-240to759kBtuh-12p5eer | DEER2017 | D17 v2 |  | Any | ECC | New | CZ01 | cWtd | Cap-Tons | 536.2 | 288000 | None | 58.6 | 0.0793 | 0 | 58.6 | 0.0793 | 0 | 58.6 | 0.0793 | 0 | 58.6 | 0.0793 | 0 | DEER:HVAC_Split-Package_AC | Annual | 1719 | 58.64 | 0.07932 | 0 | 58.64 | 0.07932 | 0 | NE-HVAC-airAC-SpltPkg-240to759kBtuh-12p5eer_MZDEER2017AnyECCNewCZ01cPVVG | 166306 | NE-HVAC-airAC-SpltPkg-240to759kBtuh-12p5eer_SZDEER2017AnyECCNewCZ01cDXGF | 166305 |  | 69.6 | 0.0815 | 0 | 14.8 | 0.0706 | 0 | 69.6 | 0.0815 | 0 | 14.8 | 0.0706 | 0 | 552 | 285000 | 473 | 300000
NE-HVAC-airAC-SpltPkg-240to759kBtuh-12p5eer | DEER2017 | D17 v2 |  | Any | ECC | New | CZ02 | cWtd | Cap-Tons | 710.8 | 288000 | None | 149 | 0.186 | 0 | 149 | 0.186 | 0 | 149 | 0.186 | 0 | 149 | 0.186 | 0 | DEER:HVAC_Split-Package_AC | Annual | 1719 | 149 | 0.186 | 0 | 149 | 0.186 | 0 | NE-HVAC-airAC-SpltPkg-240to759kBtuh-12p5eer_MZDEER2017AnyECCNewCZ02cPVVG | 166308 | NE-HVAC-airAC-SpltPkg-240to759kBtuh-12p5eer_SZDEER2017AnyECCNewCZ02cDXGF | 166307 |  | 158 | 0.178 | 0 | 113 | 0.218 | 0 | 158 | 0.178 | 0 | 113 | 0.218 | 0 | 719 | 285000 | 678 | 300000
NE-HVAC-airAC-SpltPkg-240to759kBtuh-12p5eer | DEER2017 | D17 v2 |  | Any | ECC | New | CZ03 | cWtd | Cap-Tons | 614.2 | 288000 | None | 127 | 0.105 | 0 | 127 | 0.105 | 0 | 127 | 0.105 | 0 | 127 | 0.105 | 0 | DEER:HVAC_Split-Package_AC | Annual | 1719 | 127.36 | 0.105 | 0 | 127.36 | 0.105 | 0 | NE-HVAC-airAC-SpltPkg-240to759kBtuh-12p5eer_MZDEER2017AnyECCNewCZ03cPVVG | 166310 | NE-HVAC-airAC-SpltPkg-240to759kBtuh-12p5eer_SZDEER2017AnyECCNewCZ03cDXGF | 166309 |  | 142 | 0.103 | 0 | 68.8 | 0.113 | 0 | 142 | 0.103 | 0 | 68.8 | 0.113 | 0 | 630 | 285000 | 551 | 300000
NE-HVAC-airAC-SpltPkg-240to759kBtuh-12p5eer | DEER2017 | D17 v2 |  | Any | ECC | New | CZ04 | cWtd | Cap-Tons | 814 | 288000 | None | 154 | 0.189 | 0 | 154 | 0.189 | 0 | 154 | 0.189 | 0 | 154 | 0.189 | 0 | DEER:HVAC_Split-Package_AC | Annual | 1719 | 153.6 | 0.1892 | 0 | 153.6 | 0.1892 | 0 | NE-HVAC-airAC-SpltPkg-240to759kBtuh-12p5eer_MZDEER2017AnyECCNewCZ04cPVVG | 166312 | NE-HVAC-airAC-SpltPkg-240to759kBtuh-12p5eer_SZDEER2017AnyECCNewCZ04cDXGF | 166311 |  | 165 | 0.181 | 0 | 108 | 0.222 | 0 | 165 | 0.181 | 0 | 108 | 0.222 | 0 | 826 | 285000 | 766 | 300000
NE-HVAC-airAC-SpltPkg-240to759kBtuh-12p5eer | DEER2017 | D17 v2 |  | Any | ECC | New | CZ05 | cWtd | Cap-Tons | 616.6 | 288000 | None | 122 | 0.105 | 0 | 122 | 0.105 | 0 | 122 | 0.105 | 0 | 122 | 0.105 | 0 | DEER:HVAC_Split-Package_AC | Annual | 1719 | 122.3 | 0.105 | 0 | 122.3 | 0.105 | 0 | NE-HVAC-airAC-SpltPkg-240to759kBtuh-12p5eer_MZDEER2017AnyECCNewCZ05cPVVG | 166314 | NE-HVAC-airAC-SpltPkg-240to759kBtuh-12p5eer_SZDEER2017AnyECCNewCZ05cDXGF | 166313 |  | 138 | 0.103 | 0 | 59.5 | 0.113 | 0 | 138 | 0.103 | 0 | 59.5 | 0.113 | 0 | 631 | 285000 | 559 | 300000
NE-HVAC-airAC-SpltPkg-240to759kBtuh-12p5eer | DEER2017 | D17 v2 |  | Any | ECC | New | CZ06 | cWtd | Cap-Tons | 853 | 288000 | None | 172 | 0.143 | 0 | 172 | 0.143 | 0 | 172 | 0.143 | 0 | 172 | 0.143 | 0 | DEER:HVAC_Split-Package_AC | Annual | 1719 | 171.6 | 0.1428 | 0 | 171.6 | 0.1428 | 0 | NE-HVAC-airAC-SpltPkg-240to759kBtuh-12p5eer_MZDEER2017AnyECCNewCZ06cPVVG | 166316 | NE-HVAC-airAC-SpltPkg-240to759kBtuh-12p5eer_SZDEER2017AnyECCNewCZ06cDXGF | 166315 |  | 187 | 0.138 | 0 | 110 | 0.162 | 0 | 187 | 0.138 | 0 | 110 | 0.162 | 0 | 866 | 285000 | 801 | 300000
NE-HVAC-airAC-SpltPkg-240to759kBtuh-12p5eer | DEER2017 | D17 v2 |  | Any | ECC | New | CZ07 | cWtd | Cap-Tons | 723.4 | 288000 | None | 190 | 0.151 | 0 | 190 | 0.151 | 0 | 190 | 0.151 | 0 | 190 | 0.151 | 0 | DEER:HVAC_Split-Package_AC | Annual | 1719 | 189.6 | 0.1512 | 0 | 189.6 | 0.1512 | 0 | NE-HVAC-airAC-SpltPkg-240to759kBtuh-12p5eer_MZDEER2017AnyECCNewCZ07cPVVG | 166318 | NE-HVAC-airAC-SpltPkg-240to759kBtuh-12p5eer_SZDEER2017AnyECCNewCZ07cDXGF | 166317 |  | 206 | 0.144 | 0 | 124 | 0.18 | 0 | 206 | 0.144 | 0 | 124 | 0.18 | 0 | 739 | 285000 | 661 | 300000
NE-HVAC-airAC-SpltPkg-240to759kBtuh-12p5eer | DEER2017 | D17 v2 |  | Any | ECC | New | CZ08 | cWtd | Cap-Tons | 799.6 | 288000 | None | 208 | 0.185 | 0 | 208 | 0.185 | 0 | 208 | 0.185 | 0 | 208 | 0.185 | 0 | DEER:HVAC_Split-Package_AC | Annual | 1719 | 207.6 | 0.1854 | 0 | 207.6 | 0.1854 | 0 | NE-HVAC-airAC-SpltPkg-240to759kBtuh-12p5eer_MZDEER2017AnyECCNewCZ08cPVVG | 166320 | NE-HVAC-airAC-SpltPkg-240to759kBtuh-12p5eer_SZDEER2017AnyECCNewCZ08cDXGF | 166319 |  | 218 | 0.178 | 0 | 166 | 0.215 | 0 | 218 | 0.178 | 0 | 166 | 0.215 | 0 | 814 | 285000 | 742 | 300000
NE-HVAC-airAC-SpltPkg-240to759kBtuh-12p5eer | DEER2017 | D17 v2 |  | Any | ECC | New | CZ09 | cWtd | Cap-Tons | 949.2 | 288000 | None | 195 | 0.231 | 0 | 195 | 0.231 | 0 | 195 | 0.231 | 0 | 195 | 0.231 | 0 | DEER:HVAC_Split-Package_AC | Annual | 1719 | 194.8 | 0.2306 | 0 | 194.8 | 0.2306 | 0 | NE-HVAC-airAC-SpltPkg-240to759kBtuh-12p5eer_MZDEER2017AnyECCNewCZ09cPVVG | 166322 | NE-HVAC-airAC-SpltPkg-240to759kBtuh-12p5eer_SZDEER2017AnyECCNewCZ09cDXGF | 166321 |  | 206 | 0.223 | 0 | 150 | 0.261 | 0 | 206 | 0.223 | 0 | 150 | 0.261 | 0 | 960 | 285000 | 906 | 300000
NE-HVAC-airAC-SpltPkg-240to759kBtuh-12p5eer | DEER2017 | D17 v2 |  | Any | ECC | New | CZ10 | cWtd | Cap-Tons | 966.8 | 288000 | None | 201 | 0.237 | 0 | 201 | 0.237 | 0 | 201 | 0.237 | 0 | 201 | 0.237 | 0 | DEER:HVAC_Split-Package_AC | Annual | 1719 | 201.2 | 0.2366 | 0 | 201.2 | 0.2366 | 0 | NE-HVAC-airAC-SpltPkg-240to759kBtuh-12p5eer_MZDEER2017AnyECCNewCZ10cPVVG | 166324 | NE-HVAC-airAC-SpltPkg-240to759kBtuh-12p5eer_SZDEER2017AnyECCNewCZ10cDXGF | 166323 |  | 211 | 0.228 | 0 | 162 | 0.271 | 0 | 211 | 0.228 | 0 | 162 | 0.271 | 0 | 975 | 285000 | 934 | 300000
NE-HVAC-airAC-SpltPkg-240to759kBtuh-12p5eer | DEER2017 | D17 v2 |  | Any | ECC | New | CZ11 | cWtd | Cap-Tons | 729.6 | 288000 | None | 241 | 0.218 | 0 | 241 | 0.218 | 0 | 241 | 0.218 | 0 | 241 | 0.218 | 0 | DEER:HVAC_Split-Package_AC | Annual | 1719 | 241 | 0.2182 | 0 | 241 | 0.2182 | 0 | NE-HVAC-airAC-SpltPkg-240to759kBtuh-12p5eer_MZDEER2017AnyECCNewCZ11cPVVG | 166326 | NE-HVAC-airAC-SpltPkg-240to759kBtuh-12p5eer_SZDEER2017AnyECCNewCZ11cDXGF | 166325 |  | 242 | 0.208 | 0 | 237 | 0.259 | 0 | 242 | 0.208 | 0 | 237 | 0.259 | 0 | 738 | 285000 | 696 | 300000
NE-HVAC-airAC-SpltPkg-240to759kBtuh-12p5eer | DEER2017 | D17 v2 |  | Any | ECC | New | CZ12 | cWtd | Cap-Tons | 904.8 | 288000 | None | 166 | 0.173 | 0 | 166 | 0.173 | 0 | 166 | 0.173 | 0 | 166 | 0.173 | 0 | DEER:HVAC_Split-Package_AC | Annual | 1719 | 166 | 0.1728 | 0 | 166 | 0.1728 | 0 | NE-HVAC-airAC-SpltPkg-240to759kBtuh-12p5eer_MZDEER2017AnyECCNewCZ12cPVVG | 166328 | NE-HVAC-airAC-SpltPkg-240to759kBtuh-12p5eer_SZDEER2017AnyECCNewCZ12cDXGF | 166327 |  | 172 | 0.165 | 0 | 142 | 0.204 | 0 | 172 | 0.165 | 0 | 142 | 0.204 | 0 | 915 | 285000 | 864 | 300000
NE-HVAC-airAC-SpltPkg-240to759kBtuh-12p5eer | DEER2017 | D17 v2 |  | Any | ECC | New | CZ13 | cWtd | Cap-Tons | 814.2 | 288000 | None | 232 | 0.203 | 0 | 232 | 0.203 | 0 | 232 | 0.203 | 0 | 232 | 0.203 | 0 | DEER:HVAC_Split-Package_AC | Annual | 1719 | 232 | 0.2026 | 0 | 232 | 0.2026 | 0 | NE-HVAC-airAC-SpltPkg-240to759kBtuh-12p5eer_MZDEER2017AnyECCNewCZ13cPVVG | 166330 | NE-HVAC-airAC-SpltPkg-240to759kBtuh-12p5eer_SZDEER2017AnyECCNewCZ13cDXGF | 166329 |  | 231 | 0.192 | 0 | 236 | 0.245 | 0 | 231 | 0.192 | 0 | 236 | 0.245 | 0 | 829 | 285000 | 755 | 300000
NE-HVAC-airAC-SpltPkg-240to759kBtuh-12p5eer | DEER2017 | D17 v2 |  | Any | ECC | New | CZ14 | cWtd | Cap-Tons | 728.2 | 288000 | None | 247 | 0.253 | 0 | 247 | 0.253 | 0 | 247 | 0.253 | 0 | 247 | 0.253 | 0 | DEER:HVAC_Split-Package_AC | Annual | 1719 | 246.8 | 0.253 | 0 | 246.8 | 0.253 | 0 | NE-HVAC-airAC-SpltPkg-240to759kBtuh-12p5eer_MZDEER2017AnyECCNewCZ14cPVVG | 166332 | NE-HVAC-airAC-SpltPkg-240to759kBtuh-12p5eer_SZDEER2017AnyECCNewCZ14cDXGF | 166331 |  | 249 | 0.247 | 0 | 238 | 0.277 | 0 | 249 | 0.247 | 0 | 238 | 0.277 | 0 | 737 | 285000 | 693 | 300000
NE-HVAC-airAC-SpltPkg-240to759kBtuh-12p5eer | DEER2017 | D17 v2 |  | Any | ECC | New | CZ15 | cWtd | Cap-Tons | 926.2 | 288000 | None | 388 | 0.258 | 0 | 388 | 0.258 | 0 | 388 | 0.258 | 0 | 388 | 0.258 | 0 | DEER:HVAC_Split-Package_AC | Annual | 1719 | 388.2 | 0.2582 | 0 | 388.2 | 0.2582 | 0 | NE-HVAC-airAC-SpltPkg-240to759kBtuh-12p5eer_MZDEER2017AnyECCNewCZ15cPVVG | 166334 | NE-HVAC-airAC-SpltPkg-240to759kBtuh-12p5eer_SZDEER2017AnyECCNewCZ15cDXGF | 166333 |  | 383 | 0.249 | 0 | 409 | 0.295 | 0 | 383 | 0.249 | 0 | 409 | 0.295 | 0 | 938 | 285000 | 879 | 300000
NE-HVAC-airAC-SpltPkg-240to759kBtuh-12p5eer | DEER2017 | D17 v2 |  | Any | ECC | New | CZ16 | cWtd | Cap-Tons | 532 | 288000 | None | 116 | 0.123 | 0 | 116 | 0.123 | 0 | 116 | 0.123 | 0 | 116 | 0.123 | 0 | DEER:HVAC_Split-Package_AC | Annual | 1719 | 115.6 | 0.1234 | 0 | 115.6 | 0.1234 | 0 | NE-HVAC-airAC-SpltPkg-240to759kBtuh-12p5eer_MZDEER2017AnyECCNewCZ16cPVVG | 166336 | NE-HVAC-airAC-SpltPkg-240to759kBtuh-12p5eer_SZDEER2017AnyECCNewCZ16cDXGF | 166335 |  | 120 | 0.119 | 0 | 98 | 0.141 | 0 | 120 | 0.119 | 0 | 98 | 0.141 | 0 | 541 | 285000 | 496 | 300000
NE-HVAC-airAC-SpltPkg-240to759kBtuh-12p5eer | DEER2017 | D17 v2 |  | Any | EPr | 1975 | CZ01 | cDXGF | Cap-Tons | 113 | 50000 | None | 9.43 | 0.0597 | 0 | 9.43 | 0.0597 | 0 | 9.43 | 0.0597 | 0 | 9.43 | 0.0597 | 0 | DEER:HVAC_Split-Package_AC | Annual | 1719 | 9.43 | 0.0597 | 0 | 9.43 | 0.0597 | 0 | NE-HVAC-airAC-SpltPkg-240to759kBtuh-12p5eer_MZDEER2017AnyEPr1975CZ01cPVVG | #N/A | NE-HVAC-airAC-SpltPkg-240to759kBtuh-12p5eer_SZDEER2017AnyEPr1975CZ01cDXGF | 13329 |  | #N/A | #N/A | #N/A | 9.43 | 0.0597 | 0 | #N/A | #N/A | #N/A | 9.43 | 0.0597 | 0 | #N/A | #N/A | 113 | 50000
NE-HVAC-airAC-SpltPkg-240to759kBtuh-12p5eer | DEER2017 | D17 v2 |  | Any | EPr | 1975 | CZ02 | cDXGF | Cap-Tons | 189 | 50000 | None | 65 | 0.0377 | 0 | 65 | 0.0377 | 0 | 65 | 0.0377 | 0 | 65 | 0.0377 | 0 | DEER:HVAC_Split-Package_AC | Annual | 1719 | 65 | 0.0377 | 0 | 65 | 0.0377 | 0 | NE-HVAC-airAC-SpltPkg-240to759kBtuh-12p5eer_MZDEER2017AnyEPr1975CZ02cPVVG | #N/A | NE-HVAC-airAC-SpltPkg-240to759kBtuh-12p5eer_SZDEER2017AnyEPr1975CZ02cDXGF | 13330 |  | #N/A | #N/A | #N/A | 65 | 0.0377 | 0 | #N/A | #N/A | #N/A | 65 | 0.0377 | 0 | #N/A | #N/A | 189 | 50000
NE-HVAC-airAC-SpltPkg-240to759kBtuh-12p5eer | DEER2017 | D17 v2 |  | Any | EPr | 1975 | CZ03 | cDXGF | Cap-Tons | 152 | 50000 | None | 39.7 | 0.00703 | 0 | 39.7 | 0.00703 | 0 | 39.7 | 0.00703 | 0 | 39.7 | 0.00703 | 0 | DEER:HVAC_Split-Package_AC | Annual | 1719 | 39.7 | 0.00703 | 0 | 39.7 | 0.00703 | 0 | NE-HVAC-airAC-SpltPkg-240to759kBtuh-12p5eer_MZDEER2017AnyEPr1975CZ03cPVVG | #N/A | NE-HVAC-airAC-SpltPkg-240to759kBtuh-12p5eer_SZDEER2017AnyEPr1975CZ03cDXGF | 13331 |  | #N/A | #N/A | #N/A | 39.7 | 0.00703 | 0 | #N/A | #N/A | #N/A | 39.7 | 0.00703 | 0 | #N/A | #N/A | 152 | 50000
NE-HVAC-airAC-SpltPkg-240to759kBtuh-12p5eer | DEER2017 | D17 v2 |  | Any | EPr | 1975 | CZ04 | cDXGF | Cap-Tons | 180 | 50000 | None | 77.1 | 0.205 | 0 | 77.1 | 0.205 | 0 | 77.1 | 0.205 | 0 | 77.1 | 0.205 | 0 | DEER:HVAC_Split-Package_AC | Annual | 1719 | 77.1 | 0.205 | 0 | 77.1 | 0.205 | 0 | NE-HVAC-airAC-SpltPkg-240to759kBtuh-12p5eer_MZDEER2017AnyEPr1975CZ04cPVVG | #N/A | NE-HVAC-airAC-SpltPkg-240to759kBtuh-12p5eer_SZDEER2017AnyEPr1975CZ04cDXGF | 13332 |  | #N/A | #N/A | #N/A | 77.1 | 0.205 | 0 | #N/A | #N/A | #N/A | 77.1 | 0.205 | 0 | #N/A | #N/A | 180 | 50000
NE-HVAC-airAC-SpltPkg-240to759kBtuh-12p5eer | DEER2017 | D17 v2 |  | Any | EPr | 1975 | CZ05 | cDXGF | Cap-Tons | 136 | 50000 | None | 54.7 | 0.109 | 0 | 54.7 | 0.109 | 0 | 54.7 | 0.109 | 0 | 54.7 | 0.109 | 0 | DEER:HVAC_Split-Package_AC | Annual | 1719 | 54.7 | 0.109 | 0 | 54.7 | 0.109 | 0 | NE-HVAC-airAC-SpltPkg-240to759kBtuh-12p5eer_MZDEER2017AnyEPr1975CZ05cPVVG | #N/A | NE-HVAC-airAC-SpltPkg-240to759kBtuh-12p5eer_SZDEER2017AnyEPr1975CZ05cDXGF | 13333 |  | #N/A | #N/A | #N/A | 54.7 | 0.109 | 0 | #N/A | #N/A | #N/A | 54.7 | 0.109 | 0 | #N/A | #N/A | 136 | 50000
NE-HVAC-airAC-SpltPkg-240to759kBtuh-12p5eer | DEER2017 | D17 v2 |  | Any | EPr | 1975 | CZ06 | cDXGF | Cap-Tons | 155 | 50000 | None | 104 | 0.181 | 0 | 104 | 0.181 | 0 | 104 | 0.181 | 0 | 104 | 0.181 | 0 | DEER:HVAC_Split-Package_AC | Annual | 1719 | 104 | 0.181 | 0 | 104 | 0.181 | 0 | NE-HVAC-airAC-SpltPkg-240to759kBtuh-12p5eer_MZDEER2017AnyEPr1975CZ06cPVVG | #N/A | NE-HVAC-airAC-SpltPkg-240to759kBtuh-12p5eer_SZDEER2017AnyEPr1975CZ06cDXGF | 13334 |  | #N/A | #N/A | #N/A | 104 | 0.181 | 0 | #N/A | #N/A | #N/A | 104 | 0.181 | 0 | #N/A | #N/A | 155 | 50000
NE-HVAC-airAC-SpltPkg-240to759kBtuh-12p5eer | DEER2017 | D17 v2 |  | Any | EPr | 1975 | CZ07 | cDXGF | Cap-Tons | 152 | 50000 | None | 84.9 | 0.16 | 0 | 84.9 | 0.16 | 0 | 84.9 | 0.16 | 0 | 84.9 | 0.16 | 0 | DEER:HVAC_Split-Package_AC | Annual | 1719 | 84.9 | 0.16 | 0 | 84.9 | 0.16 | 0 | NE-HVAC-airAC-SpltPkg-240to759kBtuh-12p5eer_MZDEER2017AnyEPr1975CZ07cPVVG | #N/A | NE-HVAC-airAC-SpltPkg-240to759kBtuh-12p5eer_SZDEER2017AnyEPr1975CZ07cDXGF | 13335 |  | #N/A | #N/A | #N/A | 84.9 | 0.16 | 0 | #N/A | #N/A | #N/A | 84.9 | 0.16 | 0 | #N/A | #N/A | 152 | 50000
NE-HVAC-airAC-SpltPkg-240to759kBtuh-12p5eer | DEER2017 | D17 v2 |  | Any | EPr | 1975 | CZ08 | cDXGF | Cap-Tons | 213 | 50000 | None | 88.3 | 0.164 | 0 | 88.3 | 0.164 | 0 | 88.3 | 0.164 | 0 | 88.3 | 0.164 | 0 | DEER:HVAC_Split-Package_AC | Annual | 1719 | 88.3 | 0.164 | 0 | 88.3 | 0.164 | 0 | NE-HVAC-airAC-SpltPkg-240to759kBtuh-12p5eer_MZDEER2017AnyEPr1975CZ08cPVVG | #N/A | NE-HVAC-airAC-SpltPkg-240to759kBtuh-12p5eer_SZDEER2017AnyEPr1975CZ08cDXGF | 13336 |  | #N/A | #N/A | #N/A | 88.3 | 0.164 | 0 | #N/A | #N/A | #N/A | 88.3 | 0.164 | 0 | #N/A | #N/A | 213 | 50000
NE-HVAC-airAC-SpltPkg-240to759kBtuh-12p5eer | DEER2017 | D17 v2 |  | Any | EPr | 1975 | CZ09 | cDXGF | Cap-Tons | 225 | 50000 | None | 95.7 | 0.241 | 0 | 95.7 | 0.241 | 0 | 95.7 | 0.241 | 0 | 95.7 | 0.241 | 0 | DEER:HVAC_Split-Package_AC | Annual | 1719 | 95.7 | 0.241 | 0 | 95.7 | 0.241 | 0 | NE-HVAC-airAC-SpltPkg-240to759kBtuh-12p5eer_MZDEER2017AnyEPr1975CZ09cPVVG | #N/A | NE-HVAC-airAC-SpltPkg-240to759kBtuh-12p5eer_SZDEER2017AnyEPr1975CZ09cDXGF | 13337 |  | #N/A | #N/A | #N/A | 95.7 | 0.241 | 0 | #N/A | #N/A | #N/A | 95.7 | 0.241 | 0 | #N/A | #N/A | 225 | 50000
NE-HVAC-airAC-SpltPkg-240to759kBtuh-12p5eer | DEER2017 | D17 v2 |  | Any | EPr | 1975 | CZ10 | cDXGF | Cap-Tons | 227 | 50000 | None | 110 | 0.258 | 0 | 110 | 0.258 | 0 | 110 | 0.258 | 0 | 110 | 0.258 | 0 | DEER:HVAC_Split-Package_AC | Annual | 1719 | 110 | 0.258 | 0 | 110 | 0.258 | 0 | NE-HVAC-airAC-SpltPkg-240to759kBtuh-12p5eer_MZDEER2017AnyEPr1975CZ10cPVVG | #N/A | NE-HVAC-airAC-SpltPkg-240to759kBtuh-12p5eer_SZDEER2017AnyEPr1975CZ10cDXGF | 13338 |  | #N/A | #N/A | #N/A | 110 | 0.258 | 0 | #N/A | #N/A | #N/A | 110 | 0.258 | 0 | #N/A | #N/A | 227 | 50000
NE-HVAC-airAC-SpltPkg-240to759kBtuh-12p5eer | DEER2017 | D17 v2 |  | Any | EPr | 1975 | CZ11 | cDXGF | Cap-Tons | 194 | 50000 | None | 122 | 0.0594 | 0 | 122 | 0.0594 | 0 | 122 | 0.0594 | 0 | 122 | 0.0594 | 0 | DEER:HVAC_Split-Package_AC | Annual | 1719 | 122 | 0.0594 | 0 | 122 | 0.0594 | 0 | NE-HVAC-airAC-SpltPkg-240to759kBtuh-12p5eer_MZDEER2017AnyEPr1975CZ11cPVVG | #N/A | NE-HVAC-airAC-SpltPkg-240to759kBtuh-12p5eer_SZDEER2017AnyEPr1975CZ11cDXGF | 13339 |  | #N/A | #N/A | #N/A | 122 | 0.0594 | 0 | #N/A | #N/A | #N/A | 122 | 0.0594 | 0 | #N/A | #N/A | 194 | 50000
NE-HVAC-airAC-SpltPkg-240to759kBtuh-12p5eer | DEER2017 | D17 v2 |  | Any | EPr | 1975 | CZ12 | cDXGF | Cap-Tons | 179 | 50000 | None | 105 | 0.0481 | 0 | 105 | 0.0481 | 0 | 105 | 0.0481 | 0 | 105 | 0.0481 | 0 | DEER:HVAC_Split-Package_AC | Annual | 1719 | 105 | 0.0481 | 0 | 105 | 0.0481 | 0 | NE-HVAC-airAC-SpltPkg-240to759kBtuh-12p5eer_MZDEER2017AnyEPr1975CZ12cPVVG | #N/A | NE-HVAC-airAC-SpltPkg-240to759kBtuh-12p5eer_SZDEER2017AnyEPr1975CZ12cDXGF | 13340 |  | #N/A | #N/A | #N/A | 105 | 0.0481 | 0 | #N/A | #N/A | #N/A | 105 | 0.0481 | 0 | #N/A | #N/A | 179 | 50000
NE-HVAC-airAC-SpltPkg-240to759kBtuh-12p5eer | DEER2017 | D17 v2 |  | Any | EPr | 1975 | CZ13 | cDXGF | Cap-Tons | 210 | 50000 | None | 128 | 0.0522 | 0 | 128 | 0.0522 | 0 | 128 | 0.0522 | 0 | 128 | 0.0522 | 0 | DEER:HVAC_Split-Package_AC | Annual | 1719 | 128 | 0.0522 | 0 | 128 | 0.0522 | 0 | NE-HVAC-airAC-SpltPkg-240to759kBtuh-12p5eer_MZDEER2017AnyEPr1975CZ13cPVVG | #N/A | NE-HVAC-airAC-SpltPkg-240to759kBtuh-12p5eer_SZDEER2017AnyEPr1975CZ13cDXGF | 13341 |  | #N/A | #N/A | #N/A | 128 | 0.0522 | 0 | #N/A | #N/A | #N/A | 128 | 0.0522 | 0 | #N/A | #N/A | 210 | 50000
NE-HVAC-airAC-SpltPkg-240to759kBtuh-12p5eer | DEER2017 | D17 v2 |  | Any | EPr | 1975 | CZ14 | cDXGF | Cap-Tons | 207 | 50000 | None | 129 | 0.248 | 0 | 129 | 0.248 | 0 | 129 | 0.248 | 0 | 129 | 0.248 | 0 | DEER:HVAC_Split-Package_AC | Annual | 1719 | 129 | 0.248 | 0 | 129 | 0.248 | 0 | NE-HVAC-airAC-SpltPkg-240to759kBtuh-12p5eer_MZDEER2017AnyEPr1975CZ14cPVVG | #N/A | NE-HVAC-airAC-SpltPkg-240to759kBtuh-12p5eer_SZDEER2017AnyEPr1975CZ14cDXGF | 13342 |  | #N/A | #N/A | #N/A | 129 | 0.248 | 0 | #N/A | #N/A | #N/A | 129 | 0.248 | 0 | #N/A | #N/A | 207 | 50000
NE-HVAC-airAC-SpltPkg-240to759kBtuh-12p5eer | DEER2017 | D17 v2 |  | Any | EPr | 1975 | CZ15 | cDXGF | Cap-Tons | 265 | 50000 | None | 223 | 0.248 | 0 | 223 | 0.248 | 0 | 223 | 0.248 | 0 | 223 | 0.248 | 0 | DEER:HVAC_Split-Package_AC | Annual | 1719 | 223 | 0.248 | 0 | 223 | 0.248 | 0 | NE-HVAC-airAC-SpltPkg-240to759kBtuh-12p5eer_MZDEER2017AnyEPr1975CZ15cPVVG | #N/A | NE-HVAC-airAC-SpltPkg-240to759kBtuh-12p5eer_SZDEER2017AnyEPr1975CZ15cDXGF | 13343 |  | #N/A | #N/A | #N/A | 223 | 0.248 | 0 | #N/A | #N/A | #N/A | 223 | 0.248 | 0 | #N/A | #N/A | 265 | 50000
NE-HVAC-airAC-SpltPkg-240to759kBtuh-12p5eer | DEER2017 | D17 v2 |  | Any | EPr | 1975 | CZ16 | cDXGF | Cap-Tons | 132 | 50000 | None | 48.6 | 0.0287 | 0 | 48.6 | 0.0287 | 0 | 48.6 | 0.0287 | 0 | 48.6 | 0.0287 | 0 | DEER:HVAC_Split-Package_AC | Annual | 1719 | 48.6 | 0.0287 | 0 | 48.6 | 0.0287 | 0 | NE-HVAC-airAC-SpltPkg-240to759kBtuh-12p5eer_MZDEER2017AnyEPr1975CZ16cPVVG | #N/A | NE-HVAC-airAC-SpltPkg-240to759kBtuh-12p5eer_SZDEER2017AnyEPr1975CZ16cDXGF | 13344 |  | #N/A | #N/A | #N/A | 48.6 | 0.0287 | 0 | #N/A | #N/A | #N/A | 48.6 | 0.0287 | 0 | #N/A | #N/A | 132 | 50000
NE-HVAC-airAC-SpltPkg-240to759kBtuh-12p5eer | DEER2017 | D17 v2 |  | Any | EPr | 1985 | CZ01 | cDXGF | Cap-Tons | 108 | 50000 | None | 12.9 | 0.0663 | 0 | 12.9 | 0.0663 | 0 | 12.9 | 0.0663 | 0 | 12.9 | 0.0663 | 0 | DEER:HVAC_Split-Package_AC | Annual | 1719 | 12.9 | 0.0663 | 0 | 12.9 | 0.0663 | 0 | NE-HVAC-airAC-SpltPkg-240to759kBtuh-12p5eer_MZDEER2017AnyEPr1985CZ01cPVVG | #N/A | NE-HVAC-airAC-SpltPkg-240to759kBtuh-12p5eer_SZDEER2017AnyEPr1985CZ01cDXGF | 34689 |  | #N/A | #N/A | #N/A | 12.9 | 0.0663 | 0 | #N/A | #N/A | #N/A | 12.9 | 0.0663 | 0 | #N/A | #N/A | 108 | 50000
NE-HVAC-airAC-SpltPkg-240to759kBtuh-12p5eer | DEER2017 | D17 v2 |  | Any | EPr | 1985 | CZ02 | cDXGF | Cap-Tons | 182 | 50000 | None | 66.5 | 0.0359 | 0 | 66.5 | 0.0359 | 0 | 66.5 | 0.0359 | 0 | 66.5 | 0.0359 | 0 | DEER:HVAC_Split-Package_AC | Annual | 1719 | 66.5 | 0.0359 | 0 | 66.5 | 0.0359 | 0 | NE-HVAC-airAC-SpltPkg-240to759kBtuh-12p5eer_MZDEER2017AnyEPr1985CZ02cPVVG | #N/A | NE-HVAC-airAC-SpltPkg-240to759kBtuh-12p5eer_SZDEER2017AnyEPr1985CZ02cDXGF | 34690 |  | #N/A | #N/A | #N/A | 66.5 | 0.0359 | 0 | #N/A | #N/A | #N/A | 66.5 | 0.0359 | 0 | #N/A | #N/A | 182 | 50000
NE-HVAC-airAC-SpltPkg-240to759kBtuh-12p5eer | DEER2017 | D17 v2 |  | Any | EPr | 1985 | CZ03 | cDXGF | Cap-Tons | 145 | 50000 | None | 42.2 | 0.00699 | 0 | 42.2 | 0.00699 | 0 | 42.2 | 0.00699 | 0 | 42.2 | 0.00699 | 0 | DEER:HVAC_Split-Package_AC | Annual | 1719 | 42.2 | 0.00699 | 0 | 42.2 | 0.00699 | 0 | NE-HVAC-airAC-SpltPkg-240to759kBtuh-12p5eer_MZDEER2017AnyEPr1985CZ03cPVVG | #N/A | NE-HVAC-airAC-SpltPkg-240to759kBtuh-12p5eer_SZDEER2017AnyEPr1985CZ03cDXGF | 34691 |  | #N/A | #N/A | #N/A | 42.2 | 0.00699 | 0 | #N/A | #N/A | #N/A | 42.2 | 0.00699 | 0 | #N/A | #N/A | 145 | 50000
NE-HVAC-airAC-SpltPkg-240to759kBtuh-12p5eer | DEER2017 | D17 v2 |  | Any | EPr | 1985 | CZ04 | cDXGF | Cap-Tons | 173 | 50000 | None | 79.4 | 0.208 | 0 | 79.4 | 0.208 | 0 | 79.4 | 0.208 | 0 | 79.4 | 0.208 | 0 | DEER:HVAC_Split-Package_AC | Annual | 1719 | 79.4 | 0.208 | 0 | 79.4 | 0.208 | 0 | NE-HVAC-airAC-SpltPkg-240to759kBtuh-12p5eer_MZDEER2017AnyEPr1985CZ04cPVVG | #N/A | NE-HVAC-airAC-SpltPkg-240to759kBtuh-12p5eer_SZDEER2017AnyEPr1985CZ04cDXGF | 34692 |  | #N/A | #N/A | #N/A | 79.4 | 0.208 | 0 | #N/A | #N/A | #N/A | 79.4 | 0.208 | 0 | #N/A | #N/A | 173 | 50000
NE-HVAC-airAC-SpltPkg-240to759kBtuh-12p5eer | DEER2017 | D17 v2 |  | Any | EPr | 1985 | CZ05 | cDXGF | Cap-Tons | 130 | 50000 | None | 58.4 | 0.113 | 0 | 58.4 | 0.113 | 0 | 58.4 | 0.113 | 0 | 58.4 | 0.113 | 0 | DEER:HVAC_Split-Package_AC | Annual | 1719 | 58.4 | 0.113 | 0 | 58.4 | 0.113 | 0 | NE-HVAC-airAC-SpltPkg-240to759kBtuh-12p5eer_MZDEER2017AnyEPr1985CZ05cPVVG | #N/A | NE-HVAC-airAC-SpltPkg-240to759kBtuh-12p5eer_SZDEER2017AnyEPr1985CZ05cDXGF | 34693 |  | #N/A | #N/A | #N/A | 58.4 | 0.113 | 0 | #N/A | #N/A | #N/A | 58.4 | 0.113 | 0 | #N/A | #N/A | 130 | 50000
NE-HVAC-airAC-SpltPkg-240to759kBtuh-12p5eer | DEER2017 | D17 v2 |  | Any | EPr | 1985 | CZ06 | cDXGF | Cap-Tons | 147 | 50000 | None | 109 | 0.184 | 0 | 109 | 0.184 | 0 | 109 | 0.184 | 0 | 109 | 0.184 | 0 | DEER:HVAC_Split-Package_AC | Annual | 1719 | 109 | 0.184 | 0 | 109 | 0.184 | 0 | NE-HVAC-airAC-SpltPkg-240to759kBtuh-12p5eer_MZDEER2017AnyEPr1985CZ06cPVVG | #N/A | NE-HVAC-airAC-SpltPkg-240to759kBtuh-12p5eer_SZDEER2017AnyEPr1985CZ06cDXGF | 34694 |  | #N/A | #N/A | #N/A | 109 | 0.184 | 0 | #N/A | #N/A | #N/A | 109 | 0.184 | 0 | #N/A | #N/A | 147 | 50000
NE-HVAC-airAC-SpltPkg-240to759kBtuh-12p5eer | DEER2017 | D17 v2 |  | Any | EPr | 1985 | CZ07 | cDXGF | Cap-Tons | 145 | 50000 | None | 90 | 0.165 | 0 | 90 | 0.165 | 0 | 90 | 0.165 | 0 | 90 | 0.165 | 0 | DEER:HVAC_Split-Package_AC | Annual | 1719 | 90 | 0.165 | 0 | 90 | 0.165 | 0 | NE-HVAC-airAC-SpltPkg-240to759kBtuh-12p5eer_MZDEER2017AnyEPr1985CZ07cPVVG | #N/A | NE-HVAC-airAC-SpltPkg-240to759kBtuh-12p5eer_SZDEER2017AnyEPr1985CZ07cDXGF | 34695 |  | #N/A | #N/A | #N/A | 90 | 0.165 | 0 | #N/A | #N/A | #N/A | 90 | 0.165 | 0 | #N/A | #N/A | 145 | 50000
NE-HVAC-airAC-SpltPkg-240to759kBtuh-12p5eer | DEER2017 | D17 v2 |  | Any | EPr | 1985 | CZ08 | cDXGF | Cap-Tons | 205 | 50000 | None | 90.5 | 0.165 | 0 | 90.5 | 0.165 | 0 | 90.5 | 0.165 | 0 | 90.5 | 0.165 | 0 | DEER:HVAC_Split-Package_AC | Annual | 1719 | 90.5 | 0.165 | 0 | 90.5 | 0.165 | 0 | NE-HVAC-airAC-SpltPkg-240to759kBtuh-12p5eer_MZDEER2017AnyEPr1985CZ08cPVVG | #N/A | NE-HVAC-airAC-SpltPkg-240to759kBtuh-12p5eer_SZDEER2017AnyEPr1985CZ08cDXGF | 34696 |  | #N/A | #N/A | #N/A | 90.5 | 0.165 | 0 | #N/A | #N/A | #N/A | 90.5 | 0.165 | 0 | #N/A | #N/A | 205 | 50000
NE-HVAC-airAC-SpltPkg-240to759kBtuh-12p5eer | DEER2017 | D17 v2 |  | Any | EPr | 1985 | CZ09 | cDXGF | Cap-Tons | 217 | 50000 | None | 97.7 | 0.243 | 0 | 97.7 | 0.243 | 0 | 97.7 | 0.243 | 0 | 97.7 | 0.243 | 0 | DEER:HVAC_Split-Package_AC | Annual | 1719 | 97.7 | 0.243 | 0 | 97.7 | 0.243 | 0 | NE-HVAC-airAC-SpltPkg-240to759kBtuh-12p5eer_MZDEER2017AnyEPr1985CZ09cPVVG | #N/A | NE-HVAC-airAC-SpltPkg-240to759kBtuh-12p5eer_SZDEER2017AnyEPr1985CZ09cDXGF | 34697 |  | #N/A | #N/A | #N/A | 97.7 | 0.243 | 0 | #N/A | #N/A | #N/A | 97.7 | 0.243 | 0 | #N/A | #N/A | 217 | 50000
NE-HVAC-airAC-SpltPkg-240to759kBtuh-12p5eer | DEER2017 | D17 v2 |  | Any | EPr | 1985 | CZ10 | cDXGF | Cap-Tons | 218 | 50000 | None | 112 | 0.26 | 0 | 112 | 0.26 | 0 | 112 | 0.26 | 0 | 112 | 0.26 | 0 | DEER:HVAC_Split-Package_AC | Annual | 1719 | 112 | 0.26 | 0 | 112 | 0.26 | 0 | NE-HVAC-airAC-SpltPkg-240to759kBtuh-12p5eer_MZDEER2017AnyEPr1985CZ10cPVVG | #N/A | NE-HVAC-airAC-SpltPkg-240to759kBtuh-12p5eer_SZDEER2017AnyEPr1985CZ10cDXGF | 34698 |  | #N/A | #N/A | #N/A | 112 | 0.26 | 0 | #N/A | #N/A | #N/A | 112 | 0.26 | 0 | #N/A | #N/A | 218 | 50000
NE-HVAC-airAC-SpltPkg-240to759kBtuh-12p5eer | DEER2017 | D17 v2 |  | Any | EPr | 1985 | CZ11 | cDXGF | Cap-Tons | 202 | 50000 | None | 114 | 0.0545 | 0 | 114 | 0.0545 | 0 | 114 | 0.0545 | 0 | 114 | 0.0545 | 0 | DEER:HVAC_Split-Package_AC | Annual | 1719 | 114 | 0.0545 | 0 | 114 | 0.0545 | 0 | NE-HVAC-airAC-SpltPkg-240to759kBtuh-12p5eer_MZDEER2017AnyEPr1985CZ11cPVVG | #N/A | NE-HVAC-airAC-SpltPkg-240to759kBtuh-12p5eer_SZDEER2017AnyEPr1985CZ11cDXGF | 34699 |  | #N/A | #N/A | #N/A | 114 | 0.0545 | 0 | #N/A | #N/A | #N/A | 114 | 0.0545 | 0 | #N/A | #N/A | 202 | 50000
NE-HVAC-airAC-SpltPkg-240to759kBtuh-12p5eer | DEER2017 | D17 v2 |  | Any | EPr | 1985 | CZ12 | cDXGF | Cap-Tons | 171 | 50000 | None | 108 | 0.0469 | 0 | 108 | 0.0469 | 0 | 108 | 0.0469 | 0 | 108 | 0.0469 | 0 | DEER:HVAC_Split-Package_AC | Annual | 1719 | 108 | 0.0469 | 0 | 108 | 0.0469 | 0 | NE-HVAC-airAC-SpltPkg-240to759kBtuh-12p5eer_MZDEER2017AnyEPr1985CZ12cPVVG | #N/A | NE-HVAC-airAC-SpltPkg-240to759kBtuh-12p5eer_SZDEER2017AnyEPr1985CZ12cDXGF | 34700 |  | #N/A | #N/A | #N/A | 108 | 0.0469 | 0 | #N/A | #N/A | #N/A | 108 | 0.0469 | 0 | #N/A | #N/A | 171 | 50000
NE-HVAC-airAC-SpltPkg-240to759kBtuh-12p5eer | DEER2017 | D17 v2 |  | Any | EPr | 1985 | CZ13 | cDXGF | Cap-Tons | 202 | 50000 | None | 130 | 0.0522 | 0 | 130 | 0.0522 | 0 | 130 | 0.0522 | 0 | 130 | 0.0522 | 0 | DEER:HVAC_Split-Package_AC | Annual | 1719 | 130 | 0.0522 | 0 | 130 | 0.0522 | 0 | NE-HVAC-airAC-SpltPkg-240to759kBtuh-12p5eer_MZDEER2017AnyEPr1985CZ13cPVVG | #N/A | NE-HVAC-airAC-SpltPkg-240to759kBtuh-12p5eer_SZDEER2017AnyEPr1985CZ13cDXGF | 34701 |  | #N/A | #N/A | #N/A | 130 | 0.0522 | 0 | #N/A | #N/A | #N/A | 130 | 0.0522 | 0 | #N/A | #N/A | 202 | 50000
NE-HVAC-airAC-SpltPkg-240to759kBtuh-12p5eer | DEER2017 | D17 v2 |  | Any | EPr | 1985 | CZ14 | cDXGF | Cap-Tons | 194 | 50000 | None | 133 | 0.25 | 0 | 133 | 0.25 | 0 | 133 | 0.25 | 0 | 133 | 0.25 | 0 | DEER:HVAC_Split-Package_AC | Annual | 1719 | 133 | 0.25 | 0 | 133 | 0.25 | 0 | NE-HVAC-airAC-SpltPkg-240to759kBtuh-12p5eer_MZDEER2017AnyEPr1985CZ14cPVVG | #N/A | NE-HVAC-airAC-SpltPkg-240to759kBtuh-12p5eer_SZDEER2017AnyEPr1985CZ14cDXGF | 34702 |  | #N/A | #N/A | #N/A | 133 | 0.25 | 0 | #N/A | #N/A | #N/A | 133 | 0.25 | 0 | #N/A | #N/A | 194 | 50000
NE-HVAC-airAC-SpltPkg-240to759kBtuh-12p5eer | DEER2017 | D17 v2 |  | Any | EPr | 1985 | CZ15 | cDXGF | Cap-Tons | 250 | 50000 | None | 226 | 0.25 | 0 | 226 | 0.25 | 0 | 226 | 0.25 | 0 | 226 | 0.25 | 0 | DEER:HVAC_Split-Package_AC | Annual | 1719 | 226 | 0.25 | 0 | 226 | 0.25 | 0 | NE-HVAC-airAC-SpltPkg-240to759kBtuh-12p5eer_MZDEER2017AnyEPr1985CZ15cPVVG | #N/A | NE-HVAC-airAC-SpltPkg-240to759kBtuh-12p5eer_SZDEER2017AnyEPr1985CZ15cDXGF | 34703 |  | #N/A | #N/A | #N/A | 226 | 0.25 | 0 | #N/A | #N/A | #N/A | 226 | 0.25 | 0 | #N/A | #N/A | 250 | 50000
NE-HVAC-airAC-SpltPkg-240to759kBtuh-12p5eer | DEER2017 | D17 v2 |  | Any | EPr | 1985 | CZ16 | cDXGF | Cap-Tons | 124 | 50000 | None | 52.1 | 0.0294 | 0 | 52.1 | 0.0294 | 0 | 52.1 | 0.0294 | 0 | 52.1 | 0.0294 | 0 | DEER:HVAC_Split-Package_AC | Annual | 1719 | 52.1 | 0.0294 | 0 | 52.1 | 0.0294 | 0 | NE-HVAC-airAC-SpltPkg-240to759kBtuh-12p5eer_MZDEER2017AnyEPr1985CZ16cPVVG | #N/A | NE-HVAC-airAC-SpltPkg-240to759kBtuh-12p5eer_SZDEER2017AnyEPr1985CZ16cDXGF | 34704 |  | #N/A | #N/A | #N/A | 52.1 | 0.0294 | 0 | #N/A | #N/A | #N/A | 52.1 | 0.0294 | 0 | #N/A | #N/A | 124 | 50000
NE-HVAC-airAC-SpltPkg-240to759kBtuh-12p5eer | DEER2017 | D17 v2 |  | Any | EPr | 1996 | CZ01 | cDXGF | Cap-Tons | 96.7 | 50000 | None | 16 | 0.068 | 0 | 16 | 0.068 | 0 | 16 | 0.068 | 0 | 16 | 0.068 | 0 | DEER:HVAC_Split-Package_AC | Annual | 1719 | 16 | 0.068 | 0 | 16 | 0.068 | 0 | NE-HVAC-airAC-SpltPkg-240to759kBtuh-12p5eer_MZDEER2017AnyEPr1996CZ01cPVVG | #N/A | NE-HVAC-airAC-SpltPkg-240to759kBtuh-12p5eer_SZDEER2017AnyEPr1996CZ01cDXGF | 56049 |  | #N/A | #N/A | #N/A | 16 | 0.068 | 0 | #N/A | #N/A | #N/A | 16 | 0.068 | 0 | #N/A | #N/A | 96.7 | 50000
NE-HVAC-airAC-SpltPkg-240to759kBtuh-12p5eer | DEER2017 | D17 v2 |  | Any | EPr | 1996 | CZ02 | cDXGF | Cap-Tons | 170 | 50000 | None | 63.9 | 0.0254 | 0 | 63.9 | 0.0254 | 0 | 63.9 | 0.0254 | 0 | 63.9 | 0.0254 | 0 | DEER:HVAC_Split-Package_AC | Annual | 1719 | 63.9 | 0.0254 | 0 | 63.9 | 0.0254 | 0 | NE-HVAC-airAC-SpltPkg-240to759kBtuh-12p5eer_MZDEER2017AnyEPr1996CZ02cPVVG | #N/A | NE-HVAC-airAC-SpltPkg-240to759kBtuh-12p5eer_SZDEER2017AnyEPr1996CZ02cDXGF | 56050 |  | #N/A | #N/A | #N/A | 63.9 | 0.0254 | 0 | #N/A | #N/A | #N/A | 63.9 | 0.0254 | 0 | #N/A | #N/A | 170 | 50000
NE-HVAC-airAC-SpltPkg-240to759kBtuh-12p5eer | DEER2017 | D17 v2 |  | Any | EPr | 1996 | CZ03 | cDXGF | Cap-Tons | 133 | 50000 | None | 41 | 0.00169 | 0 | 41 | 0.00169 | 0 | 41 | 0.00169 | 0 | 41 | 0.00169 | 0 | DEER:HVAC_Split-Package_AC | Annual | 1719 | 41 | 0.00169 | 0 | 41 | 0.00169 | 0 | NE-HVAC-airAC-SpltPkg-240to759kBtuh-12p5eer_MZDEER2017AnyEPr1996CZ03cPVVG | #N/A | NE-HVAC-airAC-SpltPkg-240to759kBtuh-12p5eer_SZDEER2017AnyEPr1996CZ03cDXGF | 56051 |  | #N/A | #N/A | #N/A | 41 | 0.00169 | 0 | #N/A | #N/A | #N/A | 41 | 0.00169 | 0 | #N/A | #N/A | 133 | 50000
NE-HVAC-airAC-SpltPkg-240to759kBtuh-12p5eer | DEER2017 | D17 v2 |  | Any | EPr | 1996 | CZ04 | cDXGF | Cap-Tons | 160 | 50000 | None | 77.1 | 0.207 | 0 | 77.1 | 0.207 | 0 | 77.1 | 0.207 | 0 | 77.1 | 0.207 | 0 | DEER:HVAC_Split-Package_AC | Annual | 1719 | 77.1 | 0.207 | 0 | 77.1 | 0.207 | 0 | NE-HVAC-airAC-SpltPkg-240to759kBtuh-12p5eer_MZDEER2017AnyEPr1996CZ04cPVVG | #N/A | NE-HVAC-airAC-SpltPkg-240to759kBtuh-12p5eer_SZDEER2017AnyEPr1996CZ04cDXGF | 56052 |  | #N/A | #N/A | #N/A | 77.1 | 0.207 | 0 | #N/A | #N/A | #N/A | 77.1 | 0.207 | 0 | #N/A | #N/A | 160 | 50000
NE-HVAC-airAC-SpltPkg-240to759kBtuh-12p5eer | DEER2017 | D17 v2 |  | Any | EPr | 1996 | CZ05 | cDXGF | Cap-Tons | 118 | 50000 | None | 58.5 | 0.112 | 0 | 58.5 | 0.112 | 0 | 58.5 | 0.112 | 0 | 58.5 | 0.112 | 0 | DEER:HVAC_Split-Package_AC | Annual | 1719 | 58.5 | 0.112 | 0 | 58.5 | 0.112 | 0 | NE-HVAC-airAC-SpltPkg-240to759kBtuh-12p5eer_MZDEER2017AnyEPr1996CZ05cPVVG | #N/A | NE-HVAC-airAC-SpltPkg-240to759kBtuh-12p5eer_SZDEER2017AnyEPr1996CZ05cDXGF | 56053 |  | #N/A | #N/A | #N/A | 58.5 | 0.112 | 0 | #N/A | #N/A | #N/A | 58.5 | 0.112 | 0 | #N/A | #N/A | 118 | 50000
NE-HVAC-airAC-SpltPkg-240to759kBtuh-12p5eer | DEER2017 | D17 v2 |  | Any | EPr | 1996 | CZ06 | cDXGF | Cap-Tons | 181 | 50000 | None | 71.7 | 0.145 | 0 | 71.7 | 0.145 | 0 | 71.7 | 0.145 | 0 | 71.7 | 0.145 | 0 | DEER:HVAC_Split-Package_AC | Annual | 1719 | 71.7 | 0.145 | 0 | 71.7 | 0.145 | 0 | NE-HVAC-airAC-SpltPkg-240to759kBtuh-12p5eer_MZDEER2017AnyEPr1996CZ06cPVVG | #N/A | NE-HVAC-airAC-SpltPkg-240to759kBtuh-12p5eer_SZDEER2017AnyEPr1996CZ06cDXGF | 56054 |  | #N/A | #N/A | #N/A | 71.7 | 0.145 | 0 | #N/A | #N/A | #N/A | 71.7 | 0.145 | 0 | #N/A | #N/A | 181 | 50000
NE-HVAC-airAC-SpltPkg-240to759kBtuh-12p5eer | DEER2017 | D17 v2 |  | Any | EPr | 1996 | CZ07 | cDXGF | Cap-Tons | 134 | 50000 | None | 89.8 | 0.171 | 0 | 89.8 | 0.171 | 0 | 89.8 | 0.171 | 0 | 89.8 | 0.171 | 0 | DEER:HVAC_Split-Package_AC | Annual | 1719 | 89.8 | 0.171 | 0 | 89.8 | 0.171 | 0 | NE-HVAC-airAC-SpltPkg-240to759kBtuh-12p5eer_MZDEER2017AnyEPr1996CZ07cPVVG | #N/A | NE-HVAC-airAC-SpltPkg-240to759kBtuh-12p5eer_SZDEER2017AnyEPr1996CZ07cDXGF | 56055 |  | #N/A | #N/A | #N/A | 89.8 | 0.171 | 0 | #N/A | #N/A | #N/A | 89.8 | 0.171 | 0 | #N/A | #N/A | 134 | 50000
NE-HVAC-airAC-SpltPkg-240to759kBtuh-12p5eer | DEER2017 | D17 v2 |  | Any | EPr | 1996 | CZ08 | cDXGF | Cap-Tons | 194 | 50000 | None | 89.2 | 0.171 | 0 | 89.2 | 0.171 | 0 | 89.2 | 0.171 | 0 | 89.2 | 0.171 | 0 | DEER:HVAC_Split-Package_AC | Annual | 1719 | 89.2 | 0.171 | 0 | 89.2 | 0.171 | 0 | NE-HVAC-airAC-SpltPkg-240to759kBtuh-12p5eer_MZDEER2017AnyEPr1996CZ08cPVVG | #N/A | NE-HVAC-airAC-SpltPkg-240to759kBtuh-12p5eer_SZDEER2017AnyEPr1996CZ08cDXGF | 56056 |  | #N/A | #N/A | #N/A | 89.2 | 0.171 | 0 | #N/A | #N/A | #N/A | 89.2 | 0.171 | 0 | #N/A | #N/A | 194 | 50000
NE-HVAC-airAC-SpltPkg-240to759kBtuh-12p5eer | DEER2017 | D17 v2 |  | Any | EPr | 1996 | CZ09 | cDXGF | Cap-Tons | 206 | 50000 | None | 96.8 | 0.249 | 0 | 96.8 | 0.249 | 0 | 96.8 | 0.249 | 0 | 96.8 | 0.249 | 0 | DEER:HVAC_Split-Package_AC | Annual | 1719 | 96.8 | 0.249 | 0 | 96.8 | 0.249 | 0 | NE-HVAC-airAC-SpltPkg-240to759kBtuh-12p5eer_MZDEER2017AnyEPr1996CZ09cPVVG | #N/A | NE-HVAC-airAC-SpltPkg-240to759kBtuh-12p5eer_SZDEER2017AnyEPr1996CZ09cDXGF | 56057 |  | #N/A | #N/A | #N/A | 96.8 | 0.249 | 0 | #N/A | #N/A | #N/A | 96.8 | 0.249 | 0 | #N/A | #N/A | 206 | 50000
NE-HVAC-airAC-SpltPkg-240to759kBtuh-12p5eer | DEER2017 | D17 v2 |  | Any | EPr | 1996 | CZ10 | cDXGF | Cap-Tons | 205 | 50000 | None | 110 | 0.263 | 0 | 110 | 0.263 | 0 | 110 | 0.263 | 0 | 110 | 0.263 | 0 | DEER:HVAC_Split-Package_AC | Annual | 1719 | 110 | 0.263 | 0 | 110 | 0.263 | 0 | NE-HVAC-airAC-SpltPkg-240to759kBtuh-12p5eer_MZDEER2017AnyEPr1996CZ10cPVVG | #N/A | NE-HVAC-airAC-SpltPkg-240to759kBtuh-12p5eer_SZDEER2017AnyEPr1996CZ10cDXGF | 56058 |  | #N/A | #N/A | #N/A | 110 | 0.263 | 0 | #N/A | #N/A | #N/A | 110 | 0.263 | 0 | #N/A | #N/A | 205 | 50000
NE-HVAC-airAC-SpltPkg-240to759kBtuh-12p5eer | DEER2017 | D17 v2 |  | Any | EPr | 1996 | CZ11 | cDXGF | Cap-Tons | 184 | 50000 | None | 107 | 0.0483 | 0 | 107 | 0.0483 | 0 | 107 | 0.0483 | 0 | 107 | 0.0483 | 0 | DEER:HVAC_Split-Package_AC | Annual | 1719 | 107 | 0.0483 | 0 | 107 | 0.0483 | 0 | NE-HVAC-airAC-SpltPkg-240to759kBtuh-12p5eer_MZDEER2017AnyEPr1996CZ11cPVVG | #N/A | NE-HVAC-airAC-SpltPkg-240to759kBtuh-12p5eer_SZDEER2017AnyEPr1996CZ11cDXGF | 56059 |  | #N/A | #N/A | #N/A | 107 | 0.0483 | 0 | #N/A | #N/A | #N/A | 107 | 0.0483 | 0 | #N/A | #N/A | 184 | 50000
NE-HVAC-airAC-SpltPkg-240to759kBtuh-12p5eer | DEER2017 | D17 v2 |  | Any | EPr | 1996 | CZ12 | cDXGF | Cap-Tons | 161 | 50000 | None | 96.2 | 0.0334 | 0 | 96.2 | 0.0334 | 0 | 96.2 | 0.0334 | 0 | 96.2 | 0.0334 | 0 | DEER:HVAC_Split-Package_AC | Annual | 1719 | 96.2 | 0.0334 | 0 | 96.2 | 0.0334 | 0 | NE-HVAC-airAC-SpltPkg-240to759kBtuh-12p5eer_MZDEER2017AnyEPr1996CZ12cPVVG | #N/A | NE-HVAC-airAC-SpltPkg-240to759kBtuh-12p5eer_SZDEER2017AnyEPr1996CZ12cDXGF | 56060 |  | #N/A | #N/A | #N/A | 96.2 | 0.0334 | 0 | #N/A | #N/A | #N/A | 96.2 | 0.0334 | 0 | #N/A | #N/A | 161 | 50000
NE-HVAC-airAC-SpltPkg-240to759kBtuh-12p5eer | DEER2017 | D17 v2 |  | Any | EPr | 1996 | CZ13 | cDXGF | Cap-Tons | 184 | 50000 | None | 123 | 0.0455 | 0 | 123 | 0.0455 | 0 | 123 | 0.0455 | 0 | 123 | 0.0455 | 0 | DEER:HVAC_Split-Package_AC | Annual | 1719 | 123 | 0.0455 | 0 | 123 | 0.0455 | 0 | NE-HVAC-airAC-SpltPkg-240to759kBtuh-12p5eer_MZDEER2017AnyEPr1996CZ13cPVVG | #N/A | NE-HVAC-airAC-SpltPkg-240to759kBtuh-12p5eer_SZDEER2017AnyEPr1996CZ13cDXGF | 56061 |  | #N/A | #N/A | #N/A | 123 | 0.0455 | 0 | #N/A | #N/A | #N/A | 123 | 0.0455 | 0 | #N/A | #N/A | 184 | 50000
NE-HVAC-airAC-SpltPkg-240to759kBtuh-12p5eer | DEER2017 | D17 v2 |  | Any | EPr | 1996 | CZ14 | cDXGF | Cap-Tons | 176 | 50000 | None | 126 | 0.252 | 0 | 126 | 0.252 | 0 | 126 | 0.252 | 0 | 126 | 0.252 | 0 | DEER:HVAC_Split-Package_AC | Annual | 1719 | 126 | 0.252 | 0 | 126 | 0.252 | 0 | NE-HVAC-airAC-SpltPkg-240to759kBtuh-12p5eer_MZDEER2017AnyEPr1996CZ14cPVVG | #N/A | NE-HVAC-airAC-SpltPkg-240to759kBtuh-12p5eer_SZDEER2017AnyEPr1996CZ14cDXGF | 56062 |  | #N/A | #N/A | #N/A | 126 | 0.252 | 0 | #N/A | #N/A | #N/A | 126 | 0.252 | 0 | #N/A | #N/A | 176 | 50000
NE-HVAC-airAC-SpltPkg-240to759kBtuh-12p5eer | DEER2017 | D17 v2 |  | Any | EPr | 1996 | CZ15 | cDXGF | Cap-Tons | 229 | 50000 | None | 221 | 0.256 | 0 | 221 | 0.256 | 0 | 221 | 0.256 | 0 | 221 | 0.256 | 0 | DEER:HVAC_Split-Package_AC | Annual | 1719 | 221 | 0.256 | 0 | 221 | 0.256 | 0 | NE-HVAC-airAC-SpltPkg-240to759kBtuh-12p5eer_MZDEER2017AnyEPr1996CZ15cPVVG | #N/A | NE-HVAC-airAC-SpltPkg-240to759kBtuh-12p5eer_SZDEER2017AnyEPr1996CZ15cDXGF | 56063 |  | #N/A | #N/A | #N/A | 221 | 0.256 | 0 | #N/A | #N/A | #N/A | 221 | 0.256 | 0 | #N/A | #N/A | 229 | 50000
NE-HVAC-airAC-SpltPkg-240to759kBtuh-12p5eer | DEER2017 | D17 v2 |  | Any | EPr | 1996 | CZ16 | cDXGF | Cap-Tons | 113 | 50000 | None | 46.6 | 0.0127 | 0 | 46.6 | 0.0127 | 0 | 46.6 | 0.0127 | 0 | 46.6 | 0.0127 | 0 | DEER:HVAC_Split-Package_AC | Annual | 1719 | 46.6 | 0.0127 | 0 | 46.6 | 0.0127 | 0 | NE-HVAC-airAC-SpltPkg-240to759kBtuh-12p5eer_MZDEER2017AnyEPr1996CZ16cPVVG | #N/A | NE-HVAC-airAC-SpltPkg-240to759kBtuh-12p5eer_SZDEER2017AnyEPr1996CZ16cDXGF | 56064 |  | #N/A | #N/A | #N/A | 46.6 | 0.0127 | 0 | #N/A | #N/A | #N/A | 46.6 | 0.0127 | 0 | #N/A | #N/A | 113 | 50000
NE-HVAC-airAC-SpltPkg-240to759kBtuh-12p5eer | DEER2017 | D17 v2 |  | Any | EPr | 2003 | CZ01 | cDXGF | Cap-Tons | 90.7 | 50000 | None | 17.2 | 0.0673 | 0 | 17.2 | 0.0673 | 0 | 17.2 | 0.0673 | 0 | 17.2 | 0.0673 | 0 | DEER:HVAC_Split-Package_AC | Annual | 1719 | 17.2 | 0.0673 | 0 | 17.2 | 0.0673 | 0 | NE-HVAC-airAC-SpltPkg-240to759kBtuh-12p5eer_MZDEER2017AnyEPr2003CZ01cPVVG | #N/A | NE-HVAC-airAC-SpltPkg-240to759kBtuh-12p5eer_SZDEER2017AnyEPr2003CZ01cDXGF | 77409 |  | #N/A | #N/A | #N/A | 17.2 | 0.0673 | 0 | #N/A | #N/A | #N/A | 17.2 | 0.0673 | 0 | #N/A | #N/A | 90.7 | 50000
NE-HVAC-airAC-SpltPkg-240to759kBtuh-12p5eer | DEER2017 | D17 v2 |  | Any | EPr | 2003 | CZ02 | cDXGF | Cap-Tons | 155 | 50000 | None | 60.5 | 0.00857 | 0 | 60.5 | 0.00857 | 0 | 60.5 | 0.00857 | 0 | 60.5 | 0.00857 | 0 | DEER:HVAC_Split-Package_AC | Annual | 1719 | 60.5 | 0.00857 | 0 | 60.5 | 0.00857 | 0 | NE-HVAC-airAC-SpltPkg-240to759kBtuh-12p5eer_MZDEER2017AnyEPr2003CZ02cPVVG | #N/A | NE-HVAC-airAC-SpltPkg-240to759kBtuh-12p5eer_SZDEER2017AnyEPr2003CZ02cDXGF | 77410 |  | #N/A | #N/A | #N/A | 60.5 | 0.00857 | 0 | #N/A | #N/A | #N/A | 60.5 | 0.00857 | 0 | #N/A | #N/A | 155 | 50000
NE-HVAC-airAC-SpltPkg-240to759kBtuh-12p5eer | DEER2017 | D17 v2 |  | Any | EPr | 2003 | CZ03 | cDXGF | Cap-Tons | 126 | 50000 | None | 40.2 | 0.00101 | 0 | 40.2 | 0.00101 | 0 | 40.2 | 0.00101 | 0 | 40.2 | 0.00101 | 0 | DEER:HVAC_Split-Package_AC | Annual | 1719 | 40.2 | 0.00101 | 0 | 40.2 | 0.00101 | 0 | NE-HVAC-airAC-SpltPkg-240to759kBtuh-12p5eer_MZDEER2017AnyEPr2003CZ03cPVVG | #N/A | NE-HVAC-airAC-SpltPkg-240to759kBtuh-12p5eer_SZDEER2017AnyEPr2003CZ03cDXGF | 77411 |  | #N/A | #N/A | #N/A | 40.2 | 0.00101 | 0 | #N/A | #N/A | #N/A | 40.2 | 0.00101 | 0 | #N/A | #N/A | 126 | 50000
NE-HVAC-airAC-SpltPkg-240to759kBtuh-12p5eer | DEER2017 | D17 v2 |  | Any | EPr | 2003 | CZ04 | cDXGF | Cap-Tons | 151 | 50000 | None | 75.1 | 0.206 | 0 | 75.1 | 0.206 | 0 | 75.1 | 0.206 | 0 | 75.1 | 0.206 | 0 | DEER:HVAC_Split-Package_AC | Annual | 1719 | 75.1 | 0.206 | 0 | 75.1 | 0.206 | 0 | NE-HVAC-airAC-SpltPkg-240to759kBtuh-12p5eer_MZDEER2017AnyEPr2003CZ04cPVVG | #N/A | NE-HVAC-airAC-SpltPkg-240to759kBtuh-12p5eer_SZDEER2017AnyEPr2003CZ04cDXGF | 77412 |  | #N/A | #N/A | #N/A | 75.1 | 0.206 | 0 | #N/A | #N/A | #N/A | 75.1 | 0.206 | 0 | #N/A | #N/A | 151 | 50000
NE-HVAC-airAC-SpltPkg-240to759kBtuh-12p5eer | DEER2017 | D17 v2 |  | Any | EPr | 2003 | CZ05 | cDXGF | Cap-Tons | 111 | 50000 | None | 58 | 0.11 | 0 | 58 | 0.11 | 0 | 58 | 0.11 | 0 | 58 | 0.11 | 0 | DEER:HVAC_Split-Package_AC | Annual | 1719 | 58 | 0.11 | 0 | 58 | 0.11 | 0 | NE-HVAC-airAC-SpltPkg-240to759kBtuh-12p5eer_MZDEER2017AnyEPr2003CZ05cPVVG | #N/A | NE-HVAC-airAC-SpltPkg-240to759kBtuh-12p5eer_SZDEER2017AnyEPr2003CZ05cDXGF | 77413 |  | #N/A | #N/A | #N/A | 58 | 0.11 | 0 | #N/A | #N/A | #N/A | 58 | 0.11 | 0 | #N/A | #N/A | 111 | 50000
NE-HVAC-airAC-SpltPkg-240to759kBtuh-12p5eer | DEER2017 | D17 v2 |  | Any | EPr | 2003 | CZ06 | cDXGF | Cap-Tons | 174 | 50000 | None | 70.4 | 0.145 | 0 | 70.4 | 0.145 | 0 | 70.4 | 0.145 | 0 | 70.4 | 0.145 | 0 | DEER:HVAC_Split-Package_AC | Annual | 1719 | 70.4 | 0.145 | 0 | 70.4 | 0.145 | 0 | NE-HVAC-airAC-SpltPkg-240to759kBtuh-12p5eer_MZDEER2017AnyEPr2003CZ06cPVVG | #N/A | NE-HVAC-airAC-SpltPkg-240to759kBtuh-12p5eer_SZDEER2017AnyEPr2003CZ06cDXGF | 77414 |  | #N/A | #N/A | #N/A | 70.4 | 0.145 | 0 | #N/A | #N/A | #N/A | 70.4 | 0.145 | 0 | #N/A | #N/A | 174 | 50000
NE-HVAC-airAC-SpltPkg-240to759kBtuh-12p5eer | DEER2017 | D17 v2 |  | Any | EPr | 2003 | CZ07 | cDXGF | Cap-Tons | 128 | 50000 | None | 88.4 | 0.171 | 0 | 88.4 | 0.171 | 0 | 88.4 | 0.171 | 0 | 88.4 | 0.171 | 0 | DEER:HVAC_Split-Package_AC | Annual | 1719 | 88.4 | 0.171 | 0 | 88.4 | 0.171 | 0 | NE-HVAC-airAC-SpltPkg-240to759kBtuh-12p5eer_MZDEER2017AnyEPr2003CZ07cPVVG | #N/A | NE-HVAC-airAC-SpltPkg-240to759kBtuh-12p5eer_SZDEER2017AnyEPr2003CZ07cDXGF | 77415 |  | #N/A | #N/A | #N/A | 88.4 | 0.171 | 0 | #N/A | #N/A | #N/A | 88.4 | 0.171 | 0 | #N/A | #N/A | 128 | 50000
NE-HVAC-airAC-SpltPkg-240to759kBtuh-12p5eer | DEER2017 | D17 v2 |  | Any | EPr | 2003 | CZ08 | cDXGF | Cap-Tons | 187 | 50000 | None | 88.6 | 0.169 | 0 | 88.6 | 0.169 | 0 | 88.6 | 0.169 | 0 | 88.6 | 0.169 | 0 | DEER:HVAC_Split-Package_AC | Annual | 1719 | 88.6 | 0.169 | 0 | 88.6 | 0.169 | 0 | NE-HVAC-airAC-SpltPkg-240to759kBtuh-12p5eer_MZDEER2017AnyEPr2003CZ08cPVVG | #N/A | NE-HVAC-airAC-SpltPkg-240to759kBtuh-12p5eer_SZDEER2017AnyEPr2003CZ08cDXGF | 77416 |  | #N/A | #N/A | #N/A | 88.6 | 0.169 | 0 | #N/A | #N/A | #N/A | 88.6 | 0.169 | 0 | #N/A | #N/A | 187 | 50000
NE-HVAC-airAC-SpltPkg-240to759kBtuh-12p5eer | DEER2017 | D17 v2 |  | Any | EPr | 2003 | CZ09 | cDXGF | Cap-Tons | 195 | 50000 | None | 95 | 0.247 | 0 | 95 | 0.247 | 0 | 95 | 0.247 | 0 | 95 | 0.247 | 0 | DEER:HVAC_Split-Package_AC | Annual | 1719 | 95 | 0.247 | 0 | 95 | 0.247 | 0 | NE-HVAC-airAC-SpltPkg-240to759kBtuh-12p5eer_MZDEER2017AnyEPr2003CZ09cPVVG | #N/A | NE-HVAC-airAC-SpltPkg-240to759kBtuh-12p5eer_SZDEER2017AnyEPr2003CZ09cDXGF | 77417 |  | #N/A | #N/A | #N/A | 95 | 0.247 | 0 | #N/A | #N/A | #N/A | 95 | 0.247 | 0 | #N/A | #N/A | 195 | 50000
NE-HVAC-airAC-SpltPkg-240to759kBtuh-12p5eer | DEER2017 | D17 v2 |  | Any | EPr | 2003 | CZ10 | cDXGF | Cap-Tons | 186 | 50000 | None | 104 | 0.261 | 0 | 104 | 0.261 | 0 | 104 | 0.261 | 0 | 104 | 0.261 | 0 | DEER:HVAC_Split-Package_AC | Annual | 1719 | 104 | 0.261 | 0 | 104 | 0.261 | 0 | NE-HVAC-airAC-SpltPkg-240to759kBtuh-12p5eer_MZDEER2017AnyEPr2003CZ10cPVVG | #N/A | NE-HVAC-airAC-SpltPkg-240to759kBtuh-12p5eer_SZDEER2017AnyEPr2003CZ10cDXGF | 77418 |  | #N/A | #N/A | #N/A | 104 | 0.261 | 0 | #N/A | #N/A | #N/A | 104 | 0.261 | 0 | #N/A | #N/A | 186 | 50000
NE-HVAC-airAC-SpltPkg-240to759kBtuh-12p5eer | DEER2017 | D17 v2 |  | Any | EPr | 2003 | CZ11 | cDXGF | Cap-Tons | 154 | 50000 | None | 116 | 0.0475 | 0 | 116 | 0.0475 | 0 | 116 | 0.0475 | 0 | 116 | 0.0475 | 0 | DEER:HVAC_Split-Package_AC | Annual | 1719 | 116 | 0.0475 | 0 | 116 | 0.0475 | 0 | NE-HVAC-airAC-SpltPkg-240to759kBtuh-12p5eer_MZDEER2017AnyEPr2003CZ11cPVVG | #N/A | NE-HVAC-airAC-SpltPkg-240to759kBtuh-12p5eer_SZDEER2017AnyEPr2003CZ11cDXGF | 77419 |  | #N/A | #N/A | #N/A | 116 | 0.0475 | 0 | #N/A | #N/A | #N/A | 116 | 0.0475 | 0 | #N/A | #N/A | 154 | 50000
NE-HVAC-airAC-SpltPkg-240to759kBtuh-12p5eer | DEER2017 | D17 v2 |  | Any | EPr | 2003 | CZ12 | cDXGF | Cap-Tons | 143 | 50000 | None | 98.1 | 0.0291 | 0 | 98.1 | 0.0291 | 0 | 98.1 | 0.0291 | 0 | 98.1 | 0.0291 | 0 | DEER:HVAC_Split-Package_AC | Annual | 1719 | 98.1 | 0.0291 | 0 | 98.1 | 0.0291 | 0 | NE-HVAC-airAC-SpltPkg-240to759kBtuh-12p5eer_MZDEER2017AnyEPr2003CZ12cPVVG | #N/A | NE-HVAC-airAC-SpltPkg-240to759kBtuh-12p5eer_SZDEER2017AnyEPr2003CZ12cDXGF | 77420 |  | #N/A | #N/A | #N/A | 98.1 | 0.0291 | 0 | #N/A | #N/A | #N/A | 98.1 | 0.0291 | 0 | #N/A | #N/A | 143 | 50000
NE-HVAC-airAC-SpltPkg-240to759kBtuh-12p5eer | DEER2017 | D17 v2 |  | Any | EPr | 2003 | CZ13 | cDXGF | Cap-Tons | 172 | 50000 | None | 119 | 0.0424 | 0 | 119 | 0.0424 | 0 | 119 | 0.0424 | 0 | 119 | 0.0424 | 0 | DEER:HVAC_Split-Package_AC | Annual | 1719 | 119 | 0.0424 | 0 | 119 | 0.0424 | 0 | NE-HVAC-airAC-SpltPkg-240to759kBtuh-12p5eer_MZDEER2017AnyEPr2003CZ13cPVVG | #N/A | NE-HVAC-airAC-SpltPkg-240to759kBtuh-12p5eer_SZDEER2017AnyEPr2003CZ13cDXGF | 77421 |  | #N/A | #N/A | #N/A | 119 | 0.0424 | 0 | #N/A | #N/A | #N/A | 119 | 0.0424 | 0 | #N/A | #N/A | 172 | 50000
NE-HVAC-airAC-SpltPkg-240to759kBtuh-12p5eer | DEER2017 | D17 v2 |  | Any | EPr | 2003 | CZ14 | cDXGF | Cap-Tons | 165 | 50000 | None | 123 | 0.252 | 0 | 123 | 0.252 | 0 | 123 | 0.252 | 0 | 123 | 0.252 | 0 | DEER:HVAC_Split-Package_AC | Annual | 1719 | 123 | 0.252 | 0 | 123 | 0.252 | 0 | NE-HVAC-airAC-SpltPkg-240to759kBtuh-12p5eer_MZDEER2017AnyEPr2003CZ14cPVVG | #N/A | NE-HVAC-airAC-SpltPkg-240to759kBtuh-12p5eer_SZDEER2017AnyEPr2003CZ14cDXGF | 77422 |  | #N/A | #N/A | #N/A | 123 | 0.252 | 0 | #N/A | #N/A | #N/A | 123 | 0.252 | 0 | #N/A | #N/A | 165 | 50000
NE-HVAC-airAC-SpltPkg-240to759kBtuh-12p5eer | DEER2017 | D17 v2 |  | Any | EPr | 2003 | CZ15 | cDXGF | Cap-Tons | 216 | 50000 | None | 217 | 0.256 | 0 | 217 | 0.256 | 0 | 217 | 0.256 | 0 | 217 | 0.256 | 0 | DEER:HVAC_Split-Package_AC | Annual | 1719 | 217 | 0.256 | 0 | 217 | 0.256 | 0 | NE-HVAC-airAC-SpltPkg-240to759kBtuh-12p5eer_MZDEER2017AnyEPr2003CZ15cPVVG | #N/A | NE-HVAC-airAC-SpltPkg-240to759kBtuh-12p5eer_SZDEER2017AnyEPr2003CZ15cDXGF | 77423 |  | #N/A | #N/A | #N/A | 217 | 0.256 | 0 | #N/A | #N/A | #N/A | 217 | 0.256 | 0 | #N/A | #N/A | 216 | 50000
NE-HVAC-airAC-SpltPkg-240to759kBtuh-12p5eer | DEER2017 | D17 v2 |  | Any | EPr | 2003 | CZ16 | cDXGF | Cap-Tons | 103 | 50000 | None | 47.1 | 0.00947 | 0 | 47.1 | 0.00947 | 0 | 47.1 | 0.00947 | 0 | 47.1 | 0.00947 | 0 | DEER:HVAC_Split-Package_AC | Annual | 1719 | 47.1 | 0.00947 | 0 | 47.1 | 0.00947 | 0 | NE-HVAC-airAC-SpltPkg-240to759kBtuh-12p5eer_MZDEER2017AnyEPr2003CZ16cPVVG | #N/A | NE-HVAC-airAC-SpltPkg-240to759kBtuh-12p5eer_SZDEER2017AnyEPr2003CZ16cDXGF | 77424 |  | #N/A | #N/A | #N/A | 47.1 | 0.00947 | 0 | #N/A | #N/A | #N/A | 47.1 | 0.00947 | 0 | #N/A | #N/A | 103 | 50000
NE-HVAC-airAC-SpltPkg-240to759kBtuh-12p5eer | DEER2017 | D17 v2 |  | Any | EPr | 2007 | CZ01 | cDXGF | Cap-Tons | 90 | 50000 | None | 17.1 | 0.0668 | 0 | 17.1 | 0.0668 | 0 | 17.1 | 0.0668 | 0 | 17.1 | 0.0668 | 0 | DEER:HVAC_Split-Package_AC | Annual | 1719 | 17.1 | 0.0668 | 0 | 17.1 | 0.0668 | 0 | NE-HVAC-airAC-SpltPkg-240to759kBtuh-12p5eer_MZDEER2017AnyEPr2007CZ01cPVVG | #N/A | NE-HVAC-airAC-SpltPkg-240to759kBtuh-12p5eer_SZDEER2017AnyEPr2007CZ01cDXGF | 98769 |  | #N/A | #N/A | #N/A | 17.1 | 0.0668 | 0 | #N/A | #N/A | #N/A | 17.1 | 0.0668 | 0 | #N/A | #N/A | 90 | 50000
NE-HVAC-airAC-SpltPkg-240to759kBtuh-12p5eer | DEER2017 | D17 v2 |  | Any | EPr | 2007 | CZ02 | cDXGF | Cap-Tons | 154 | 50000 | None | 60.2 | 0.00859 | 0 | 60.2 | 0.00859 | 0 | 60.2 | 0.00859 | 0 | 60.2 | 0.00859 | 0 | DEER:HVAC_Split-Package_AC | Annual | 1719 | 60.2 | 0.00859 | 0 | 60.2 | 0.00859 | 0 | NE-HVAC-airAC-SpltPkg-240to759kBtuh-12p5eer_MZDEER2017AnyEPr2007CZ02cPVVG | #N/A | NE-HVAC-airAC-SpltPkg-240to759kBtuh-12p5eer_SZDEER2017AnyEPr2007CZ02cDXGF | 98770 |  | #N/A | #N/A | #N/A | 60.2 | 0.00859 | 0 | #N/A | #N/A | #N/A | 60.2 | 0.00859 | 0 | #N/A | #N/A | 154 | 50000
NE-HVAC-airAC-SpltPkg-240to759kBtuh-12p5eer | DEER2017 | D17 v2 |  | Any | EPr | 2007 | CZ03 | cDXGF | Cap-Tons | 125 | 50000 | None | 39.9 | 0.00102 | 0 | 39.9 | 0.00102 | 0 | 39.9 | 0.00102 | 0 | 39.9 | 0.00102 | 0 | DEER:HVAC_Split-Package_AC | Annual | 1719 | 39.9 | 0.00102 | 0 | 39.9 | 0.00102 | 0 | NE-HVAC-airAC-SpltPkg-240to759kBtuh-12p5eer_MZDEER2017AnyEPr2007CZ03cPVVG | #N/A | NE-HVAC-airAC-SpltPkg-240to759kBtuh-12p5eer_SZDEER2017AnyEPr2007CZ03cDXGF | 98771 |  | #N/A | #N/A | #N/A | 39.9 | 0.00102 | 0 | #N/A | #N/A | #N/A | 39.9 | 0.00102 | 0 | #N/A | #N/A | 125 | 50000
NE-HVAC-airAC-SpltPkg-240to759kBtuh-12p5eer | DEER2017 | D17 v2 |  | Any | EPr | 2007 | CZ04 | cDXGF | Cap-Tons | 150 | 50000 | None | 74.8 | 0.206 | 0 | 74.8 | 0.206 | 0 | 74.8 | 0.206 | 0 | 74.8 | 0.206 | 0 | DEER:HVAC_Split-Package_AC | Annual | 1719 | 74.8 | 0.206 | 0 | 74.8 | 0.206 | 0 | NE-HVAC-airAC-SpltPkg-240to759kBtuh-12p5eer_MZDEER2017AnyEPr2007CZ04cPVVG | #N/A | NE-HVAC-airAC-SpltPkg-240to759kBtuh-12p5eer_SZDEER2017AnyEPr2007CZ04cDXGF | 98772 |  | #N/A | #N/A | #N/A | 74.8 | 0.206 | 0 | #N/A | #N/A | #N/A | 74.8 | 0.206 | 0 | #N/A | #N/A | 150 | 50000
NE-HVAC-airAC-SpltPkg-240to759kBtuh-12p5eer | DEER2017 | D17 v2 |  | Any | EPr | 2007 | CZ05 | cDXGF | Cap-Tons | 110 | 50000 | None | 57.7 | 0.11 | 0 | 57.7 | 0.11 | 0 | 57.7 | 0.11 | 0 | 57.7 | 0.11 | 0 | DEER:HVAC_Split-Package_AC | Annual | 1719 | 57.7 | 0.11 | 0 | 57.7 | 0.11 | 0 | NE-HVAC-airAC-SpltPkg-240to759kBtuh-12p5eer_MZDEER2017AnyEPr2007CZ05cPVVG | #N/A | NE-HVAC-airAC-SpltPkg-240to759kBtuh-12p5eer_SZDEER2017AnyEPr2007CZ05cDXGF | 98773 |  | #N/A | #N/A | #N/A | 57.7 | 0.11 | 0 | #N/A | #N/A | #N/A | 57.7 | 0.11 | 0 | #N/A | #N/A | 110 | 50000
NE-HVAC-airAC-SpltPkg-240to759kBtuh-12p5eer | DEER2017 | D17 v2 |  | Any | EPr | 2007 | CZ06 | cDXGF | Cap-Tons | 173 | 50000 | None | 70 | 0.144 | 0 | 70 | 0.144 | 0 | 70 | 0.144 | 0 | 70 | 0.144 | 0 | DEER:HVAC_Split-Package_AC | Annual | 1719 | 70 | 0.144 | 0 | 70 | 0.144 | 0 | NE-HVAC-airAC-SpltPkg-240to759kBtuh-12p5eer_MZDEER2017AnyEPr2007CZ06cPVVG | #N/A | NE-HVAC-airAC-SpltPkg-240to759kBtuh-12p5eer_SZDEER2017AnyEPr2007CZ06cDXGF | 98774 |  | #N/A | #N/A | #N/A | 70 | 0.144 | 0 | #N/A | #N/A | #N/A | 70 | 0.144 | 0 | #N/A | #N/A | 173 | 50000
NE-HVAC-airAC-SpltPkg-240to759kBtuh-12p5eer | DEER2017 | D17 v2 |  | Any | EPr | 2007 | CZ07 | cDXGF | Cap-Tons | 128 | 50000 | None | 87.9 | 0.17 | 0 | 87.9 | 0.17 | 0 | 87.9 | 0.17 | 0 | 87.9 | 0.17 | 0 | DEER:HVAC_Split-Package_AC | Annual | 1719 | 87.9 | 0.17 | 0 | 87.9 | 0.17 | 0 | NE-HVAC-airAC-SpltPkg-240to759kBtuh-12p5eer_MZDEER2017AnyEPr2007CZ07cPVVG | #N/A | NE-HVAC-airAC-SpltPkg-240to759kBtuh-12p5eer_SZDEER2017AnyEPr2007CZ07cDXGF | 98775 |  | #N/A | #N/A | #N/A | 87.9 | 0.17 | 0 | #N/A | #N/A | #N/A | 87.9 | 0.17 | 0 | #N/A | #N/A | 128 | 50000
NE-HVAC-airAC-SpltPkg-240to759kBtuh-12p5eer | DEER2017 | D17 v2 |  | Any | EPr | 2007 | CZ08 | cDXGF | Cap-Tons | 186 | 50000 | None | 88.2 | 0.169 | 0 | 88.2 | 0.169 | 0 | 88.2 | 0.169 | 0 | 88.2 | 0.169 | 0 | DEER:HVAC_Split-Package_AC | Annual | 1719 | 88.2 | 0.169 | 0 | 88.2 | 0.169 | 0 | NE-HVAC-airAC-SpltPkg-240to759kBtuh-12p5eer_MZDEER2017AnyEPr2007CZ08cPVVG | #N/A | NE-HVAC-airAC-SpltPkg-240to759kBtuh-12p5eer_SZDEER2017AnyEPr2007CZ08cDXGF | 98776 |  | #N/A | #N/A | #N/A | 88.2 | 0.169 | 0 | #N/A | #N/A | #N/A | 88.2 | 0.169 | 0 | #N/A | #N/A | 186 | 50000
NE-HVAC-airAC-SpltPkg-240to759kBtuh-12p5eer | DEER2017 | D17 v2 |  | Any | EPr | 2007 | CZ09 | cDXGF | Cap-Tons | 193 | 50000 | None | 94.8 | 0.248 | 0 | 94.8 | 0.248 | 0 | 94.8 | 0.248 | 0 | 94.8 | 0.248 | 0 | DEER:HVAC_Split-Package_AC | Annual | 1719 | 94.8 | 0.248 | 0 | 94.8 | 0.248 | 0 | NE-HVAC-airAC-SpltPkg-240to759kBtuh-12p5eer_MZDEER2017AnyEPr2007CZ09cPVVG | #N/A | NE-HVAC-airAC-SpltPkg-240to759kBtuh-12p5eer_SZDEER2017AnyEPr2007CZ09cDXGF | 98777 |  | #N/A | #N/A | #N/A | 94.8 | 0.248 | 0 | #N/A | #N/A | #N/A | 94.8 | 0.248 | 0 | #N/A | #N/A | 193 | 50000
NE-HVAC-airAC-SpltPkg-240to759kBtuh-12p5eer | DEER2017 | D17 v2 |  | Any | EPr | 2007 | CZ10 | cDXGF | Cap-Tons | 185 | 50000 | None | 103 | 0.261 | 0 | 103 | 0.261 | 0 | 103 | 0.261 | 0 | 103 | 0.261 | 0 | DEER:HVAC_Split-Package_AC | Annual | 1719 | 103 | 0.261 | 0 | 103 | 0.261 | 0 | NE-HVAC-airAC-SpltPkg-240to759kBtuh-12p5eer_MZDEER2017AnyEPr2007CZ10cPVVG | #N/A | NE-HVAC-airAC-SpltPkg-240to759kBtuh-12p5eer_SZDEER2017AnyEPr2007CZ10cDXGF | 98778 |  | #N/A | #N/A | #N/A | 103 | 0.261 | 0 | #N/A | #N/A | #N/A | 103 | 0.261 | 0 | #N/A | #N/A | 185 | 50000
NE-HVAC-airAC-SpltPkg-240to759kBtuh-12p5eer | DEER2017 | D17 v2 |  | Any | EPr | 2007 | CZ11 | cDXGF | Cap-Tons | 153 | 50000 | None | 115 | 0.0476 | 0 | 115 | 0.0476 | 0 | 115 | 0.0476 | 0 | 115 | 0.0476 | 0 | DEER:HVAC_Split-Package_AC | Annual | 1719 | 115 | 0.0476 | 0 | 115 | 0.0476 | 0 | NE-HVAC-airAC-SpltPkg-240to759kBtuh-12p5eer_MZDEER2017AnyEPr2007CZ11cPVVG | #N/A | NE-HVAC-airAC-SpltPkg-240to759kBtuh-12p5eer_SZDEER2017AnyEPr2007CZ11cDXGF | 98779 |  | #N/A | #N/A | #N/A | 115 | 0.0476 | 0 | #N/A | #N/A | #N/A | 115 | 0.0476 | 0 | #N/A | #N/A | 153 | 50000
NE-HVAC-airAC-SpltPkg-240to759kBtuh-12p5eer | DEER2017 | D17 v2 |  | Any | EPr | 2007 | CZ12 | cDXGF | Cap-Tons | 143 | 50000 | None | 97.8 | 0.0292 | 0 | 97.8 | 0.0292 | 0 | 97.8 | 0.0292 | 0 | 97.8 | 0.0292 | 0 | DEER:HVAC_Split-Package_AC | Annual | 1719 | 97.8 | 0.0292 | 0 | 97.8 | 0.0292 | 0 | NE-HVAC-airAC-SpltPkg-240to759kBtuh-12p5eer_MZDEER2017AnyEPr2007CZ12cPVVG | #N/A | NE-HVAC-airAC-SpltPkg-240to759kBtuh-12p5eer_SZDEER2017AnyEPr2007CZ12cDXGF | 98780 |  | #N/A | #N/A | #N/A | 97.8 | 0.0292 | 0 | #N/A | #N/A | #N/A | 97.8 | 0.0292 | 0 | #N/A | #N/A | 143 | 50000
NE-HVAC-airAC-SpltPkg-240to759kBtuh-12p5eer | DEER2017 | D17 v2 |  | Any | EPr | 2007 | CZ13 | cDXGF | Cap-Tons | 171 | 50000 | None | 119 | 0.0425 | 0 | 119 | 0.0425 | 0 | 119 | 0.0425 | 0 | 119 | 0.0425 | 0 | DEER:HVAC_Split-Package_AC | Annual | 1719 | 119 | 0.0425 | 0 | 119 | 0.0425 | 0 | NE-HVAC-airAC-SpltPkg-240to759kBtuh-12p5eer_MZDEER2017AnyEPr2007CZ13cPVVG | #N/A | NE-HVAC-airAC-SpltPkg-240to759kBtuh-12p5eer_SZDEER2017AnyEPr2007CZ13cDXGF | 98781 |  | #N/A | #N/A | #N/A | 119 | 0.0425 | 0 | #N/A | #N/A | #N/A | 119 | 0.0425 | 0 | #N/A | #N/A | 171 | 50000
NE-HVAC-airAC-SpltPkg-240to759kBtuh-12p5eer | DEER2017 | D17 v2 |  | Any | EPr | 2007 | CZ14 | cDXGF | Cap-Tons | 164 | 50000 | None | 123 | 0.253 | 0 | 123 | 0.253 | 0 | 123 | 0.253 | 0 | 123 | 0.253 | 0 | DEER:HVAC_Split-Package_AC | Annual | 1719 | 123 | 0.253 | 0 | 123 | 0.253 | 0 | NE-HVAC-airAC-SpltPkg-240to759kBtuh-12p5eer_MZDEER2017AnyEPr2007CZ14cPVVG | #N/A | NE-HVAC-airAC-SpltPkg-240to759kBtuh-12p5eer_SZDEER2017AnyEPr2007CZ14cDXGF | 98782 |  | #N/A | #N/A | #N/A | 123 | 0.253 | 0 | #N/A | #N/A | #N/A | 123 | 0.253 | 0 | #N/A | #N/A | 164 | 50000
NE-HVAC-airAC-SpltPkg-240to759kBtuh-12p5eer | DEER2017 | D17 v2 |  | Any | EPr | 2007 | CZ15 | cDXGF | Cap-Tons | 215 | 50000 | None | 217 | 0.257 | 0 | 217 | 0.257 | 0 | 217 | 0.257 | 0 | 217 | 0.257 | 0 | DEER:HVAC_Split-Package_AC | Annual | 1719 | 217 | 0.257 | 0 | 217 | 0.257 | 0 | NE-HVAC-airAC-SpltPkg-240to759kBtuh-12p5eer_MZDEER2017AnyEPr2007CZ15cPVVG | #N/A | NE-HVAC-airAC-SpltPkg-240to759kBtuh-12p5eer_SZDEER2017AnyEPr2007CZ15cDXGF | 98783 |  | #N/A | #N/A | #N/A | 217 | 0.257 | 0 | #N/A | #N/A | #N/A | 217 | 0.257 | 0 | #N/A | #N/A | 215 | 50000
NE-HVAC-airAC-SpltPkg-240to759kBtuh-12p5eer | DEER2017 | D17 v2 |  | Any | EPr | 2007 | CZ16 | cDXGF | Cap-Tons | 102 | 50000 | None | 46.9 | 0.00951 | 0 | 46.9 | 0.00951 | 0 | 46.9 | 0.00951 | 0 | 46.9 | 0.00951 | 0 | DEER:HVAC_Split-Package_AC | Annual | 1719 | 46.9 | 0.00951 | 0 | 46.9 | 0.00951 | 0 | NE-HVAC-airAC-SpltPkg-240to759kBtuh-12p5eer_MZDEER2017AnyEPr2007CZ16cPVVG | #N/A | NE-HVAC-airAC-SpltPkg-240to759kBtuh-12p5eer_SZDEER2017AnyEPr2007CZ16cDXGF | 98784 |  | #N/A | #N/A | #N/A | 46.9 | 0.00951 | 0 | #N/A | #N/A | #N/A | 46.9 | 0.00951 | 0 | #N/A | #N/A | 102 | 50000
NE-HVAC-airAC-SpltPkg-240to759kBtuh-12p5eer | DEER2017 | D17 v2 |  | Any | EPr | 2011 | CZ01 | cDXGF | Cap-Tons | 89.7 | 50000 | None | 243 | 0.127 | 12.6 | 17.2 | 0.0671 | 0 | 243 | 0.127 | 12.6 | 17.2 | 0.0671 | 0 | DEER:HVAC_Split-Package_AC | Annual | 1719 | 243 | 0.127 | 12.6 | 17.2 | 0.0671 | 0 | NE-HVAC-airAC-SpltPkg-240to759kBtuh-12p5eer_MZDEER2017AnyEPr2011CZ01cPVVG | #N/A | NE-HVAC-airAC-SpltPkg-240to759kBtuh-12p5eer_SZDEER2017AnyEPr2011CZ01cDXGF | 120129 |  | #N/A | #N/A | #N/A | 243 | 0.127 | 12.6 | #N/A | #N/A | #N/A | 17.2 | 0.0671 | 0 | #N/A | #N/A | 89.7 | 50000
NE-HVAC-airAC-SpltPkg-240to759kBtuh-12p5eer | DEER2017 | D17 v2 |  | Any | EPr | 2011 | CZ02 | cDXGF | Cap-Tons | 153 | 50000 | None | 322 | 0.0359 | -2.4 | 59.7 | 0.00733 | 0 | 322 | 0.0359 | -2.4 | 59.7 | 0.00733 | 0 | DEER:HVAC_Split-Package_AC | Annual | 1719 | 322 | 0.0359 | -2.4 | 59.7 | 0.00733 | 0 | NE-HVAC-airAC-SpltPkg-240to759kBtuh-12p5eer_MZDEER2017AnyEPr2011CZ02cPVVG | #N/A | NE-HVAC-airAC-SpltPkg-240to759kBtuh-12p5eer_SZDEER2017AnyEPr2011CZ02cDXGF | 120130 |  | #N/A | #N/A | #N/A | 322 | 0.0359 | -2.4 | #N/A | #N/A | #N/A | 59.7 | 0.00733 | 0 | #N/A | #N/A | 153 | 50000
NE-HVAC-airAC-SpltPkg-240to759kBtuh-12p5eer | DEER2017 | D17 v2 |  | Any | EPr | 2011 | CZ03 | cDXGF | Cap-Tons | 124 | 50000 | None | 275 | 0.00299 | 1.9 | 40.2 | 0.000565 | 0 | 275 | 0.00299 | 1.9 | 40.2 | 0.000565 | 0 | DEER:HVAC_Split-Package_AC | Annual | 1719 | 275 | 0.00299 | 1.9 | 40.2 | 0.000565 | 0 | NE-HVAC-airAC-SpltPkg-240to759kBtuh-12p5eer_MZDEER2017AnyEPr2011CZ03cPVVG | #N/A | NE-HVAC-airAC-SpltPkg-240to759kBtuh-12p5eer_SZDEER2017AnyEPr2011CZ03cDXGF | 120131 |  | #N/A | #N/A | #N/A | 275 | 0.00299 | 1.9 | #N/A | #N/A | #N/A | 40.2 | 0.000565 | 0 | #N/A | #N/A | 124 | 50000
NE-HVAC-airAC-SpltPkg-240to759kBtuh-12p5eer | DEER2017 | D17 v2 |  | Any | EPr | 2011 | CZ04 | cDXGF | Cap-Tons | 149 | 50000 | None | 344 | 0.343 | -0.544 | 75 | 0.205 | 0 | 344 | 0.343 | -0.544 | 75 | 0.205 | 0 | DEER:HVAC_Split-Package_AC | Annual | 1719 | 344 | 0.343 | -0.544 | 75 | 0.205 | 0 | NE-HVAC-airAC-SpltPkg-240to759kBtuh-12p5eer_MZDEER2017AnyEPr2011CZ04cPVVG | #N/A | NE-HVAC-airAC-SpltPkg-240to759kBtuh-12p5eer_SZDEER2017AnyEPr2011CZ04cDXGF | 120132 |  | #N/A | #N/A | #N/A | 344 | 0.343 | -0.544 | #N/A | #N/A | #N/A | 75 | 0.205 | 0 | #N/A | #N/A | 149 | 50000
NE-HVAC-airAC-SpltPkg-240to759kBtuh-12p5eer | DEER2017 | D17 v2 |  | Any | EPr | 2011 | CZ05 | cDXGF | Cap-Tons | 109 | 50000 | None | 275 | 0.25 | 2.95 | 58 | 0.11 | 0 | 275 | 0.25 | 2.95 | 58 | 0.11 | 0 | DEER:HVAC_Split-Package_AC | Annual | 1719 | 275 | 0.25 | 2.95 | 58 | 0.11 | 0 | NE-HVAC-airAC-SpltPkg-240to759kBtuh-12p5eer_MZDEER2017AnyEPr2011CZ05cPVVG | #N/A | NE-HVAC-airAC-SpltPkg-240to759kBtuh-12p5eer_SZDEER2017AnyEPr2011CZ05cDXGF | 120133 |  | #N/A | #N/A | #N/A | 275 | 0.25 | 2.95 | #N/A | #N/A | #N/A | 58 | 0.11 | 0 | #N/A | #N/A | 109 | 50000
NE-HVAC-airAC-SpltPkg-240to759kBtuh-12p5eer | DEER2017 | D17 v2 |  | Any | EPr | 2011 | CZ06 | cDXGF | Cap-Tons | 173 | 50000 | None | 310 | 0.257 | -2.38 | 70 | 0.144 | 0 | 310 | 0.257 | -2.38 | 70 | 0.144 | 0 | DEER:HVAC_Split-Package_AC | Annual | 1719 | 310 | 0.257 | -2.38 | 70 | 0.144 | 0 | NE-HVAC-airAC-SpltPkg-240to759kBtuh-12p5eer_MZDEER2017AnyEPr2011CZ06cPVVG | #N/A | NE-HVAC-airAC-SpltPkg-240to759kBtuh-12p5eer_SZDEER2017AnyEPr2011CZ06cDXGF | 120134 |  | #N/A | #N/A | #N/A | 310 | 0.257 | -2.38 | #N/A | #N/A | #N/A | 70 | 0.144 | 0 | #N/A | #N/A | 173 | 50000
NE-HVAC-airAC-SpltPkg-240to759kBtuh-12p5eer | DEER2017 | D17 v2 |  | Any | EPr | 2011 | CZ07 | cDXGF | Cap-Tons | 126 | 50000 | None | 273 | 0.252 | 2.05 | 88.4 | 0.168 | 0 | 273 | 0.252 | 2.05 | 88.4 | 0.168 | 0 | DEER:HVAC_Split-Package_AC | Annual | 1719 | 273 | 0.252 | 2.05 | 88.4 | 0.168 | 0 | NE-HVAC-airAC-SpltPkg-240to759kBtuh-12p5eer_MZDEER2017AnyEPr2011CZ07cPVVG | #N/A | NE-HVAC-airAC-SpltPkg-240to759kBtuh-12p5eer_SZDEER2017AnyEPr2011CZ07cDXGF | 120135 |  | #N/A | #N/A | #N/A | 273 | 0.252 | 2.05 | #N/A | #N/A | #N/A | 88.4 | 0.168 | 0 | #N/A | #N/A | 126 | 50000
NE-HVAC-airAC-SpltPkg-240to759kBtuh-12p5eer | DEER2017 | D17 v2 |  | Any | EPr | 2011 | CZ08 | cDXGF | Cap-Tons | 184 | 50000 | None | 349 | 0.288 | -2.3 | 87.6 | 0.168 | 0 | 349 | 0.288 | -2.3 | 87.6 | 0.168 | 0 | DEER:HVAC_Split-Package_AC | Annual | 1719 | 349 | 0.288 | -2.3 | 87.6 | 0.168 | 0 | NE-HVAC-airAC-SpltPkg-240to759kBtuh-12p5eer_MZDEER2017AnyEPr2011CZ08cPVVG | #N/A | NE-HVAC-airAC-SpltPkg-240to759kBtuh-12p5eer_SZDEER2017AnyEPr2011CZ08cDXGF | 120136 |  | #N/A | #N/A | #N/A | 349 | 0.288 | -2.3 | #N/A | #N/A | #N/A | 87.6 | 0.168 | 0 | #N/A | #N/A | 184 | 50000
NE-HVAC-airAC-SpltPkg-240to759kBtuh-12p5eer | DEER2017 | D17 v2 |  | Any | EPr | 2011 | CZ09 | cDXGF | Cap-Tons | 174 | 50000 | None | 379 | 0.347 | -1.81 | 103 | 0.255 | 0 | 379 | 0.347 | -1.81 | 103 | 0.255 | 0 | DEER:HVAC_Split-Package_AC | Annual | 1719 | 379 | 0.347 | -1.81 | 103 | 0.255 | 0 | NE-HVAC-airAC-SpltPkg-240to759kBtuh-12p5eer_MZDEER2017AnyEPr2011CZ09cPVVG | #N/A | NE-HVAC-airAC-SpltPkg-240to759kBtuh-12p5eer_SZDEER2017AnyEPr2011CZ09cDXGF | 120137 |  | #N/A | #N/A | #N/A | 379 | 0.347 | -1.81 | #N/A | #N/A | #N/A | 103 | 0.255 | 0 | #N/A | #N/A | 174 | 50000
NE-HVAC-airAC-SpltPkg-240to759kBtuh-12p5eer | DEER2017 | D17 v2 |  | Any | EPr | 2011 | CZ10 | cDXGF | Cap-Tons | 182 | 50000 | None | 384 | 0.372 | -2.44 | 103 | 0.259 | 0 | 384 | 0.372 | -2.44 | 103 | 0.259 | 0 | DEER:HVAC_Split-Package_AC | Annual | 1719 | 384 | 0.372 | -2.44 | 103 | 0.259 | 0 | NE-HVAC-airAC-SpltPkg-240to759kBtuh-12p5eer_MZDEER2017AnyEPr2011CZ10cPVVG | #N/A | NE-HVAC-airAC-SpltPkg-240to759kBtuh-12p5eer_SZDEER2017AnyEPr2011CZ10cDXGF | 120138 |  | #N/A | #N/A | #N/A | 384 | 0.372 | -2.44 | #N/A | #N/A | #N/A | 103 | 0.259 | 0 | #N/A | #N/A | 182 | 50000
NE-HVAC-airAC-SpltPkg-240to759kBtuh-12p5eer | DEER2017 | D17 v2 |  | Any | EPr | 2011 | CZ11 | cDXGF | Cap-Tons | 151 | 50000 | None | 441 | 0.17 | -2.43 | 113 | 0.0435 | 0 | 441 | 0.17 | -2.43 | 113 | 0.0435 | 0 | DEER:HVAC_Split-Package_AC | Annual | 1719 | 441 | 0.17 | -2.43 | 113 | 0.0435 | 0 | NE-HVAC-airAC-SpltPkg-240to759kBtuh-12p5eer_MZDEER2017AnyEPr2011CZ11cPVVG | #N/A | NE-HVAC-airAC-SpltPkg-240to759kBtuh-12p5eer_SZDEER2017AnyEPr2011CZ11cDXGF | 120139 |  | #N/A | #N/A | #N/A | 441 | 0.17 | -2.43 | #N/A | #N/A | #N/A | 113 | 0.0435 | 0 | #N/A | #N/A | 151 | 50000
NE-HVAC-airAC-SpltPkg-240to759kBtuh-12p5eer | DEER2017 | D17 v2 |  | Any | EPr | 2011 | CZ12 | cDXGF | Cap-Tons | 141 | 50000 | None | 390 | 0.0974 | -0.256 | 96.7 | 0.0245 | 0 | 390 | 0.0974 | -0.256 | 96.7 | 0.0245 | 0 | DEER:HVAC_Split-Package_AC | Annual | 1719 | 390 | 0.0974 | -0.256 | 96.7 | 0.0245 | 0 | NE-HVAC-airAC-SpltPkg-240to759kBtuh-12p5eer_MZDEER2017AnyEPr2011CZ12cPVVG | #N/A | NE-HVAC-airAC-SpltPkg-240to759kBtuh-12p5eer_SZDEER2017AnyEPr2011CZ12cDXGF | 120140 |  | #N/A | #N/A | #N/A | 390 | 0.0974 | -0.256 | #N/A | #N/A | #N/A | 96.7 | 0.0245 | 0 | #N/A | #N/A | 141 | 50000
NE-HVAC-airAC-SpltPkg-240to759kBtuh-12p5eer | DEER2017 | D17 v2 |  | Any | EPr | 2011 | CZ13 | cDXGF | Cap-Tons | 169 | 50000 | None | 448 | 0.171 | -3.82 | 117 | 0.0374 | 0 | 448 | 0.171 | -3.82 | 117 | 0.0374 | 0 | DEER:HVAC_Split-Package_AC | Annual | 1719 | 448 | 0.171 | -3.82 | 117 | 0.0374 | 0 | NE-HVAC-airAC-SpltPkg-240to759kBtuh-12p5eer_MZDEER2017AnyEPr2011CZ13cPVVG | #N/A | NE-HVAC-airAC-SpltPkg-240to759kBtuh-12p5eer_SZDEER2017AnyEPr2011CZ13cDXGF | 120141 |  | #N/A | #N/A | #N/A | 448 | 0.171 | -3.82 | #N/A | #N/A | #N/A | 117 | 0.0374 | 0 | #N/A | #N/A | 169 | 50000
NE-HVAC-airAC-SpltPkg-240to759kBtuh-12p5eer | DEER2017 | D17 v2 |  | Any | EPr | 2011 | CZ14 | cDXGF | Cap-Tons | 162 | 50000 | None | 439 | 0.366 | -3.68 | 121 | 0.249 | 0 | 439 | 0.366 | -3.68 | 121 | 0.249 | 0 | DEER:HVAC_Split-Package_AC | Annual | 1719 | 439 | 0.366 | -3.68 | 121 | 0.249 | 0 | NE-HVAC-airAC-SpltPkg-240to759kBtuh-12p5eer_MZDEER2017AnyEPr2011CZ14cPVVG | #N/A | NE-HVAC-airAC-SpltPkg-240to759kBtuh-12p5eer_SZDEER2017AnyEPr2011CZ14cDXGF | 120142 |  | #N/A | #N/A | #N/A | 439 | 0.366 | -3.68 | #N/A | #N/A | #N/A | 121 | 0.249 | 0 | #N/A | #N/A | 162 | 50000
NE-HVAC-airAC-SpltPkg-240to759kBtuh-12p5eer | DEER2017 | D17 v2 |  | Any | EPr | 2011 | CZ15 | cDXGF | Cap-Tons | 210 | 50000 | None | 601 | 0.394 | -1.03 | 214 | 0.256 | 0 | 601 | 0.394 | -1.03 | 214 | 0.256 | 0 | DEER:HVAC_Split-Package_AC | Annual | 1719 | 601 | 0.394 | -1.03 | 214 | 0.256 | 0 | NE-HVAC-airAC-SpltPkg-240to759kBtuh-12p5eer_MZDEER2017AnyEPr2011CZ15cPVVG | #N/A | NE-HVAC-airAC-SpltPkg-240to759kBtuh-12p5eer_SZDEER2017AnyEPr2011CZ15cDXGF | 120143 |  | #N/A | #N/A | #N/A | 601 | 0.394 | -1.03 | #N/A | #N/A | #N/A | 214 | 0.256 | 0 | #N/A | #N/A | 210 | 50000
NE-HVAC-airAC-SpltPkg-240to759kBtuh-12p5eer | DEER2017 | D17 v2 |  | Any | EPr | 2011 | CZ16 | cDXGF | Cap-Tons | 101 | 50000 | None | 302 | 0.0357 | 6.27 | 47.2 | 0.00795 | 0 | 302 | 0.0357 | 6.27 | 47.2 | 0.00795 | 0 | DEER:HVAC_Split-Package_AC | Annual | 1719 | 302 | 0.0357 | 6.27 | 47.2 | 0.00795 | 0 | NE-HVAC-airAC-SpltPkg-240to759kBtuh-12p5eer_MZDEER2017AnyEPr2011CZ16cPVVG | #N/A | NE-HVAC-airAC-SpltPkg-240to759kBtuh-12p5eer_SZDEER2017AnyEPr2011CZ16cDXGF | 120144 |  | #N/A | #N/A | #N/A | 302 | 0.0357 | 6.27 | #N/A | #N/A | #N/A | 47.2 | 0.00795 | 0 | #N/A | #N/A | 101 | 50000
NE-HVAC-airAC-SpltPkg-240to759kBtuh-12p5eer | DEER2017 | D17 v2 |  | Any | EPr | 2014 | CZ01 | cDXGF | Cap-Tons | 84.2 | 50000 | None | 17 | 0.0653 | 0 | 17 | 0.0653 | 0 | 17 | 0.0653 | 0 | 17 | 0.0653 | 0 | DEER:HVAC_Split-Package_AC | Annual | 1719 | 17 | 0.0653 | 0 | 17 | 0.0653 | 0 | NE-HVAC-airAC-SpltPkg-240to759kBtuh-12p5eer_MZDEER2017AnyEPr2014CZ01cPVVG | #N/A | NE-HVAC-airAC-SpltPkg-240to759kBtuh-12p5eer_SZDEER2017AnyEPr2014CZ01cDXGF | 141489 |  | #N/A | #N/A | #N/A | 17 | 0.0653 | 0 | #N/A | #N/A | #N/A | 17 | 0.0653 | 0 | #N/A | #N/A | 84.2 | 50000
NE-HVAC-airAC-SpltPkg-240to759kBtuh-12p5eer | DEER2017 | D17 v2 |  | Any | EPr | 2014 | CZ02 | cDXGF | Cap-Tons | 149 | 50000 | None | 56.8 | 0 | 0 | 56.8 | 0 | 0 | 56.8 | 0 | 0 | 56.8 | 0 | 0 | DEER:HVAC_Split-Package_AC | Annual | 1719 | 56.8 | 0 | 0 | 56.8 | 0 | 0 | NE-HVAC-airAC-SpltPkg-240to759kBtuh-12p5eer_MZDEER2017AnyEPr2014CZ02cPVVG | #N/A | NE-HVAC-airAC-SpltPkg-240to759kBtuh-12p5eer_SZDEER2017AnyEPr2014CZ02cDXGF | 141490 |  | #N/A | #N/A | #N/A | 56.8 | 0 | 0 | #N/A | #N/A | #N/A | 56.8 | 0 | 0 | #N/A | #N/A | 149 | 50000
NE-HVAC-airAC-SpltPkg-240to759kBtuh-12p5eer | DEER2017 | D17 v2 |  | Any | EPr | 2014 | CZ03 | cDXGF | Cap-Tons | 115 | 50000 | None | 36.8 | 0 | 0 | 36.8 | 0 | 0 | 36.8 | 0 | 0 | 36.8 | 0 | 0 | DEER:HVAC_Split-Package_AC | Annual | 1719 | 36.8 | 0 | 0 | 36.8 | 0 | 0 | NE-HVAC-airAC-SpltPkg-240to759kBtuh-12p5eer_MZDEER2017AnyEPr2014CZ03cPVVG | #N/A | NE-HVAC-airAC-SpltPkg-240to759kBtuh-12p5eer_SZDEER2017AnyEPr2014CZ03cDXGF | 141491 |  | #N/A | #N/A | #N/A | 36.8 | 0 | 0 | #N/A | #N/A | #N/A | 36.8 | 0 | 0 | #N/A | #N/A | 115 | 50000
NE-HVAC-airAC-SpltPkg-240to759kBtuh-12p5eer | DEER2017 | D17 v2 |  | Any | EPr | 2014 | CZ04 | cDXGF | Cap-Tons | 140 | 50000 | None | 68.1 | 0.199 | 0 | 68.1 | 0.199 | 0 | 68.1 | 0.199 | 0 | 68.1 | 0.199 | 0 | DEER:HVAC_Split-Package_AC | Annual | 1719 | 68.1 | 0.199 | 0 | 68.1 | 0.199 | 0 | NE-HVAC-airAC-SpltPkg-240to759kBtuh-12p5eer_MZDEER2017AnyEPr2014CZ04cPVVG | #N/A | NE-HVAC-airAC-SpltPkg-240to759kBtuh-12p5eer_SZDEER2017AnyEPr2014CZ04cDXGF | 141492 |  | #N/A | #N/A | #N/A | 68.1 | 0.199 | 0 | #N/A | #N/A | #N/A | 68.1 | 0.199 | 0 | #N/A | #N/A | 140 | 50000
NE-HVAC-airAC-SpltPkg-240to759kBtuh-12p5eer | DEER2017 | D17 v2 |  | Any | EPr | 2014 | CZ05 | cDXGF | Cap-Tons | 112 | 50000 | None | 44 | 0.091 | 0 | 44 | 0.091 | 0 | 44 | 0.091 | 0 | 44 | 0.091 | 0 | DEER:HVAC_Split-Package_AC | Annual | 1719 | 44 | 0.091 | 0 | 44 | 0.091 | 0 | NE-HVAC-airAC-SpltPkg-240to759kBtuh-12p5eer_MZDEER2017AnyEPr2014CZ05cPVVG | #N/A | NE-HVAC-airAC-SpltPkg-240to759kBtuh-12p5eer_SZDEER2017AnyEPr2014CZ05cDXGF | 141493 |  | #N/A | #N/A | #N/A | 44 | 0.091 | 0 | #N/A | #N/A | #N/A | 44 | 0.091 | 0 | #N/A | #N/A | 112 | 50000
NE-HVAC-airAC-SpltPkg-240to759kBtuh-12p5eer | DEER2017 | D17 v2 |  | Any | EPr | 2014 | CZ06 | cDXGF | Cap-Tons | 159 | 50000 | None | 64.1 | 0.141 | 0 | 64.1 | 0.141 | 0 | 64.1 | 0.141 | 0 | 64.1 | 0.141 | 0 | DEER:HVAC_Split-Package_AC | Annual | 1719 | 64.1 | 0.141 | 0 | 64.1 | 0.141 | 0 | NE-HVAC-airAC-SpltPkg-240to759kBtuh-12p5eer_MZDEER2017AnyEPr2014CZ06cPVVG | #N/A | NE-HVAC-airAC-SpltPkg-240to759kBtuh-12p5eer_SZDEER2017AnyEPr2014CZ06cDXGF | 141494 |  | #N/A | #N/A | #N/A | 64.1 | 0.141 | 0 | #N/A | #N/A | #N/A | 64.1 | 0.141 | 0 | #N/A | #N/A | 159 | 50000
NE-HVAC-airAC-SpltPkg-240to759kBtuh-12p5eer | DEER2017 | D17 v2 |  | Any | EPr | 2014 | CZ07 | cDXGF | Cap-Tons | 115 | 50000 | None | 82.3 | 0.165 | 0 | 82.3 | 0.165 | 0 | 82.3 | 0.165 | 0 | 82.3 | 0.165 | 0 | DEER:HVAC_Split-Package_AC | Annual | 1719 | 82.3 | 0.165 | 0 | 82.3 | 0.165 | 0 | NE-HVAC-airAC-SpltPkg-240to759kBtuh-12p5eer_MZDEER2017AnyEPr2014CZ07cPVVG | #N/A | NE-HVAC-airAC-SpltPkg-240to759kBtuh-12p5eer_SZDEER2017AnyEPr2014CZ07cDXGF | 141495 |  | #N/A | #N/A | #N/A | 82.3 | 0.165 | 0 | #N/A | #N/A | #N/A | 82.3 | 0.165 | 0 | #N/A | #N/A | 115 | 50000
NE-HVAC-airAC-SpltPkg-240to759kBtuh-12p5eer | DEER2017 | D17 v2 |  | Any | EPr | 2014 | CZ08 | cDXGF | Cap-Tons | 171 | 50000 | None | 78.8 | 0.163 | 0 | 78.8 | 0.163 | 0 | 78.8 | 0.163 | 0 | 78.8 | 0.163 | 0 | DEER:HVAC_Split-Package_AC | Annual | 1719 | 78.8 | 0.163 | 0 | 78.8 | 0.163 | 0 | NE-HVAC-airAC-SpltPkg-240to759kBtuh-12p5eer_MZDEER2017AnyEPr2014CZ08cPVVG | #N/A | NE-HVAC-airAC-SpltPkg-240to759kBtuh-12p5eer_SZDEER2017AnyEPr2014CZ08cDXGF | 141496 |  | #N/A | #N/A | #N/A | 78.8 | 0.163 | 0 | #N/A | #N/A | #N/A | 78.8 | 0.163 | 0 | #N/A | #N/A | 171 | 50000
NE-HVAC-airAC-SpltPkg-240to759kBtuh-12p5eer | DEER2017 | D17 v2 |  | Any | EPr | 2014 | CZ09 | cDXGF | Cap-Tons | 177 | 50000 | None | 84.1 | 0.241 | 0 | 84.1 | 0.241 | 0 | 84.1 | 0.241 | 0 | 84.1 | 0.241 | 0 | DEER:HVAC_Split-Package_AC | Annual | 1719 | 84.1 | 0.241 | 0 | 84.1 | 0.241 | 0 | NE-HVAC-airAC-SpltPkg-240to759kBtuh-12p5eer_MZDEER2017AnyEPr2014CZ09cPVVG | #N/A | NE-HVAC-airAC-SpltPkg-240to759kBtuh-12p5eer_SZDEER2017AnyEPr2014CZ09cDXGF | 141497 |  | #N/A | #N/A | #N/A | 84.1 | 0.241 | 0 | #N/A | #N/A | #N/A | 84.1 | 0.241 | 0 | #N/A | #N/A | 177 | 50000
NE-HVAC-airAC-SpltPkg-240to759kBtuh-12p5eer | DEER2017 | D17 v2 |  | Any | EPr | 2014 | CZ10 | cDXGF | Cap-Tons | 177 | 50000 | None | 96 | 0.258 | 0 | 96 | 0.258 | 0 | 96 | 0.258 | 0 | 96 | 0.258 | 0 | DEER:HVAC_Split-Package_AC | Annual | 1719 | 96 | 0.258 | 0 | 96 | 0.258 | 0 | NE-HVAC-airAC-SpltPkg-240to759kBtuh-12p5eer_MZDEER2017AnyEPr2014CZ10cPVVG | #N/A | NE-HVAC-airAC-SpltPkg-240to759kBtuh-12p5eer_SZDEER2017AnyEPr2014CZ10cDXGF | 141498 |  | #N/A | #N/A | #N/A | 96 | 0.258 | 0 | #N/A | #N/A | #N/A | 96 | 0.258 | 0 | #N/A | #N/A | 177 | 50000
NE-HVAC-airAC-SpltPkg-240to759kBtuh-12p5eer | DEER2017 | D17 v2 |  | Any | EPr | 2014 | CZ11 | cDXGF | Cap-Tons | 147 | 50000 | None | 105 | 0.0362 | 0 | 105 | 0.0362 | 0 | 105 | 0.0362 | 0 | 105 | 0.0362 | 0 | DEER:HVAC_Split-Package_AC | Annual | 1719 | 105 | 0.0362 | 0 | 105 | 0.0362 | 0 | NE-HVAC-airAC-SpltPkg-240to759kBtuh-12p5eer_MZDEER2017AnyEPr2014CZ11cPVVG | #N/A | NE-HVAC-airAC-SpltPkg-240to759kBtuh-12p5eer_SZDEER2017AnyEPr2014CZ11cDXGF | 141499 |  | #N/A | #N/A | #N/A | 105 | 0.0362 | 0 | #N/A | #N/A | #N/A | 105 | 0.0362 | 0 | #N/A | #N/A | 147 | 50000
NE-HVAC-airAC-SpltPkg-240to759kBtuh-12p5eer | DEER2017 | D17 v2 |  | Any | EPr | 2014 | CZ12 | cDXGF | Cap-Tons | 137 | 50000 | None | 90.2 | 0.00842 | 0 | 90.2 | 0.00842 | 0 | 90.2 | 0.00842 | 0 | 90.2 | 0.00842 | 0 | DEER:HVAC_Split-Package_AC | Annual | 1719 | 90.2 | 0.00842 | 0 | 90.2 | 0.00842 | 0 | NE-HVAC-airAC-SpltPkg-240to759kBtuh-12p5eer_MZDEER2017AnyEPr2014CZ12cPVVG | #N/A | NE-HVAC-airAC-SpltPkg-240to759kBtuh-12p5eer_SZDEER2017AnyEPr2014CZ12cDXGF | 141500 |  | #N/A | #N/A | #N/A | 90.2 | 0.00842 | 0 | #N/A | #N/A | #N/A | 90.2 | 0.00842 | 0 | #N/A | #N/A | 137 | 50000
NE-HVAC-airAC-SpltPkg-240to759kBtuh-12p5eer | DEER2017 | D17 v2 |  | Any | EPr | 2014 | CZ13 | cDXGF | Cap-Tons | 165 | 50000 | None | 109 | 0.0319 | 0 | 109 | 0.0319 | 0 | 109 | 0.0319 | 0 | 109 | 0.0319 | 0 | DEER:HVAC_Split-Package_AC | Annual | 1719 | 109 | 0.0319 | 0 | 109 | 0.0319 | 0 | NE-HVAC-airAC-SpltPkg-240to759kBtuh-12p5eer_MZDEER2017AnyEPr2014CZ13cPVVG | #N/A | NE-HVAC-airAC-SpltPkg-240to759kBtuh-12p5eer_SZDEER2017AnyEPr2014CZ13cDXGF | 141501 |  | #N/A | #N/A | #N/A | 109 | 0.0319 | 0 | #N/A | #N/A | #N/A | 109 | 0.0319 | 0 | #N/A | #N/A | 165 | 50000
NE-HVAC-airAC-SpltPkg-240to759kBtuh-12p5eer | DEER2017 | D17 v2 |  | Any | EPr | 2014 | CZ14 | cDXGF | Cap-Tons | 157 | 50000 | None | 114 | 0.248 | 0 | 114 | 0.248 | 0 | 114 | 0.248 | 0 | 114 | 0.248 | 0 | DEER:HVAC_Split-Package_AC | Annual | 1719 | 114 | 0.248 | 0 | 114 | 0.248 | 0 | NE-HVAC-airAC-SpltPkg-240to759kBtuh-12p5eer_MZDEER2017AnyEPr2014CZ14cPVVG | #N/A | NE-HVAC-airAC-SpltPkg-240to759kBtuh-12p5eer_SZDEER2017AnyEPr2014CZ14cDXGF | 141502 |  | #N/A | #N/A | #N/A | 114 | 0.248 | 0 | #N/A | #N/A | #N/A | 114 | 0.248 | 0 | #N/A | #N/A | 157 | 50000
NE-HVAC-airAC-SpltPkg-240to759kBtuh-12p5eer | DEER2017 | D17 v2 |  | Any | EPr | 2014 | CZ15 | cDXGF | Cap-Tons | 204 | 50000 | None | 207 | 0.256 | 0 | 207 | 0.256 | 0 | 207 | 0.256 | 0 | 207 | 0.256 | 0 | DEER:HVAC_Split-Package_AC | Annual | 1719 | 207 | 0.256 | 0 | 207 | 0.256 | 0 | NE-HVAC-airAC-SpltPkg-240to759kBtuh-12p5eer_MZDEER2017AnyEPr2014CZ15cPVVG | #N/A | NE-HVAC-airAC-SpltPkg-240to759kBtuh-12p5eer_SZDEER2017AnyEPr2014CZ15cDXGF | 141503 |  | #N/A | #N/A | #N/A | 207 | 0.256 | 0 | #N/A | #N/A | #N/A | 207 | 0.256 | 0 | #N/A | #N/A | 204 | 50000
NE-HVAC-airAC-SpltPkg-240to759kBtuh-12p5eer | DEER2017 | D17 v2 |  | Any | EPr | 2014 | CZ16 | cDXGF | Cap-Tons | 99.3 | 50000 | None | 40.6 | 0 | 0 | 40.6 | 0 | 0 | 40.6 | 0 | 0 | 40.6 | 0 | 0 | DEER:HVAC_Split-Package_AC | Annual | 1719 | 40.6 | 0 | 0 | 40.6 | 0 | 0 | NE-HVAC-airAC-SpltPkg-240to759kBtuh-12p5eer_MZDEER2017AnyEPr2014CZ16cPVVG | #N/A | NE-HVAC-airAC-SpltPkg-240to759kBtuh-12p5eer_SZDEER2017AnyEPr2014CZ16cDXGF | 141504 |  | #N/A | #N/A | #N/A | 40.6 | 0 | 0 | #N/A | #N/A | #N/A | 40.6 | 0 | 0 | #N/A | #N/A | 99.3 | 50000
NE-HVAC-airAC-SpltPkg-240to759kBtuh-12p5eer | DEER2017 | D17 v2 |  | Any | EPr | New | CZ01 | cDXGF | Cap-Tons | 84.2 | 50000 | None | 17 | 0.0653 | 0 | 17 | 0.0653 | 0 | 17 | 0.0653 | 0 | 17 | 0.0653 | 0 | DEER:HVAC_Split-Package_AC | Annual | 1719 | 17 | 0.0653 | 0 | 17 | 0.0653 | 0 | NE-HVAC-airAC-SpltPkg-240to759kBtuh-12p5eer_MZDEER2017AnyEPrNewCZ01cPVVG | #N/A | NE-HVAC-airAC-SpltPkg-240to759kBtuh-12p5eer_SZDEER2017AnyEPrNewCZ01cDXGF | 166337 |  | #N/A | #N/A | #N/A | 17 | 0.0653 | 0 | #N/A | #N/A | #N/A | 17 | 0.0653 | 0 | #N/A | #N/A | 84.2 | 50000
NE-HVAC-airAC-SpltPkg-240to759kBtuh-12p5eer | DEER2017 | D17 v2 |  | Any | EPr | New | CZ02 | cDXGF | Cap-Tons | 149 | 50000 | None | 56.8 | 0 | 0 | 56.8 | 0 | 0 | 56.8 | 0 | 0 | 56.8 | 0 | 0 | DEER:HVAC_Split-Package_AC | Annual | 1719 | 56.8 | 0 | 0 | 56.8 | 0 | 0 | NE-HVAC-airAC-SpltPkg-240to759kBtuh-12p5eer_MZDEER2017AnyEPrNewCZ02cPVVG | #N/A | NE-HVAC-airAC-SpltPkg-240to759kBtuh-12p5eer_SZDEER2017AnyEPrNewCZ02cDXGF | 166338 |  | #N/A | #N/A | #N/A | 56.8 | 0 | 0 | #N/A | #N/A | #N/A | 56.8 | 0 | 0 | #N/A | #N/A | 149 | 50000
NE-HVAC-airAC-SpltPkg-240to759kBtuh-12p5eer | DEER2017 | D17 v2 |  | Any | EPr | New | CZ03 | cDXGF | Cap-Tons | 115 | 50000 | None | 36.8 | 0 | 0 | 36.8 | 0 | 0 | 36.8 | 0 | 0 | 36.8 | 0 | 0 | DEER:HVAC_Split-Package_AC | Annual | 1719 | 36.8 | 0 | 0 | 36.8 | 0 | 0 | NE-HVAC-airAC-SpltPkg-240to759kBtuh-12p5eer_MZDEER2017AnyEPrNewCZ03cPVVG | #N/A | NE-HVAC-airAC-SpltPkg-240to759kBtuh-12p5eer_SZDEER2017AnyEPrNewCZ03cDXGF | 166339 |  | #N/A | #N/A | #N/A | 36.8 | 0 | 0 | #N/A | #N/A | #N/A | 36.8 | 0 | 0 | #N/A | #N/A | 115 | 50000
NE-HVAC-airAC-SpltPkg-240to759kBtuh-12p5eer | DEER2017 | D17 v2 |  | Any | EPr | New | CZ04 | cDXGF | Cap-Tons | 140 | 50000 | None | 68.1 | 0.199 | 0 | 68.1 | 0.199 | 0 | 68.1 | 0.199 | 0 | 68.1 | 0.199 | 0 | DEER:HVAC_Split-Package_AC | Annual | 1719 | 68.1 | 0.199 | 0 | 68.1 | 0.199 | 0 | NE-HVAC-airAC-SpltPkg-240to759kBtuh-12p5eer_MZDEER2017AnyEPrNewCZ04cPVVG | #N/A | NE-HVAC-airAC-SpltPkg-240to759kBtuh-12p5eer_SZDEER2017AnyEPrNewCZ04cDXGF | 166340 |  | #N/A | #N/A | #N/A | 68.1 | 0.199 | 0 | #N/A | #N/A | #N/A | 68.1 | 0.199 | 0 | #N/A | #N/A | 140 | 50000
NE-HVAC-airAC-SpltPkg-240to759kBtuh-12p5eer | DEER2017 | D17 v2 |  | Any | EPr | New | CZ05 | cDXGF | Cap-Tons | 112 | 50000 | None | 44 | 0.091 | 0 | 44 | 0.091 | 0 | 44 | 0.091 | 0 | 44 | 0.091 | 0 | DEER:HVAC_Split-Package_AC | Annual | 1719 | 44 | 0.091 | 0 | 44 | 0.091 | 0 | NE-HVAC-airAC-SpltPkg-240to759kBtuh-12p5eer_MZDEER2017AnyEPrNewCZ05cPVVG | #N/A | NE-HVAC-airAC-SpltPkg-240to759kBtuh-12p5eer_SZDEER2017AnyEPrNewCZ05cDXGF | 166341 |  | #N/A | #N/A | #N/A | 44 | 0.091 | 0 | #N/A | #N/A | #N/A | 44 | 0.091 | 0 | #N/A | #N/A | 112 | 50000
NE-HVAC-airAC-SpltPkg-240to759kBtuh-12p5eer | DEER2017 | D17 v2 |  | Any | EPr | New | CZ06 | cDXGF | Cap-Tons | 159 | 50000 | None | 64.1 | 0.141 | 0 | 64.1 | 0.141 | 0 | 64.1 | 0.141 | 0 | 64.1 | 0.141 | 0 | DEER:HVAC_Split-Package_AC | Annual | 1719 | 64.1 | 0.141 | 0 | 64.1 | 0.141 | 0 | NE-HVAC-airAC-SpltPkg-240to759kBtuh-12p5eer_MZDEER2017AnyEPrNewCZ06cPVVG | #N/A | NE-HVAC-airAC-SpltPkg-240to759kBtuh-12p5eer_SZDEER2017AnyEPrNewCZ06cDXGF | 166342 |  | #N/A | #N/A | #N/A | 64.1 | 0.141 | 0 | #N/A | #N/A | #N/A | 64.1 | 0.141 | 0 | #N/A | #N/A | 159 | 50000
NE-HVAC-airAC-SpltPkg-240to759kBtuh-12p5eer | DEER2017 | D17 v2 |  | Any | EPr | New | CZ07 | cDXGF | Cap-Tons | 115 | 50000 | None | 82.3 | 0.165 | 0 | 82.3 | 0.165 | 0 | 82.3 | 0.165 | 0 | 82.3 | 0.165 | 0 | DEER:HVAC_Split-Package_AC | Annual | 1719 | 82.3 | 0.165 | 0 | 82.3 | 0.165 | 0 | NE-HVAC-airAC-SpltPkg-240to759kBtuh-12p5eer_MZDEER2017AnyEPrNewCZ07cPVVG | #N/A | NE-HVAC-airAC-SpltPkg-240to759kBtuh-12p5eer_SZDEER2017AnyEPrNewCZ07cDXGF | 166343 |  | #N/A | #N/A | #N/A | 82.3 | 0.165 | 0 | #N/A | #N/A | #N/A | 82.3 | 0.165 | 0 | #N/A | #N/A | 115 | 50000
NE-HVAC-airAC-SpltPkg-240to759kBtuh-12p5eer | DEER2017 | D17 v2 |  | Any | EPr | New | CZ08 | cDXGF | Cap-Tons | 171 | 50000 | None | 78.8 | 0.163 | 0 | 78.8 | 0.163 | 0 | 78.8 | 0.163 | 0 | 78.8 | 0.163 | 0 | DEER:HVAC_Split-Package_AC | Annual | 1719 | 78.8 | 0.163 | 0 | 78.8 | 0.163 | 0 | NE-HVAC-airAC-SpltPkg-240to759kBtuh-12p5eer_MZDEER2017AnyEPrNewCZ08cPVVG | #N/A | NE-HVAC-airAC-SpltPkg-240to759kBtuh-12p5eer_SZDEER2017AnyEPrNewCZ08cDXGF | 166344 |  | #N/A | #N/A | #N/A | 78.8 | 0.163 | 0 | #N/A | #N/A | #N/A | 78.8 | 0.163 | 0 | #N/A | #N/A | 171 | 50000
NE-HVAC-airAC-SpltPkg-240to759kBtuh-12p5eer | DEER2017 | D17 v2 |  | Any | EPr | New | CZ09 | cDXGF | Cap-Tons | 177 | 50000 | None | 84.1 | 0.241 | 0 | 84.1 | 0.241 | 0 | 84.1 | 0.241 | 0 | 84.1 | 0.241 | 0 | DEER:HVAC_Split-Package_AC | Annual | 1719 | 84.1 | 0.241 | 0 | 84.1 | 0.241 | 0 | NE-HVAC-airAC-SpltPkg-240to759kBtuh-12p5eer_MZDEER2017AnyEPrNewCZ09cPVVG | #N/A | NE-HVAC-airAC-SpltPkg-240to759kBtuh-12p5eer_SZDEER2017AnyEPrNewCZ09cDXGF | 166345 |  | #N/A | #N/A | #N/A | 84.1 | 0.241 | 0 | #N/A | #N/A | #N/A | 84.1 | 0.241 | 0 | #N/A | #N/A | 177 | 50000
NE-HVAC-airAC-SpltPkg-240to759kBtuh-12p5eer | DEER2017 | D17 v2 |  | Any | EPr | New | CZ10 | cDXGF | Cap-Tons | 177 | 50000 | None | 96 | 0.258 | 0 | 96 | 0.258 | 0 | 96 | 0.258 | 0 | 96 | 0.258 | 0 | DEER:HVAC_Split-Package_AC | Annual | 1719 | 96 | 0.258 | 0 | 96 | 0.258 | 0 | NE-HVAC-airAC-SpltPkg-240to759kBtuh-12p5eer_MZDEER2017AnyEPrNewCZ10cPVVG | #N/A | NE-HVAC-airAC-SpltPkg-240to759kBtuh-12p5eer_SZDEER2017AnyEPrNewCZ10cDXGF | 166346 |  | #N/A | #N/A | #N/A | 96 | 0.258 | 0 | #N/A | #N/A | #N/A | 96 | 0.258 | 0 | #N/A | #N/A | 177 | 50000
NE-HVAC-airAC-SpltPkg-240to759kBtuh-12p5eer | DEER2017 | D17 v2 |  | Any | EPr | New | CZ11 | cDXGF | Cap-Tons | 147 | 50000 | None | 105 | 0.0362 | 0 | 105 | 0.0362 | 0 | 105 | 0.0362 | 0 | 105 | 0.0362 | 0 | DEER:HVAC_Split-Package_AC | Annual | 1719 | 105 | 0.0362 | 0 | 105 | 0.0362 | 0 | NE-HVAC-airAC-SpltPkg-240to759kBtuh-12p5eer_MZDEER2017AnyEPrNewCZ11cPVVG | #N/A | NE-HVAC-airAC-SpltPkg-240to759kBtuh-12p5eer_SZDEER2017AnyEPrNewCZ11cDXGF | 166347 |  | #N/A | #N/A | #N/A | 105 | 0.0362 | 0 | #N/A | #N/A | #N/A | 105 | 0.0362 | 0 | #N/A | #N/A | 147 | 50000
NE-HVAC-airAC-SpltPkg-240to759kBtuh-12p5eer | DEER2017 | D17 v2 |  | Any | EPr | New | CZ12 | cDXGF | Cap-Tons | 137 | 50000 | None | 90.2 | 0.00842 | 0 | 90.2 | 0.00842 | 0 | 90.2 | 0.00842 | 0 | 90.2 | 0.00842 | 0 | DEER:HVAC_Split-Package_AC | Annual | 1719 | 90.2 | 0.00842 | 0 | 90.2 | 0.00842 | 0 | NE-HVAC-airAC-SpltPkg-240to759kBtuh-12p5eer_MZDEER2017AnyEPrNewCZ12cPVVG | #N/A | NE-HVAC-airAC-SpltPkg-240to759kBtuh-12p5eer_SZDEER2017AnyEPrNewCZ12cDXGF | 166348 |  | #N/A | #N/A | #N/A | 90.2 | 0.00842 | 0 | #N/A | #N/A | #N/A | 90.2 | 0.00842 | 0 | #N/A | #N/A | 137 | 50000
NE-HVAC-airAC-SpltPkg-240to759kBtuh-12p5eer | DEER2017 | D17 v2 |  | Any | EPr | New | CZ13 | cDXGF | Cap-Tons | 165 | 50000 | None | 109 | 0.0319 | 0 | 109 | 0.0319 | 0 | 109 | 0.0319 | 0 | 109 | 0.0319 | 0 | DEER:HVAC_Split-Package_AC | Annual | 1719 | 109 | 0.0319 | 0 | 109 | 0.0319 | 0 | NE-HVAC-airAC-SpltPkg-240to759kBtuh-12p5eer_MZDEER2017AnyEPrNewCZ13cPVVG | #N/A | NE-HVAC-airAC-SpltPkg-240to759kBtuh-12p5eer_SZDEER2017AnyEPrNewCZ13cDXGF | 166349 |  | #N/A | #N/A | #N/A | 109 | 0.0319 | 0 | #N/A | #N/A | #N/A | 109 | 0.0319 | 0 | #N/A | #N/A | 165 | 50000
NE-HVAC-airAC-SpltPkg-240to759kBtuh-12p5eer | DEER2017 | D17 v2 |  | Any | EPr | New | CZ14 | cDXGF | Cap-Tons | 157 | 50000 | None | 114 | 0.248 | 0 | 114 | 0.248 | 0 | 114 | 0.248 | 0 | 114 | 0.248 | 0 | DEER:HVAC_Split-Package_AC | Annual | 1719 | 114 | 0.248 | 0 | 114 | 0.248 | 0 | NE-HVAC-airAC-SpltPkg-240to759kBtuh-12p5eer_MZDEER2017AnyEPrNewCZ14cPVVG | #N/A | NE-HVAC-airAC-SpltPkg-240to759kBtuh-12p5eer_SZDEER2017AnyEPrNewCZ14cDXGF | 166350 |  | #N/A | #N/A | #N/A | 114 | 0.248 | 0 | #N/A | #N/A | #N/A | 114 | 0.248 | 0 | #N/A | #N/A | 157 | 50000
NE-HVAC-airAC-SpltPkg-240to759kBtuh-12p5eer | DEER2017 | D17 v2 |  | Any | EPr | New | CZ15 | cDXGF | Cap-Tons | 204 | 50000 | None | 207 | 0.256 | 0 | 207 | 0.256 | 0 | 207 | 0.256 | 0 | 207 | 0.256 | 0 | DEER:HVAC_Split-Package_AC | Annual | 1719 | 207 | 0.256 | 0 | 207 | 0.256 | 0 | NE-HVAC-airAC-SpltPkg-240to759kBtuh-12p5eer_MZDEER2017AnyEPrNewCZ15cPVVG | #N/A | NE-HVAC-airAC-SpltPkg-240to759kBtuh-12p5eer_SZDEER2017AnyEPrNewCZ15cDXGF | 166351 |  | #N/A | #N/A | #N/A | 207 | 0.256 | 0 | #N/A | #N/A | #N/A | 207 | 0.256 | 0 | #N/A | #N/A | 204 | 50000
NE-HVAC-airAC-SpltPkg-240to759kBtuh-12p5eer | DEER2017 | D17 v2 |  | Any | EPr | New | CZ16 | cDXGF | Cap-Tons | 99.3 | 50000 | None | 40.6 | 0 | 0 | 40.6 | 0 | 0 | 40.6 | 0 | 0 | 40.6 | 0 | 0 | DEER:HVAC_Split-Package_AC | Annual | 1719 | 40.6 | 0 | 0 | 40.6 | 0 | 0 | NE-HVAC-airAC-SpltPkg-240to759kBtuh-12p5eer_MZDEER2017AnyEPrNewCZ16cPVVG | #N/A | NE-HVAC-airAC-SpltPkg-240to759kBtuh-12p5eer_SZDEER2017AnyEPrNewCZ16cDXGF | 166352 |  | #N/A | #N/A | #N/A | 40.6 | 0 | 0 | #N/A | #N/A | #N/A | 40.6 | 0 | 0 | #N/A | #N/A | 99.3 | 50000
NE-HVAC-airAC-SpltPkg-240to759kBtuh-12p5eer | DEER2017 | D17 v2 |  | Any | ESe | 1975 | CZ01 | cWtd | Cap-Tons | 284.8 | 91120 | None | 31.4 | 0.0662 | 0 | 31.4 | 0.0662 | 0 | 31.4 | 0.0662 | 0 | 31.4 | 0.0662 | 0 | DEER:HVAC_Split-Package_AC | Annual | 1719 | 31.44 | 0.06624 | 0 | 31.44 | 0.06624 | 0 | NE-HVAC-airAC-SpltPkg-240to759kBtuh-12p5eer_MZDEER2017AnyESe1975CZ01cPVVG | 13346 | NE-HVAC-airAC-SpltPkg-240to759kBtuh-12p5eer_SZDEER2017AnyESe1975CZ01cDXGF | 13345 |  | 36.6 | 0.0667 | 0 | 10.8 | 0.0644 | 0 | 36.6 | 0.0667 | 0 | 10.8 | 0.0644 | 0 | 282 | 76400 | 296 | 150000
NE-HVAC-airAC-SpltPkg-240to759kBtuh-12p5eer | DEER2017 | D17 v2 |  | Any | ESe | 1975 | CZ02 | cWtd | Cap-Tons | 442.6 | 91120 | None | 102 | 0.0454 | 0 | 102 | 0.0454 | 0 | 102 | 0.0454 | 0 | 102 | 0.0454 | 0 | DEER:HVAC_Split-Package_AC | Annual | 1719 | 102.3 | 0.04538 | 0 | 102.3 | 0.04538 | 0 | NE-HVAC-airAC-SpltPkg-240to759kBtuh-12p5eer_MZDEER2017AnyESe1975CZ02cPVVG | 13348 | NE-HVAC-airAC-SpltPkg-240to759kBtuh-12p5eer_SZDEER2017AnyESe1975CZ02cDXGF | 13347 |  | 112 | 0.0498 | 0 | 63.5 | 0.0277 | 0 | 112 | 0.0498 | 0 | 63.5 | 0.0277 | 0 | 417 | 76400 | 545 | 150000
NE-HVAC-airAC-SpltPkg-240to759kBtuh-12p5eer | DEER2017 | D17 v2 |  | Any | ESe | 1975 | CZ03 | cWtd | Cap-Tons | 364 | 91120 | None | 84.1 | 0.0181 | 0 | 84.1 | 0.0181 | 0 | 84.1 | 0.0181 | 0 | 84.1 | 0.0181 | 0 | DEER:HVAC_Split-Package_AC | Annual | 1719 | 84.06 | 0.018068 | 0 | 84.06 | 0.018068 | 0 | NE-HVAC-airAC-SpltPkg-240to759kBtuh-12p5eer_MZDEER2017AnyESe1975CZ03cPVVG | 13350 | NE-HVAC-airAC-SpltPkg-240to759kBtuh-12p5eer_SZDEER2017AnyESe1975CZ03cDXGF | 13349 |  | 95.4 | 0.0215 | 0 | 38.7 | 0.00434 | 0 | 95.4 | 0.0215 | 0 | 38.7 | 0.00434 | 0 | 348 | 76400 | 428 | 150000
NE-HVAC-airAC-SpltPkg-240to759kBtuh-12p5eer | DEER2017 | D17 v2 |  | Any | ESe | 1975 | CZ04 | cWtd | Cap-Tons | 424.6 | 91120 | None | 123 | 0.169 | 0 | 123 | 0.169 | 0 | 123 | 0.169 | 0 | 123 | 0.169 | 0 | DEER:HVAC_Split-Package_AC | Annual | 1719 | 122.54 | 0.1688 | 0 | 122.54 | 0.1688 | 0 | NE-HVAC-airAC-SpltPkg-240to759kBtuh-12p5eer_MZDEER2017AnyESe1975CZ04cPVVG | 13352 | NE-HVAC-airAC-SpltPkg-240to759kBtuh-12p5eer_SZDEER2017AnyESe1975CZ04cDXGF | 13351 |  | 134 | 0.156 | 0 | 76.7 | 0.22 | 0 | 134 | 0.156 | 0 | 76.7 | 0.22 | 0 | 401 | 76400 | 519 | 150000
NE-HVAC-airAC-SpltPkg-240to759kBtuh-12p5eer | DEER2017 | D17 v2 |  | Any | ESe | 1975 | CZ05 | cWtd | Cap-Tons | 321.8 | 91120 | None | 91.3 | 0.0993 | 0 | 91.3 | 0.0993 | 0 | 91.3 | 0.0993 | 0 | 91.3 | 0.0993 | 0 | DEER:HVAC_Split-Package_AC | Annual | 1719 | 91.26 | 0.09928 | 0 | 91.26 | 0.09928 | 0 | NE-HVAC-airAC-SpltPkg-240to759kBtuh-12p5eer_MZDEER2017AnyESe1975CZ05cPVVG | 13354 | NE-HVAC-airAC-SpltPkg-240to759kBtuh-12p5eer_SZDEER2017AnyESe1975CZ05cDXGF | 13353 |  | 101 | 0.0956 | 0 | 52.3 | 0.114 | 0 | 101 | 0.0956 | 0 | 52.3 | 0.114 | 0 | 309 | 76400 | 373 | 150000
NE-HVAC-airAC-SpltPkg-240to759kBtuh-12p5eer | DEER2017 | D17 v2 |  | Any | ESe | 1975 | CZ06 | cWtd | Cap-Tons | 437.4 | 91120 | None | 139 | 0.132 | 0 | 139 | 0.132 | 0 | 139 | 0.132 | 0 | 139 | 0.132 | 0 | DEER:HVAC_Split-Package_AC | Annual | 1719 | 138.9 | 0.132 | 0 | 138.9 | 0.132 | 0 | NE-HVAC-airAC-SpltPkg-240to759kBtuh-12p5eer_MZDEER2017AnyESe1975CZ06cPVVG | 13356 | NE-HVAC-airAC-SpltPkg-240to759kBtuh-12p5eer_SZDEER2017AnyESe1975CZ06cDXGF | 13355 |  | 155 | 0.125 | 0 | 74.5 | 0.16 | 0 | 155 | 0.125 | 0 | 74.5 | 0.16 | 0 | 412 | 76400 | 539 | 150000
NE-HVAC-airAC-SpltPkg-240to759kBtuh-12p5eer | DEER2017 | D17 v2 |  | Any | ESe | 1975 | CZ07 | cWtd | Cap-Tons | 355.4 | 91120 | None | 147 | 0.141 | 0 | 147 | 0.141 | 0 | 147 | 0.141 | 0 | 147 | 0.141 | 0 | DEER:HVAC_Split-Package_AC | Annual | 1719 | 147.02 | 0.141 | 0 | 147.02 | 0.141 | 0 | NE-HVAC-airAC-SpltPkg-240to759kBtuh-12p5eer_MZDEER2017AnyESe1975CZ07cPVVG | 13358 | NE-HVAC-airAC-SpltPkg-240to759kBtuh-12p5eer_SZDEER2017AnyESe1975CZ07cDXGF | 13357 |  | 162 | 0.131 | 0 | 87.1 | 0.181 | 0 | 162 | 0.131 | 0 | 87.1 | 0.181 | 0 | 337 | 76400 | 429 | 150000
NE-HVAC-airAC-SpltPkg-240to759kBtuh-12p5eer | DEER2017 | D17 v2 |  | Any | ESe | 1975 | CZ08 | cWtd | Cap-Tons | 468 | 91120 | None | 154 | 0.15 | 0 | 154 | 0.15 | 0 | 154 | 0.15 | 0 | 154 | 0.15 | 0 | DEER:HVAC_Split-Package_AC | Annual | 1719 | 153.74 | 0.15 | 0 | 153.74 | 0.15 | 0 | NE-HVAC-airAC-SpltPkg-240to759kBtuh-12p5eer_MZDEER2017AnyESe1975CZ08cPVVG | 13360 | NE-HVAC-airAC-SpltPkg-240to759kBtuh-12p5eer_SZDEER2017AnyESe1975CZ08cDXGF | 13359 |  | 169 | 0.142 | 0 | 92.7 | 0.182 | 0 | 169 | 0.142 | 0 | 92.7 | 0.182 | 0 | 438 | 76400 | 588 | 150000
NE-HVAC-airAC-SpltPkg-240to759kBtuh-12p5eer | DEER2017 | D17 v2 |  | Any | ESe | 1975 | CZ09 | cWtd | Cap-Tons | 532.6 | 91120 | None | 150 | 0.198 | 0 | 150 | 0.198 | 0 | 150 | 0.198 | 0 | 150 | 0.198 | 0 | DEER:HVAC_Split-Package_AC | Annual | 1719 | 149.52 | 0.1982 | 0 | 149.52 | 0.1982 | 0 | NE-HVAC-airAC-SpltPkg-240to759kBtuh-12p5eer_MZDEER2017AnyESe1975CZ09cPVVG | 13362 | NE-HVAC-airAC-SpltPkg-240to759kBtuh-12p5eer_SZDEER2017AnyESe1975CZ09cDXGF | 13361 |  | 164 | 0.187 | 0 | 91.6 | 0.243 | 0 | 164 | 0.187 | 0 | 91.6 | 0.243 | 0 | 492 | 76400 | 695 | 150000
NE-HVAC-airAC-SpltPkg-240to759kBtuh-12p5eer | DEER2017 | D17 v2 |  | Any | ESe | 1975 | CZ10 | cWtd | Cap-Tons | 512.4 | 91120 | None | 162 | 0.212 | 0 | 162 | 0.212 | 0 | 162 | 0.212 | 0 | 162 | 0.212 | 0 | DEER:HVAC_Split-Package_AC | Annual | 1719 | 162.4 | 0.2116 | 0 | 162.4 | 0.2116 | 0 | NE-HVAC-airAC-SpltPkg-240to759kBtuh-12p5eer_MZDEER2017AnyESe1975CZ10cPVVG | 13364 | NE-HVAC-airAC-SpltPkg-240to759kBtuh-12p5eer_SZDEER2017AnyESe1975CZ10cDXGF | 13363 |  | 175 | 0.198 | 0 | 112 | 0.266 | 0 | 175 | 0.198 | 0 | 112 | 0.266 | 0 | 475 | 76400 | 662 | 150000
NE-HVAC-airAC-SpltPkg-240to759kBtuh-12p5eer | DEER2017 | D17 v2 |  | Any | ESe | 1975 | CZ11 | cWtd | Cap-Tons | 466.4 | 91120 | None | 163 | 0.0699 | 0 | 163 | 0.0699 | 0 | 163 | 0.0699 | 0 | 163 | 0.0699 | 0 | DEER:HVAC_Split-Package_AC | Annual | 1719 | 163 | 0.06994 | 0 | 163 | 0.06994 | 0 | NE-HVAC-airAC-SpltPkg-240to759kBtuh-12p5eer_MZDEER2017AnyESe1975CZ11cPVVG | 13366 | NE-HVAC-airAC-SpltPkg-240to759kBtuh-12p5eer_SZDEER2017AnyESe1975CZ11cDXGF | 13365 |  | 172 | 0.0732 | 0 | 127 | 0.0569 | 0 | 172 | 0.0732 | 0 | 127 | 0.0569 | 0 | 434 | 76400 | 596 | 150000
NE-HVAC-airAC-SpltPkg-240to759kBtuh-12p5eer | DEER2017 | D17 v2 |  | Any | ESe | 1975 | CZ12 | cWtd | Cap-Tons | 438.8 | 91120 | None | 137 | 0.0613 | 0 | 137 | 0.0613 | 0 | 137 | 0.0613 | 0 | 137 | 0.0613 | 0 | DEER:HVAC_Split-Package_AC | Annual | 1719 | 136.8 | 0.06128 | 0 | 136.8 | 0.06128 | 0 | NE-HVAC-airAC-SpltPkg-240to759kBtuh-12p5eer_MZDEER2017AnyESe1975CZ12cPVVG | 13368 | NE-HVAC-airAC-SpltPkg-240to759kBtuh-12p5eer_SZDEER2017AnyESe1975CZ12cDXGF | 13367 |  | 145 | 0.0658 | 0 | 104 | 0.0432 | 0 | 145 | 0.0658 | 0 | 104 | 0.0432 | 0 | 414 | 76400 | 538 | 150000
NE-HVAC-airAC-SpltPkg-240to759kBtuh-12p5eer | DEER2017 | D17 v2 |  | Any | ESe | 1975 | CZ13 | cWtd | Cap-Tons | 488.6 | 91120 | None | 167 | 0.0564 | 0 | 167 | 0.0564 | 0 | 167 | 0.0564 | 0 | 167 | 0.0564 | 0 | DEER:HVAC_Split-Package_AC | Annual | 1719 | 166.6 | 0.0564 | 0 | 166.6 | 0.0564 | 0 | NE-HVAC-airAC-SpltPkg-240to759kBtuh-12p5eer_MZDEER2017AnyESe1975CZ13cPVVG | 13370 | NE-HVAC-airAC-SpltPkg-240to759kBtuh-12p5eer_SZDEER2017AnyESe1975CZ13cDXGF | 13369 |  | 174 | 0.0579 | 0 | 137 | 0.0504 | 0 | 174 | 0.0579 | 0 | 137 | 0.0504 | 0 | 456 | 76400 | 619 | 150000
NE-HVAC-airAC-SpltPkg-240to759kBtuh-12p5eer | DEER2017 | D17 v2 |  | Any | ESe | 1975 | CZ14 | cWtd | Cap-Tons | 450.4 | 91120 | None | 178 | 0.212 | 0 | 178 | 0.212 | 0 | 178 | 0.212 | 0 | 178 | 0.212 | 0 | DEER:HVAC_Split-Package_AC | Annual | 1719 | 178 | 0.2118 | 0 | 178 | 0.2118 | 0 | NE-HVAC-airAC-SpltPkg-240to759kBtuh-12p5eer_MZDEER2017AnyESe1975CZ14cPVVG | 13372 | NE-HVAC-airAC-SpltPkg-240to759kBtuh-12p5eer_SZDEER2017AnyESe1975CZ14cDXGF | 13371 |  | 186 | 0.199 | 0 | 146 | 0.263 | 0 | 186 | 0.199 | 0 | 146 | 0.263 | 0 | 421 | 76400 | 568 | 150000
NE-HVAC-airAC-SpltPkg-240to759kBtuh-12p5eer | DEER2017 | D17 v2 |  | Any | ESe | 1975 | CZ15 | cWtd | Cap-Tons | 600.2 | 91120 | None | 280 | 0.204 | 0 | 280 | 0.204 | 0 | 280 | 0.204 | 0 | 280 | 0.204 | 0 | DEER:HVAC_Split-Package_AC | Annual | 1719 | 280.2 | 0.204 | 0 | 280.2 | 0.204 | 0 | NE-HVAC-airAC-SpltPkg-240to759kBtuh-12p5eer_MZDEER2017AnyESe1975CZ15cPVVG | 13374 | NE-HVAC-airAC-SpltPkg-240to759kBtuh-12p5eer_SZDEER2017AnyESe1975CZ15cDXGF | 13373 |  | 287 | 0.19 | 0 | 253 | 0.26 | 0 | 287 | 0.19 | 0 | 253 | 0.26 | 0 | 553 | 76400 | 789 | 150000
NE-HVAC-airAC-SpltPkg-240to759kBtuh-12p5eer | DEER2017 | D17 v2 |  | Any | ESe | 1975 | CZ16 | cWtd | Cap-Tons | 331.4 | 91120 | None | 73.5 | 0.0425 | 0 | 73.5 | 0.0425 | 0 | 73.5 | 0.0425 | 0 | 73.5 | 0.0425 | 0 | DEER:HVAC_Split-Package_AC | Annual | 1719 | 73.52 | 0.04246 | 0 | 73.52 | 0.04246 | 0 | NE-HVAC-airAC-SpltPkg-240to759kBtuh-12p5eer_MZDEER2017AnyESe1975CZ16cPVVG | 13376 | NE-HVAC-airAC-SpltPkg-240to759kBtuh-12p5eer_SZDEER2017AnyESe1975CZ16cDXGF | 13375 |  | 79.5 | 0.047 | 0 | 49.6 | 0.0243 | 0 | 79.5 | 0.047 | 0 | 49.6 | 0.0243 | 0 | 316 | 76400 | 393 | 150000
NE-HVAC-airAC-SpltPkg-240to759kBtuh-12p5eer | DEER2017 | D17 v2 |  | Any | ESe | 1985 | CZ01 | cWtd | Cap-Tons | 256.8 | 91120 | None | 58.7 | 0.0734 | 0 | 58.7 | 0.0734 | 0 | 58.7 | 0.0734 | 0 | 58.7 | 0.0734 | 0 | DEER:HVAC_Split-Package_AC | Annual | 1719 | 58.74 | 0.07338 | 0 | 58.74 | 0.07338 | 0 | NE-HVAC-airAC-SpltPkg-240to759kBtuh-12p5eer_MZDEER2017AnyESe1985CZ01cPVVG | 34706 | NE-HVAC-airAC-SpltPkg-240to759kBtuh-12p5eer_SZDEER2017AnyESe1985CZ01cDXGF | 34705 |  | 70 | 0.074 | 0 | 13.7 | 0.0709 | 0 | 70 | 0.074 | 0 | 13.7 | 0.0709 | 0 | 249 | 76400 | 288 | 150000
NE-HVAC-airAC-SpltPkg-240to759kBtuh-12p5eer | DEER2017 | D17 v2 |  | Any | ESe | 1985 | CZ02 | cWtd | Cap-Tons | 407 | 91120 | None | 108 | 0.0378 | 0 | 108 | 0.0378 | 0 | 108 | 0.0378 | 0 | 108 | 0.0378 | 0 | DEER:HVAC_Split-Package_AC | Annual | 1719 | 108.14 | 0.03778 | 0 | 108.14 | 0.03778 | 0 | NE-HVAC-airAC-SpltPkg-240to759kBtuh-12p5eer_MZDEER2017AnyESe1985CZ02cPVVG | 34708 | NE-HVAC-airAC-SpltPkg-240to759kBtuh-12p5eer_SZDEER2017AnyESe1985CZ02cDXGF | 34707 |  | 119 | 0.0404 | 0 | 64.7 | 0.0273 | 0 | 119 | 0.0404 | 0 | 64.7 | 0.0273 | 0 | 376 | 76400 | 531 | 150000
NE-HVAC-airAC-SpltPkg-240to759kBtuh-12p5eer | DEER2017 | D17 v2 |  | Any | ESe | 1985 | CZ03 | cWtd | Cap-Tons | 331.4 | 91120 | None | 95.3 | 0.0166 | 0 | 95.3 | 0.0166 | 0 | 95.3 | 0.0166 | 0 | 95.3 | 0.0166 | 0 | DEER:HVAC_Split-Package_AC | Annual | 1719 | 95.32 | 0.016616 | 0 | 95.32 | 0.016616 | 0 | NE-HVAC-airAC-SpltPkg-240to759kBtuh-12p5eer_MZDEER2017AnyESe1985CZ03cPVVG | 34710 | NE-HVAC-airAC-SpltPkg-240to759kBtuh-12p5eer_SZDEER2017AnyESe1985CZ03cDXGF | 34709 |  | 109 | 0.0197 | 0 | 40.6 | 0.00428 | 0 | 109 | 0.0197 | 0 | 40.6 | 0.00428 | 0 | 311 | 76400 | 413 | 150000
NE-HVAC-airAC-SpltPkg-240to759kBtuh-12p5eer | DEER2017 | D17 v2 |  | Any | ESe | 1985 | CZ04 | cWtd | Cap-Tons | 390 | 91120 | None | 132 | 0.192 | 0 | 132 | 0.192 | 0 | 132 | 0.192 | 0 | 132 | 0.192 | 0 | DEER:HVAC_Split-Package_AC | Annual | 1719 | 132.46 | 0.1924 | 0 | 132.46 | 0.1924 | 0 | NE-HVAC-airAC-SpltPkg-240to759kBtuh-12p5eer_MZDEER2017AnyESe1985CZ04cPVVG | 34712 | NE-HVAC-airAC-SpltPkg-240to759kBtuh-12p5eer_SZDEER2017AnyESe1985CZ04cDXGF | 34711 |  | 146 | 0.185 | 0 | 78.3 | 0.222 | 0 | 146 | 0.185 | 0 | 78.3 | 0.222 | 0 | 361 | 76400 | 506 | 150000
NE-HVAC-airAC-SpltPkg-240to759kBtuh-12p5eer | DEER2017 | D17 v2 |  | Any | ESe | 1985 | CZ05 | cWtd | Cap-Tons | 290.8 | 91120 | None | 106 | 0.115 | 0 | 106 | 0.115 | 0 | 106 | 0.115 | 0 | 106 | 0.115 | 0 | DEER:HVAC_Split-Package_AC | Annual | 1719 | 106.24 | 0.1146 | 0 | 106.24 | 0.1146 | 0 | NE-HVAC-airAC-SpltPkg-240to759kBtuh-12p5eer_MZDEER2017AnyESe1985CZ05cPVVG | 34714 | NE-HVAC-airAC-SpltPkg-240to759kBtuh-12p5eer_SZDEER2017AnyESe1985CZ05cDXGF | 34713 |  | 119 | 0.114 | 0 | 55.2 | 0.117 | 0 | 119 | 0.114 | 0 | 55.2 | 0.117 | 0 | 274 | 76400 | 358 | 150000
NE-HVAC-airAC-SpltPkg-240to759kBtuh-12p5eer | DEER2017 | D17 v2 |  | Any | ESe | 1985 | CZ06 | cWtd | Cap-Tons | 403.4 | 91120 | None | 141 | 0.145 | 0 | 141 | 0.145 | 0 | 141 | 0.145 | 0 | 141 | 0.145 | 0 | DEER:HVAC_Split-Package_AC | Annual | 1719 | 140.78 | 0.1452 | 0 | 140.78 | 0.1452 | 0 | NE-HVAC-airAC-SpltPkg-240to759kBtuh-12p5eer_MZDEER2017AnyESe1985CZ06cPVVG | 34716 | NE-HVAC-airAC-SpltPkg-240to759kBtuh-12p5eer_SZDEER2017AnyESe1985CZ06cDXGF | 34715 |  | 157 | 0.141 | 0 | 75.9 | 0.162 | 0 | 157 | 0.141 | 0 | 75.9 | 0.162 | 0 | 373 | 76400 | 525 | 150000
NE-HVAC-airAC-SpltPkg-240to759kBtuh-12p5eer | DEER2017 | D17 v2 |  | Any | ESe | 1985 | CZ07 | cWtd | Cap-Tons | 323.6 | 91120 | None | 150 | 0.157 | 0 | 150 | 0.157 | 0 | 150 | 0.157 | 0 | 150 | 0.157 | 0 | DEER:HVAC_Split-Package_AC | Annual | 1719 | 150.2 | 0.157 | 0 | 150.2 | 0.157 | 0 | NE-HVAC-airAC-SpltPkg-240to759kBtuh-12p5eer_MZDEER2017AnyESe1985CZ07cPVVG | 34718 | NE-HVAC-airAC-SpltPkg-240to759kBtuh-12p5eer_SZDEER2017AnyESe1985CZ07cDXGF | 34717 |  | 165 | 0.15 | 0 | 91 | 0.185 | 0 | 165 | 0.15 | 0 | 91 | 0.185 | 0 | 301 | 76400 | 414 | 150000
NE-HVAC-airAC-SpltPkg-240to759kBtuh-12p5eer | DEER2017 | D17 v2 |  | Any | ESe | 1985 | CZ08 | cWtd | Cap-Tons | 432.2 | 91120 | None | 155 | 0.169 | 0 | 155 | 0.169 | 0 | 155 | 0.169 | 0 | 155 | 0.169 | 0 | DEER:HVAC_Split-Package_AC | Annual | 1719 | 154.86 | 0.1688 | 0 | 154.86 | 0.1688 | 0 | NE-HVAC-airAC-SpltPkg-240to759kBtuh-12p5eer_MZDEER2017AnyESe1985CZ08cPVVG | 34720 | NE-HVAC-airAC-SpltPkg-240to759kBtuh-12p5eer_SZDEER2017AnyESe1985CZ08cDXGF | 34719 |  | 170 | 0.165 | 0 | 94.3 | 0.184 | 0 | 170 | 0.165 | 0 | 94.3 | 0.184 | 0 | 397 | 76400 | 573 | 150000
NE-HVAC-airAC-SpltPkg-240to759kBtuh-12p5eer | DEER2017 | D17 v2 |  | Any | ESe | 1985 | CZ09 | cWtd | Cap-Tons | 494 | 91120 | None | 149 | 0.217 | 0 | 149 | 0.217 | 0 | 149 | 0.217 | 0 | 149 | 0.217 | 0 | DEER:HVAC_Split-Package_AC | Annual | 1719 | 149 | 0.2172 | 0 | 149 | 0.2172 | 0 | NE-HVAC-airAC-SpltPkg-240to759kBtuh-12p5eer_MZDEER2017AnyESe1985CZ09cPVVG | 34722 | NE-HVAC-airAC-SpltPkg-240to759kBtuh-12p5eer_SZDEER2017AnyESe1985CZ09cDXGF | 34721 |  | 163 | 0.21 | 0 | 93 | 0.246 | 0 | 163 | 0.21 | 0 | 93 | 0.246 | 0 | 448 | 76400 | 678 | 150000
NE-HVAC-airAC-SpltPkg-240to759kBtuh-12p5eer | DEER2017 | D17 v2 |  | Any | ESe | 1985 | CZ10 | cWtd | Cap-Tons | 473.2 | 91120 | None | 168 | 0.238 | 0 | 168 | 0.238 | 0 | 168 | 0.238 | 0 | 168 | 0.238 | 0 | DEER:HVAC_Split-Package_AC | Annual | 1719 | 167.6 | 0.2376 | 0 | 167.6 | 0.2376 | 0 | NE-HVAC-airAC-SpltPkg-240to759kBtuh-12p5eer_MZDEER2017AnyESe1985CZ10cPVVG | 34724 | NE-HVAC-airAC-SpltPkg-240to759kBtuh-12p5eer_SZDEER2017AnyESe1985CZ10cDXGF | 34723 |  | 181 | 0.23 | 0 | 114 | 0.268 | 0 | 181 | 0.23 | 0 | 114 | 0.268 | 0 | 430 | 76400 | 646 | 150000
NE-HVAC-airAC-SpltPkg-240to759kBtuh-12p5eer | DEER2017 | D17 v2 |  | Any | ESe | 1985 | CZ11 | cWtd | Cap-Tons | 427.6 | 91120 | None | 172 | 0.065 | 0 | 172 | 0.065 | 0 | 172 | 0.065 | 0 | 172 | 0.065 | 0 | DEER:HVAC_Split-Package_AC | Annual | 1719 | 171.6 | 0.06496 | 0 | 171.6 | 0.06496 | 0 | NE-HVAC-airAC-SpltPkg-240to759kBtuh-12p5eer_MZDEER2017AnyESe1985CZ11cPVVG | 34726 | NE-HVAC-airAC-SpltPkg-240to759kBtuh-12p5eer_SZDEER2017AnyESe1985CZ11cDXGF | 34725 |  | 182 | 0.067 | 0 | 130 | 0.0568 | 0 | 182 | 0.067 | 0 | 130 | 0.0568 | 0 | 390 | 76400 | 578 | 150000
NE-HVAC-airAC-SpltPkg-240to759kBtuh-12p5eer | DEER2017 | D17 v2 |  | Any | ESe | 1985 | CZ12 | cWtd | Cap-Tons | 403.2 | 91120 | None | 148 | 0.0498 | 0 | 148 | 0.0498 | 0 | 148 | 0.0498 | 0 | 148 | 0.0498 | 0 | DEER:HVAC_Split-Package_AC | Annual | 1719 | 147.6 | 0.04984 | 0 | 147.6 | 0.04984 | 0 | NE-HVAC-airAC-SpltPkg-240to759kBtuh-12p5eer_MZDEER2017AnyESe1985CZ12cPVVG | 34728 | NE-HVAC-airAC-SpltPkg-240to759kBtuh-12p5eer_SZDEER2017AnyESe1985CZ12cDXGF | 34727 |  | 158 | 0.0517 | 0 | 106 | 0.0424 | 0 | 158 | 0.0517 | 0 | 106 | 0.0424 | 0 | 373 | 76400 | 524 | 150000
NE-HVAC-airAC-SpltPkg-240to759kBtuh-12p5eer | DEER2017 | D17 v2 |  | Any | ESe | 1985 | CZ13 | cWtd | Cap-Tons | 450.4 | 91120 | None | 175 | 0.0574 | 0 | 175 | 0.0574 | 0 | 175 | 0.0574 | 0 | 175 | 0.0574 | 0 | DEER:HVAC_Split-Package_AC | Annual | 1719 | 175 | 0.05736 | 0 | 175 | 0.05736 | 0 | NE-HVAC-airAC-SpltPkg-240to759kBtuh-12p5eer_MZDEER2017AnyESe1985CZ13cPVVG | 34730 | NE-HVAC-airAC-SpltPkg-240to759kBtuh-12p5eer_SZDEER2017AnyESe1985CZ13cDXGF | 34729 |  | 184 | 0.0592 | 0 | 139 | 0.05 | 0 | 184 | 0.0592 | 0 | 139 | 0.05 | 0 | 412 | 76400 | 604 | 150000
NE-HVAC-airAC-SpltPkg-240to759kBtuh-12p5eer | DEER2017 | D17 v2 |  | Any | ESe | 1985 | CZ14 | cWtd | Cap-Tons | 429.2 | 91120 | None | 181 | 0.228 | 0 | 181 | 0.228 | 0 | 181 | 0.228 | 0 | 181 | 0.228 | 0 | DEER:HVAC_Split-Package_AC | Annual | 1719 | 181.2 | 0.2276 | 0 | 181.2 | 0.2276 | 0 | NE-HVAC-airAC-SpltPkg-240to759kBtuh-12p5eer_MZDEER2017AnyESe1985CZ14cPVVG | 34732 | NE-HVAC-airAC-SpltPkg-240to759kBtuh-12p5eer_SZDEER2017AnyESe1985CZ14cDXGF | 34731 |  | 191 | 0.22 | 0 | 142 | 0.258 | 0 | 191 | 0.22 | 0 | 142 | 0.258 | 0 | 392 | 76400 | 578 | 150000
NE-HVAC-airAC-SpltPkg-240to759kBtuh-12p5eer | DEER2017 | D17 v2 |  | Any | ESe | 1985 | CZ15 | cWtd | Cap-Tons | 539 | 91120 | None | 296 | 0.226 | 0 | 296 | 0.226 | 0 | 296 | 0.226 | 0 | 296 | 0.226 | 0 | DEER:HVAC_Split-Package_AC | Annual | 1719 | 295.6 | 0.226 | 0 | 295.6 | 0.226 | 0 | NE-HVAC-airAC-SpltPkg-240to759kBtuh-12p5eer_MZDEER2017AnyESe1985CZ15cPVVG | 34734 | NE-HVAC-airAC-SpltPkg-240to759kBtuh-12p5eer_SZDEER2017AnyESe1985CZ15cDXGF | 34733 |  | 305 | 0.217 | 0 | 258 | 0.262 | 0 | 305 | 0.217 | 0 | 258 | 0.262 | 0 | 486 | 76400 | 751 | 150000
NE-HVAC-airAC-SpltPkg-240to759kBtuh-12p5eer | DEER2017 | D17 v2 |  | Any | ESe | 1985 | CZ16 | cWtd | Cap-Tons | 295.6 | 91120 | None | 92.2 | 0.0382 | 0 | 92.2 | 0.0382 | 0 | 92.2 | 0.0382 | 0 | 92.2 | 0.0382 | 0 | DEER:HVAC_Split-Package_AC | Annual | 1719 | 92.24 | 0.0382 | 0 | 92.24 | 0.0382 | 0 | NE-HVAC-airAC-SpltPkg-240to759kBtuh-12p5eer_MZDEER2017AnyESe1985CZ16cPVVG | 34736 | NE-HVAC-airAC-SpltPkg-240to759kBtuh-12p5eer_SZDEER2017AnyESe1985CZ16cDXGF | 34735 |  | 102 | 0.0415 | 0 | 53.2 | 0.025 | 0 | 102 | 0.0415 | 0 | 53.2 | 0.025 | 0 | 276 | 76400 | 374 | 150000
NE-HVAC-airAC-SpltPkg-240to759kBtuh-12p5eer | DEER2017 | D17 v2 |  | Any | ESe | 1996 | CZ01 | cWtd | Cap-Tons | 205.2 | 91120 | None | 63.5 | 0.0767 | 0 | 63.5 | 0.0767 | 0 | 63.5 | 0.0767 | 0 | 63.5 | 0.0767 | 0 | DEER:HVAC_Split-Package_AC | Annual | 1719 | 63.46 | 0.07666 | 0 | 63.46 | 0.07666 | 0 | NE-HVAC-airAC-SpltPkg-240to759kBtuh-12p5eer_MZDEER2017AnyESe1996CZ01cPVVG | 56066 | NE-HVAC-airAC-SpltPkg-240to759kBtuh-12p5eer_SZDEER2017AnyESe1996CZ01cDXGF | 56065 |  | 75.7 | 0.0774 | 0 | 14.5 | 0.0737 | 0 | 75.7 | 0.0774 | 0 | 14.5 | 0.0737 | 0 | 194 | 76400 | 250 | 150000
NE-HVAC-airAC-SpltPkg-240to759kBtuh-12p5eer | DEER2017 | D17 v2 |  | Any | ESe | 1996 | CZ02 | cWtd | Cap-Tons | 353.6 | 91120 | None | 120 | 0.0345 | 0 | 120 | 0.0345 | 0 | 120 | 0.0345 | 0 | 120 | 0.0345 | 0 | DEER:HVAC_Split-Package_AC | Annual | 1719 | 120.44 | 0.0345 | 0 | 120.44 | 0.0345 | 0 | NE-HVAC-airAC-SpltPkg-240to759kBtuh-12p5eer_MZDEER2017AnyESe1996CZ02cPVVG | 56068 | NE-HVAC-airAC-SpltPkg-240to759kBtuh-12p5eer_SZDEER2017AnyESe1996CZ02cDXGF | 56067 |  | 135 | 0.0388 | 0 | 62.2 | 0.0173 | 0 | 135 | 0.0388 | 0 | 62.2 | 0.0173 | 0 | 320 | 76400 | 488 | 150000
NE-HVAC-airAC-SpltPkg-240to759kBtuh-12p5eer | DEER2017 | D17 v2 |  | Any | ESe | 1996 | CZ03 | cWtd | Cap-Tons | 282.2 | 91120 | None | 99.1 | 0.00212 | 0 | 99.1 | 0.00212 | 0 | 99.1 | 0.00212 | 0 | 99.1 | 0.00212 | 0 | DEER:HVAC_Split-Package_AC | Annual | 1719 | 99.1 | 0.0021222 | 0 | 99.1 | 0.0021222 | 0 | NE-HVAC-airAC-SpltPkg-240to759kBtuh-12p5eer_MZDEER2017AnyESe1996CZ03cPVVG | 56070 | NE-HVAC-airAC-SpltPkg-240to759kBtuh-12p5eer_SZDEER2017AnyESe1996CZ03cDXGF | 56069 |  | 114 | 0.00259 | 0 | 39.5 | 0.000251 | 0 | 114 | 0.00259 | 0 | 39.5 | 0.000251 | 0 | 260 | 76400 | 371 | 150000
NE-HVAC-airAC-SpltPkg-240to759kBtuh-12p5eer | DEER2017 | D17 v2 |  | Any | ESe | 1996 | CZ04 | cWtd | Cap-Tons | 338.6 | 91120 | None | 137 | 0.201 | 0 | 137 | 0.201 | 0 | 137 | 0.201 | 0 | 137 | 0.201 | 0 | DEER:HVAC_Split-Package_AC | Annual | 1719 | 137.46 | 0.201 | 0 | 137.46 | 0.201 | 0 | NE-HVAC-airAC-SpltPkg-240to759kBtuh-12p5eer_MZDEER2017AnyESe1996CZ04cPVVG | 56072 | NE-HVAC-airAC-SpltPkg-240to759kBtuh-12p5eer_SZDEER2017AnyESe1996CZ04cDXGF | 56071 |  | 153 | 0.195 | 0 | 75.3 | 0.225 | 0 | 153 | 0.195 | 0 | 75.3 | 0.225 | 0 | 307 | 76400 | 465 | 150000
NE-HVAC-airAC-SpltPkg-240to759kBtuh-12p5eer | DEER2017 | D17 v2 |  | Any | ESe | 1996 | CZ05 | cWtd | Cap-Tons | 243.8 | 91120 | None | 111 | 0.118 | 0 | 111 | 0.118 | 0 | 111 | 0.118 | 0 | 111 | 0.118 | 0 | DEER:HVAC_Split-Package_AC | Annual | 1719 | 110.82 | 0.1184 | 0 | 110.82 | 0.1184 | 0 | NE-HVAC-airAC-SpltPkg-240to759kBtuh-12p5eer_MZDEER2017AnyESe1996CZ05cPVVG | 56074 | NE-HVAC-airAC-SpltPkg-240to759kBtuh-12p5eer_SZDEER2017AnyESe1996CZ05cDXGF | 56073 |  | 125 | 0.119 | 0 | 54.1 | 0.116 | 0 | 125 | 0.119 | 0 | 54.1 | 0.116 | 0 | 225 | 76400 | 319 | 150000
NE-HVAC-airAC-SpltPkg-240to759kBtuh-12p5eer | DEER2017 | D17 v2 |  | Any | ESe | 1996 | CZ06 | cWtd | Cap-Tons | 355.2 | 91120 | None | 144 | 0.153 | 0 | 144 | 0.153 | 0 | 144 | 0.153 | 0 | 144 | 0.153 | 0 | DEER:HVAC_Split-Package_AC | Annual | 1719 | 144.28 | 0.153 | 0 | 144.28 | 0.153 | 0 | NE-HVAC-airAC-SpltPkg-240to759kBtuh-12p5eer_MZDEER2017AnyESe1996CZ06cPVVG | 56076 | NE-HVAC-airAC-SpltPkg-240to759kBtuh-12p5eer_SZDEER2017AnyESe1996CZ06cDXGF | 56075 |  | 162 | 0.15 | 0 | 73.4 | 0.165 | 0 | 162 | 0.15 | 0 | 73.4 | 0.165 | 0 | 322 | 76400 | 488 | 150000
NE-HVAC-airAC-SpltPkg-240to759kBtuh-12p5eer | DEER2017 | D17 v2 |  | Any | ESe | 1996 | CZ07 | cWtd | Cap-Tons | 278.6 | 91120 | None | 153 | 0.168 | 0 | 153 | 0.168 | 0 | 153 | 0.168 | 0 | 153 | 0.168 | 0 | DEER:HVAC_Split-Package_AC | Annual | 1719 | 153.08 | 0.1678 | 0 | 153.08 | 0.1678 | 0 | NE-HVAC-airAC-SpltPkg-240to759kBtuh-12p5eer_MZDEER2017AnyESe1996CZ07cPVVG | 56078 | NE-HVAC-airAC-SpltPkg-240to759kBtuh-12p5eer_SZDEER2017AnyESe1996CZ07cDXGF | 56077 |  | 169 | 0.162 | 0 | 89.4 | 0.191 | 0 | 169 | 0.162 | 0 | 89.4 | 0.191 | 0 | 254 | 76400 | 377 | 150000
NE-HVAC-airAC-SpltPkg-240to759kBtuh-12p5eer | DEER2017 | D17 v2 |  | Any | ESe | 1996 | CZ08 | cWtd | Cap-Tons | 383.4 | 91120 | None | 158 | 0.177 | 0 | 158 | 0.177 | 0 | 158 | 0.177 | 0 | 158 | 0.177 | 0 | DEER:HVAC_Split-Package_AC | Annual | 1719 | 158.14 | 0.1766 | 0 | 158.14 | 0.1766 | 0 | NE-HVAC-airAC-SpltPkg-240to759kBtuh-12p5eer_MZDEER2017AnyESe1996CZ08cPVVG | 56080 | NE-HVAC-airAC-SpltPkg-240to759kBtuh-12p5eer_SZDEER2017AnyESe1996CZ08cDXGF | 56079 |  | 175 | 0.174 | 0 | 90.7 | 0.187 | 0 | 175 | 0.174 | 0 | 90.7 | 0.187 | 0 | 345 | 76400 | 537 | 150000
NE-HVAC-airAC-SpltPkg-240to759kBtuh-12p5eer | DEER2017 | D17 v2 |  | Any | ESe | 1996 | CZ09 | cWtd | Cap-Tons | 441 | 91120 | None | 148 | 0.227 | 0 | 148 | 0.227 | 0 | 148 | 0.227 | 0 | 148 | 0.227 | 0 | DEER:HVAC_Split-Package_AC | Annual | 1719 | 147.56 | 0.2274 | 0 | 147.56 | 0.2274 | 0 | NE-HVAC-airAC-SpltPkg-240to759kBtuh-12p5eer_MZDEER2017AnyESe1996CZ09cPVVG | 56082 | NE-HVAC-airAC-SpltPkg-240to759kBtuh-12p5eer_SZDEER2017AnyESe1996CZ09cDXGF | 56081 |  | 162 | 0.222 | 0 | 89.8 | 0.249 | 0 | 162 | 0.222 | 0 | 89.8 | 0.249 | 0 | 392 | 76400 | 637 | 150000
NE-HVAC-airAC-SpltPkg-240to759kBtuh-12p5eer | DEER2017 | D17 v2 |  | Any | ESe | 1996 | CZ10 | cWtd | Cap-Tons | 418.4 | 91120 | None | 165 | 0.248 | 0 | 165 | 0.248 | 0 | 165 | 0.248 | 0 | 165 | 0.248 | 0 | DEER:HVAC_Split-Package_AC | Annual | 1719 | 165 | 0.2476 | 0 | 165 | 0.2476 | 0 | NE-HVAC-airAC-SpltPkg-240to759kBtuh-12p5eer_MZDEER2017AnyESe1996CZ10cPVVG | 56084 | NE-HVAC-airAC-SpltPkg-240to759kBtuh-12p5eer_SZDEER2017AnyESe1996CZ10cDXGF | 56083 |  | 179 | 0.242 | 0 | 109 | 0.27 | 0 | 179 | 0.242 | 0 | 109 | 0.27 | 0 | 372 | 76400 | 604 | 150000
NE-HVAC-airAC-SpltPkg-240to759kBtuh-12p5eer | DEER2017 | D17 v2 |  | Any | ESe | 1996 | CZ11 | cWtd | Cap-Tons | 357.8 | 91120 | None | 180 | 0.0605 | 0 | 180 | 0.0605 | 0 | 180 | 0.0605 | 0 | 180 | 0.0605 | 0 | DEER:HVAC_Split-Package_AC | Annual | 1719 | 180.4 | 0.06052 | 0 | 180.4 | 0.06052 | 0 | NE-HVAC-airAC-SpltPkg-240to759kBtuh-12p5eer_MZDEER2017AnyESe1996CZ11cPVVG | 56086 | NE-HVAC-airAC-SpltPkg-240to759kBtuh-12p5eer_SZDEER2017AnyESe1996CZ11cDXGF | 56085 |  | 195 | 0.0631 | 0 | 122 | 0.0502 | 0 | 195 | 0.0631 | 0 | 122 | 0.0502 | 0 | 318 | 76400 | 517 | 150000
NE-HVAC-airAC-SpltPkg-240to759kBtuh-12p5eer | DEER2017 | D17 v2 |  | Any | ESe | 1996 | CZ12 | cWtd | Cap-Tons | 336.8 | 91120 | None | 155 | 0.0442 | 0 | 155 | 0.0442 | 0 | 155 | 0.0442 | 0 | 155 | 0.0442 | 0 | DEER:HVAC_Split-Package_AC | Annual | 1719 | 154.76 | 0.0442 | 0 | 154.76 | 0.0442 | 0 | NE-HVAC-airAC-SpltPkg-240to759kBtuh-12p5eer_MZDEER2017AnyESe1996CZ12cPVVG | 56088 | NE-HVAC-airAC-SpltPkg-240to759kBtuh-12p5eer_SZDEER2017AnyESe1996CZ12cDXGF | 56087 |  | 169 | 0.0477 | 0 | 97.8 | 0.0302 | 0 | 169 | 0.0477 | 0 | 97.8 | 0.0302 | 0 | 304 | 76400 | 468 | 150000
NE-HVAC-airAC-SpltPkg-240to759kBtuh-12p5eer | DEER2017 | D17 v2 |  | Any | ESe | 1996 | CZ13 | cWtd | Cap-Tons | 381.8 | 91120 | None | 185 | 0.0566 | 0 | 185 | 0.0566 | 0 | 185 | 0.0566 | 0 | 185 | 0.0566 | 0 | DEER:HVAC_Split-Package_AC | Annual | 1719 | 184.8 | 0.05662 | 0 | 184.8 | 0.05662 | 0 | NE-HVAC-airAC-SpltPkg-240to759kBtuh-12p5eer_MZDEER2017AnyESe1996CZ13cPVVG | 56090 | NE-HVAC-airAC-SpltPkg-240to759kBtuh-12p5eer_SZDEER2017AnyESe1996CZ13cDXGF | 56089 |  | 198 | 0.0599 | 0 | 132 | 0.0435 | 0 | 198 | 0.0599 | 0 | 132 | 0.0435 | 0 | 341 | 76400 | 545 | 150000
NE-HVAC-airAC-SpltPkg-240to759kBtuh-12p5eer | DEER2017 | D17 v2 |  | Any | ESe | 1996 | CZ14 | cWtd | Cap-Tons | 335.6 | 91120 | None | 193 | 0.246 | 0 | 193 | 0.246 | 0 | 193 | 0.246 | 0 | 193 | 0.246 | 0 | DEER:HVAC_Split-Package_AC | Annual | 1719 | 192.6 | 0.2458 | 0 | 192.6 | 0.2458 | 0 | NE-HVAC-airAC-SpltPkg-240to759kBtuh-12p5eer_MZDEER2017AnyESe1996CZ14cPVVG | 56092 | NE-HVAC-airAC-SpltPkg-240to759kBtuh-12p5eer_SZDEER2017AnyESe1996CZ14cDXGF | 56091 |  | 205 | 0.24 | 0 | 143 | 0.269 | 0 | 205 | 0.24 | 0 | 143 | 0.269 | 0 | 300 | 76400 | 478 | 150000
NE-HVAC-airAC-SpltPkg-240to759kBtuh-12p5eer | DEER2017 | D17 v2 |  | Any | ESe | 1996 | CZ15 | cWtd | Cap-Tons | 463.6 | 91120 | None | 287 | 0.238 | 0 | 287 | 0.238 | 0 | 287 | 0.238 | 0 | 287 | 0.238 | 0 | DEER:HVAC_Split-Package_AC | Annual | 1719 | 286.6 | 0.2382 | 0 | 286.6 | 0.2382 | 0 | NE-HVAC-airAC-SpltPkg-240to759kBtuh-12p5eer_MZDEER2017AnyESe1996CZ15cPVVG | 56094 | NE-HVAC-airAC-SpltPkg-240to759kBtuh-12p5eer_SZDEER2017AnyESe1996CZ15cDXGF | 56093 |  | 295 | 0.231 | 0 | 253 | 0.267 | 0 | 295 | 0.231 | 0 | 253 | 0.267 | 0 | 408 | 76400 | 686 | 150000
NE-HVAC-airAC-SpltPkg-240to759kBtuh-12p5eer | DEER2017 | D17 v2 |  | Any | ESe | 1996 | CZ16 | cWtd | Cap-Tons | 240.4 | 91120 | None | 95.4 | 0.0247 | 0 | 95.4 | 0.0247 | 0 | 95.4 | 0.0247 | 0 | 95.4 | 0.0247 | 0 | DEER:HVAC_Split-Package_AC | Annual | 1719 | 95.38 | 0.02466 | 0 | 95.38 | 0.02466 | 0 | NE-HVAC-airAC-SpltPkg-240to759kBtuh-12p5eer_MZDEER2017AnyESe1996CZ16cPVVG | 56096 | NE-HVAC-airAC-SpltPkg-240to759kBtuh-12p5eer_SZDEER2017AnyESe1996CZ16cDXGF | 56095 |  | 107 | 0.0278 | 0 | 48.9 | 0.0121 | 0 | 107 | 0.0278 | 0 | 48.9 | 0.0121 | 0 | 219 | 76400 | 326 | 150000
NE-HVAC-airAC-SpltPkg-240to759kBtuh-12p5eer | DEER2017 | D17 v2 |  | Any | ESe | 2003 | CZ01 | cWtd | Cap-Tons | 181.6 | 91120 | None | 54.7 | 0.0745 | 0 | 54.7 | 0.0745 | 0 | 54.7 | 0.0745 | 0 | 54.7 | 0.0745 | 0 | DEER:HVAC_Split-Package_AC | Annual | 1719 | 54.66 | 0.07454 | 0 | 54.66 | 0.07454 | 0 | NE-HVAC-airAC-SpltPkg-240to759kBtuh-12p5eer_MZDEER2017AnyESe2003CZ01cPVVG | 77426 | NE-HVAC-airAC-SpltPkg-240to759kBtuh-12p5eer_SZDEER2017AnyESe2003CZ01cDXGF | 77425 |  | 64.7 | 0.0751 | 0 | 14.5 | 0.0723 | 0 | 64.7 | 0.0751 | 0 | 14.5 | 0.0723 | 0 | 169 | 76400 | 232 | 150000
NE-HVAC-airAC-SpltPkg-240to759kBtuh-12p5eer | DEER2017 | D17 v2 |  | Any | ESe | 2003 | CZ02 | cWtd | Cap-Tons | 297.8 | 91120 | None | 100 | 0.018 | 0 | 100 | 0.018 | 0 | 100 | 0.018 | 0 | 100 | 0.018 | 0 | DEER:HVAC_Split-Package_AC | Annual | 1719 | 100.16 | 0.017986 | 0 | 100.16 | 0.017986 | 0 | NE-HVAC-airAC-SpltPkg-240to759kBtuh-12p5eer_MZDEER2017AnyESe2003CZ02cPVVG | 77428 | NE-HVAC-airAC-SpltPkg-240to759kBtuh-12p5eer_SZDEER2017AnyESe2003CZ02cDXGF | 77427 |  | 110 | 0.0209 | 0 | 60.8 | 0.00633 | 0 | 110 | 0.0209 | 0 | 60.8 | 0.00633 | 0 | 264 | 76400 | 433 | 150000
NE-HVAC-airAC-SpltPkg-240to759kBtuh-12p5eer | DEER2017 | D17 v2 |  | Any | ESe | 2003 | CZ03 | cWtd | Cap-Tons | 253.4 | 91120 | None | 89.7 | 0.000916 | 0 | 89.7 | 0.000916 | 0 | 89.7 | 0.000916 | 0 | 89.7 | 0.000916 | 0 | DEER:HVAC_Split-Package_AC | Annual | 1719 | 89.68 | 0.0009164 | 0 | 89.68 | 0.0009164 | 0 | NE-HVAC-airAC-SpltPkg-240to759kBtuh-12p5eer_MZDEER2017AnyESe2003CZ03cPVVG | 77430 | NE-HVAC-airAC-SpltPkg-240to759kBtuh-12p5eer_SZDEER2017AnyESe2003CZ03cDXGF | 77429 |  | 102 | 0.00112 | 0 | 40.4 | 0.000102 | 0 | 102 | 0.00112 | 0 | 40.4 | 0.000102 | 0 | 230 | 76400 | 347 | 150000
NE-HVAC-airAC-SpltPkg-240to759kBtuh-12p5eer | DEER2017 | D17 v2 |  | Any | ESe | 2003 | CZ04 | cWtd | Cap-Tons | 305.8 | 91120 | None | 124 | 0.196 | 0 | 124 | 0.196 | 0 | 124 | 0.196 | 0 | 124 | 0.196 | 0 | DEER:HVAC_Split-Package_AC | Annual | 1719 | 123.86 | 0.1962 | 0 | 123.86 | 0.1962 | 0 | NE-HVAC-airAC-SpltPkg-240to759kBtuh-12p5eer_MZDEER2017AnyESe2003CZ04cPVVG | 77432 | NE-HVAC-airAC-SpltPkg-240to759kBtuh-12p5eer_SZDEER2017AnyESe2003CZ04cDXGF | 77431 |  | 136 | 0.189 | 0 | 75.3 | 0.225 | 0 | 136 | 0.189 | 0 | 75.3 | 0.225 | 0 | 273 | 76400 | 437 | 150000
NE-HVAC-airAC-SpltPkg-240to759kBtuh-12p5eer | DEER2017 | D17 v2 |  | Any | ESe | 2003 | CZ05 | cWtd | Cap-Tons | 217.4 | 91120 | None | 105 | 0.11 | 0 | 105 | 0.11 | 0 | 105 | 0.11 | 0 | 105 | 0.11 | 0 | DEER:HVAC_Split-Package_AC | Annual | 1719 | 105.32 | 0.1104 | 0 | 105.32 | 0.1104 | 0 | NE-HVAC-airAC-SpltPkg-240to759kBtuh-12p5eer_MZDEER2017AnyESe2003CZ05cPVVG | 77434 | NE-HVAC-airAC-SpltPkg-240to759kBtuh-12p5eer_SZDEER2017AnyESe2003CZ05cDXGF | 77433 |  | 118 | 0.109 | 0 | 54.6 | 0.116 | 0 | 118 | 0.109 | 0 | 54.6 | 0.116 | 0 | 197 | 76400 | 299 | 150000
NE-HVAC-airAC-SpltPkg-240to759kBtuh-12p5eer | DEER2017 | D17 v2 |  | Any | ESe | 2003 | CZ06 | cWtd | Cap-Tons | 329.6 | 91120 | None | 136 | 0.149 | 0 | 136 | 0.149 | 0 | 136 | 0.149 | 0 | 136 | 0.149 | 0 | DEER:HVAC_Split-Package_AC | Annual | 1719 | 136.46 | 0.1492 | 0 | 136.46 | 0.1492 | 0 | NE-HVAC-airAC-SpltPkg-240to759kBtuh-12p5eer_MZDEER2017AnyESe2003CZ06cPVVG | 77436 | NE-HVAC-airAC-SpltPkg-240to759kBtuh-12p5eer_SZDEER2017AnyESe2003CZ06cDXGF | 77435 |  | 152 | 0.145 | 0 | 74.3 | 0.166 | 0 | 152 | 0.145 | 0 | 74.3 | 0.166 | 0 | 295 | 76400 | 468 | 150000
NE-HVAC-airAC-SpltPkg-240to759kBtuh-12p5eer | DEER2017 | D17 v2 |  | Any | ESe | 2003 | CZ07 | cWtd | Cap-Tons | 257.2 | 91120 | None | 151 | 0.168 | 0 | 151 | 0.168 | 0 | 151 | 0.168 | 0 | 151 | 0.168 | 0 | DEER:HVAC_Split-Package_AC | Annual | 1719 | 151.24 | 0.1676 | 0 | 151.24 | 0.1676 | 0 | NE-HVAC-airAC-SpltPkg-240to759kBtuh-12p5eer_MZDEER2017AnyESe2003CZ07cPVVG | 77438 | NE-HVAC-airAC-SpltPkg-240to759kBtuh-12p5eer_SZDEER2017AnyESe2003CZ07cDXGF | 77437 |  | 166 | 0.162 | 0 | 92.2 | 0.19 | 0 | 166 | 0.162 | 0 | 92.2 | 0.19 | 0 | 231 | 76400 | 362 | 150000
NE-HVAC-airAC-SpltPkg-240to759kBtuh-12p5eer | DEER2017 | D17 v2 |  | Any | ESe | 2003 | CZ08 | cWtd | Cap-Tons | 355 | 91120 | None | 153 | 0.17 | 0 | 153 | 0.17 | 0 | 153 | 0.17 | 0 | 153 | 0.17 | 0 | DEER:HVAC_Split-Package_AC | Annual | 1719 | 152.78 | 0.1704 | 0 | 152.78 | 0.1704 | 0 | NE-HVAC-airAC-SpltPkg-240to759kBtuh-12p5eer_MZDEER2017AnyESe2003CZ08cPVVG | 77440 | NE-HVAC-airAC-SpltPkg-240to759kBtuh-12p5eer_SZDEER2017AnyESe2003CZ08cDXGF | 77439 |  | 168 | 0.166 | 0 | 91.9 | 0.188 | 0 | 168 | 0.166 | 0 | 91.9 | 0.188 | 0 | 315 | 76400 | 515 | 150000
NE-HVAC-airAC-SpltPkg-240to759kBtuh-12p5eer | DEER2017 | D17 v2 |  | Any | ESe | 2003 | CZ09 | cWtd | Cap-Tons | 406.4 | 91120 | None | 148 | 0.222 | 0 | 148 | 0.222 | 0 | 148 | 0.222 | 0 | 148 | 0.222 | 0 | DEER:HVAC_Split-Package_AC | Annual | 1719 | 147.64 | 0.2224 | 0 | 147.64 | 0.2224 | 0 | NE-HVAC-airAC-SpltPkg-240to759kBtuh-12p5eer_MZDEER2017AnyESe2003CZ09cPVVG | 77442 | NE-HVAC-airAC-SpltPkg-240to759kBtuh-12p5eer_SZDEER2017AnyESe2003CZ09cDXGF | 77441 |  | 162 | 0.216 | 0 | 90.2 | 0.248 | 0 | 162 | 0.216 | 0 | 90.2 | 0.248 | 0 | 356 | 76400 | 608 | 150000
NE-HVAC-airAC-SpltPkg-240to759kBtuh-12p5eer | DEER2017 | D17 v2 |  | Any | ESe | 2003 | CZ10 | cWtd | Cap-Tons | 354.2 | 91120 | None | 155 | 0.244 | 0 | 155 | 0.244 | 0 | 155 | 0.244 | 0 | 155 | 0.244 | 0 | DEER:HVAC_Split-Package_AC | Annual | 1719 | 155.4 | 0.2436 | 0 | 155.4 | 0.2436 | 0 | NE-HVAC-airAC-SpltPkg-240to759kBtuh-12p5eer_MZDEER2017AnyESe2003CZ10cPVVG | 77444 | NE-HVAC-airAC-SpltPkg-240to759kBtuh-12p5eer_SZDEER2017AnyESe2003CZ10cDXGF | 77443 |  | 168 | 0.237 | 0 | 105 | 0.27 | 0 | 168 | 0.237 | 0 | 105 | 0.27 | 0 | 308 | 76400 | 539 | 150000
NE-HVAC-airAC-SpltPkg-240to759kBtuh-12p5eer | DEER2017 | D17 v2 |  | Any | ESe | 2003 | CZ11 | cWtd | Cap-Tons | 309.2 | 91120 | None | 162 | 0.0521 | 0 | 162 | 0.0521 | 0 | 162 | 0.0521 | 0 | 162 | 0.0521 | 0 | DEER:HVAC_Split-Package_AC | Annual | 1719 | 162 | 0.05214 | 0 | 162 | 0.05214 | 0 | NE-HVAC-airAC-SpltPkg-240to759kBtuh-12p5eer_MZDEER2017AnyESe2003CZ11cPVVG | 77446 | NE-HVAC-airAC-SpltPkg-240to759kBtuh-12p5eer_SZDEER2017AnyESe2003CZ11cDXGF | 77445 |  | 172 | 0.054 | 0 | 122 | 0.0447 | 0 | 172 | 0.054 | 0 | 122 | 0.0447 | 0 | 269 | 76400 | 470 | 150000
NE-HVAC-airAC-SpltPkg-240to759kBtuh-12p5eer | DEER2017 | D17 v2 |  | Any | ESe | 2003 | CZ12 | cWtd | Cap-Tons | 285.6 | 91120 | None | 136 | 0.0372 | 0 | 136 | 0.0372 | 0 | 136 | 0.0372 | 0 | 136 | 0.0372 | 0 | DEER:HVAC_Split-Package_AC | Annual | 1719 | 135.6 | 0.03722 | 0 | 135.6 | 0.03722 | 0 | NE-HVAC-airAC-SpltPkg-240to759kBtuh-12p5eer_MZDEER2017AnyESe2003CZ12cPVVG | 77448 | NE-HVAC-airAC-SpltPkg-240to759kBtuh-12p5eer_SZDEER2017AnyESe2003CZ12cDXGF | 77447 |  | 144 | 0.0404 | 0 | 102 | 0.0245 | 0 | 144 | 0.0404 | 0 | 102 | 0.0245 | 0 | 254 | 76400 | 412 | 150000
NE-HVAC-airAC-SpltPkg-240to759kBtuh-12p5eer | DEER2017 | D17 v2 |  | Any | ESe | 2003 | CZ13 | cWtd | Cap-Tons | 337.4 | 91120 | None | 163 | 0.0443 | 0 | 163 | 0.0443 | 0 | 163 | 0.0443 | 0 | 163 | 0.0443 | 0 | DEER:HVAC_Split-Package_AC | Annual | 1719 | 162.8 | 0.0443 | 0 | 162.8 | 0.0443 | 0 | NE-HVAC-airAC-SpltPkg-240to759kBtuh-12p5eer_MZDEER2017AnyESe2003CZ13cPVVG | 77450 | NE-HVAC-airAC-SpltPkg-240to759kBtuh-12p5eer_SZDEER2017AnyESe2003CZ13cDXGF | 77449 |  | 171 | 0.0456 | 0 | 130 | 0.0391 | 0 | 171 | 0.0456 | 0 | 130 | 0.0391 | 0 | 296 | 76400 | 503 | 150000
NE-HVAC-airAC-SpltPkg-240to759kBtuh-12p5eer | DEER2017 | D17 v2 |  | Any | ESe | 2003 | CZ14 | cWtd | Cap-Tons | 321.2 | 91120 | None | 172 | 0.234 | 0 | 172 | 0.234 | 0 | 172 | 0.234 | 0 | 172 | 0.234 | 0 | DEER:HVAC_Split-Package_AC | Annual | 1719 | 171.8 | 0.2342 | 0 | 171.8 | 0.2342 | 0 | NE-HVAC-airAC-SpltPkg-240to759kBtuh-12p5eer_MZDEER2017AnyESe2003CZ14cPVVG | 77452 | NE-HVAC-airAC-SpltPkg-240to759kBtuh-12p5eer_SZDEER2017AnyESe2003CZ14cDXGF | 77451 |  | 182 | 0.227 | 0 | 131 | 0.263 | 0 | 182 | 0.227 | 0 | 131 | 0.263 | 0 | 281 | 76400 | 482 | 150000
NE-HVAC-airAC-SpltPkg-240to759kBtuh-12p5eer | DEER2017 | D17 v2 |  | Any | ESe | 2003 | CZ15 | cWtd | Cap-Tons | 417.8 | 91120 | None | 276 | 0.233 | 0 | 276 | 0.233 | 0 | 276 | 0.233 | 0 | 276 | 0.233 | 0 | DEER:HVAC_Split-Package_AC | Annual | 1719 | 276.4 | 0.233 | 0 | 276.4 | 0.233 | 0 | NE-HVAC-airAC-SpltPkg-240to759kBtuh-12p5eer_MZDEER2017AnyESe2003CZ15cPVVG | 77454 | NE-HVAC-airAC-SpltPkg-240to759kBtuh-12p5eer_SZDEER2017AnyESe2003CZ15cDXGF | 77453 |  | 283 | 0.224 | 0 | 250 | 0.269 | 0 | 283 | 0.224 | 0 | 250 | 0.269 | 0 | 361 | 76400 | 645 | 150000
NE-HVAC-airAC-SpltPkg-240to759kBtuh-12p5eer | DEER2017 | D17 v2 |  | Any | ESe | 2003 | CZ16 | cWtd | Cap-Tons | 213.6 | 91120 | None | 88.9 | 0.0234 | 0 | 88.9 | 0.0234 | 0 | 88.9 | 0.0234 | 0 | 88.9 | 0.0234 | 0 | DEER:HVAC_Split-Package_AC | Annual | 1719 | 88.86 | 0.0234 | 0 | 88.86 | 0.0234 | 0 | NE-HVAC-airAC-SpltPkg-240to759kBtuh-12p5eer_MZDEER2017AnyESe2003CZ16cPVVG | 77456 | NE-HVAC-airAC-SpltPkg-240to759kBtuh-12p5eer_SZDEER2017AnyESe2003CZ16cDXGF | 77455 |  | 99 | 0.0267 | 0 | 48.3 | 0.0102 | 0 | 99 | 0.0267 | 0 | 48.3 | 0.0102 | 0 | 191 | 76400 | 304 | 150000
NE-HVAC-airAC-SpltPkg-240to759kBtuh-12p5eer | DEER2017 | D17 v2 |  | Any | ESe | 2007 | CZ01 | cWtd | Cap-Tons | 180.4 | 91120 | None | 53.2 | 0.0741 | 0 | 53.2 | 0.0741 | 0 | 53.2 | 0.0741 | 0 | 53.2 | 0.0741 | 0 | DEER:HVAC_Split-Package_AC | Annual | 1719 | 53.24 | 0.0741 | 0 | 53.24 | 0.0741 | 0 | NE-HVAC-airAC-SpltPkg-240to759kBtuh-12p5eer_MZDEER2017AnyESe2007CZ01cPVVG | 98786 | NE-HVAC-airAC-SpltPkg-240to759kBtuh-12p5eer_SZDEER2017AnyESe2007CZ01cDXGF | 98785 |  | 63 | 0.0747 | 0 | 14.2 | 0.0717 | 0 | 63 | 0.0747 | 0 | 14.2 | 0.0717 | 0 | 168 | 76400 | 230 | 150000
NE-HVAC-airAC-SpltPkg-240to759kBtuh-12p5eer | DEER2017 | D17 v2 |  | Any | ESe | 2007 | CZ02 | cWtd | Cap-Tons | 295.4 | 91120 | None | 98.5 | 0.018 | 0 | 98.5 | 0.018 | 0 | 98.5 | 0.018 | 0 | 98.5 | 0.018 | 0 | DEER:HVAC_Split-Package_AC | Annual | 1719 | 98.5 | 0.017984 | 0 | 98.5 | 0.017984 | 0 | NE-HVAC-airAC-SpltPkg-240to759kBtuh-12p5eer_MZDEER2017AnyESe2007CZ02cPVVG | 98788 | NE-HVAC-airAC-SpltPkg-240to759kBtuh-12p5eer_SZDEER2017AnyESe2007CZ02cDXGF | 98787 |  | 108 | 0.0209 | 0 | 60.5 | 0.00632 | 0 | 108 | 0.0209 | 0 | 60.5 | 0.00632 | 0 | 262 | 76400 | 429 | 150000
NE-HVAC-airAC-SpltPkg-240to759kBtuh-12p5eer | DEER2017 | D17 v2 |  | Any | ESe | 2007 | CZ03 | cWtd | Cap-Tons | 251.2 | 91120 | None | 88 | 0.000916 | 0 | 88 | 0.000916 | 0 | 88 | 0.000916 | 0 | 88 | 0.000916 | 0 | DEER:HVAC_Split-Package_AC | Annual | 1719 | 88.02 | 0.0009164 | 0 | 88.02 | 0.0009164 | 0 | NE-HVAC-airAC-SpltPkg-240to759kBtuh-12p5eer_MZDEER2017AnyESe2007CZ03cPVVG | 98790 | NE-HVAC-airAC-SpltPkg-240to759kBtuh-12p5eer_SZDEER2017AnyESe2007CZ03cDXGF | 98789 |  | 100 | 0.00112 | 0 | 40.1 | 0.000102 | 0 | 100 | 0.00112 | 0 | 40.1 | 0.000102 | 0 | 228 | 76400 | 344 | 150000
NE-HVAC-airAC-SpltPkg-240to759kBtuh-12p5eer | DEER2017 | D17 v2 |  | Any | ESe | 2007 | CZ04 | cWtd | Cap-Tons | 303.4 | 91120 | None | 123 | 0.196 | 0 | 123 | 0.196 | 0 | 123 | 0.196 | 0 | 123 | 0.196 | 0 | DEER:HVAC_Split-Package_AC | Annual | 1719 | 122.98 | 0.1962 | 0 | 122.98 | 0.1962 | 0 | NE-HVAC-airAC-SpltPkg-240to759kBtuh-12p5eer_MZDEER2017AnyESe2007CZ04cPVVG | 98792 | NE-HVAC-airAC-SpltPkg-240to759kBtuh-12p5eer_SZDEER2017AnyESe2007CZ04cDXGF | 98791 |  | 135 | 0.189 | 0 | 74.9 | 0.225 | 0 | 135 | 0.189 | 0 | 74.9 | 0.225 | 0 | 271 | 76400 | 433 | 150000
NE-HVAC-airAC-SpltPkg-240to759kBtuh-12p5eer | DEER2017 | D17 v2 |  | Any | ESe | 2007 | CZ05 | cWtd | Cap-Tons | 215.2 | 91120 | None | 104 | 0.109 | 0 | 104 | 0.109 | 0 | 104 | 0.109 | 0 | 104 | 0.109 | 0 | DEER:HVAC_Split-Package_AC | Annual | 1719 | 104.38 | 0.1094 | 0 | 104.38 | 0.1094 | 0 | NE-HVAC-airAC-SpltPkg-240to759kBtuh-12p5eer_MZDEER2017AnyESe2007CZ05cPVVG | 98794 | NE-HVAC-airAC-SpltPkg-240to759kBtuh-12p5eer_SZDEER2017AnyESe2007CZ05cDXGF | 98793 |  | 117 | 0.108 | 0 | 53.9 | 0.115 | 0 | 117 | 0.108 | 0 | 53.9 | 0.115 | 0 | 195 | 76400 | 296 | 150000
NE-HVAC-airAC-SpltPkg-240to759kBtuh-12p5eer | DEER2017 | D17 v2 |  | Any | ESe | 2007 | CZ06 | cWtd | Cap-Tons | 327.4 | 91120 | None | 136 | 0.149 | 0 | 136 | 0.149 | 0 | 136 | 0.149 | 0 | 136 | 0.149 | 0 | DEER:HVAC_Split-Package_AC | Annual | 1719 | 135.54 | 0.1492 | 0 | 135.54 | 0.1492 | 0 | NE-HVAC-airAC-SpltPkg-240to759kBtuh-12p5eer_MZDEER2017AnyESe2007CZ06cPVVG | 98796 | NE-HVAC-airAC-SpltPkg-240to759kBtuh-12p5eer_SZDEER2017AnyESe2007CZ06cDXGF | 98795 |  | 151 | 0.145 | 0 | 73.7 | 0.166 | 0 | 151 | 0.145 | 0 | 73.7 | 0.166 | 0 | 293 | 76400 | 465 | 150000
NE-HVAC-airAC-SpltPkg-240to759kBtuh-12p5eer | DEER2017 | D17 v2 |  | Any | ESe | 2007 | CZ07 | cWtd | Cap-Tons | 255 | 91120 | None | 150 | 0.168 | 0 | 150 | 0.168 | 0 | 150 | 0.168 | 0 | 150 | 0.168 | 0 | DEER:HVAC_Split-Package_AC | Annual | 1719 | 150.32 | 0.1676 | 0 | 150.32 | 0.1676 | 0 | NE-HVAC-airAC-SpltPkg-240to759kBtuh-12p5eer_MZDEER2017AnyESe2007CZ07cPVVG | 98798 | NE-HVAC-airAC-SpltPkg-240to759kBtuh-12p5eer_SZDEER2017AnyESe2007CZ07cDXGF | 98797 |  | 165 | 0.162 | 0 | 91.6 | 0.19 | 0 | 165 | 0.162 | 0 | 91.6 | 0.19 | 0 | 229 | 76400 | 359 | 150000
NE-HVAC-airAC-SpltPkg-240to759kBtuh-12p5eer | DEER2017 | D17 v2 |  | Any | ESe | 2007 | CZ08 | cWtd | Cap-Tons | 352.8 | 91120 | None | 151 | 0.17 | 0 | 151 | 0.17 | 0 | 151 | 0.17 | 0 | 151 | 0.17 | 0 | DEER:HVAC_Split-Package_AC | Annual | 1719 | 151.1 | 0.1704 | 0 | 151.1 | 0.1704 | 0 | NE-HVAC-airAC-SpltPkg-240to759kBtuh-12p5eer_MZDEER2017AnyESe2007CZ08cPVVG | 98800 | NE-HVAC-airAC-SpltPkg-240to759kBtuh-12p5eer_SZDEER2017AnyESe2007CZ08cDXGF | 98799 |  | 166 | 0.166 | 0 | 91.5 | 0.188 | 0 | 166 | 0.166 | 0 | 91.5 | 0.188 | 0 | 313 | 76400 | 512 | 150000
NE-HVAC-airAC-SpltPkg-240to759kBtuh-12p5eer | DEER2017 | D17 v2 |  | Any | ESe | 2007 | CZ09 | cWtd | Cap-Tons | 404 | 91120 | None | 146 | 0.222 | 0 | 146 | 0.222 | 0 | 146 | 0.222 | 0 | 146 | 0.222 | 0 | DEER:HVAC_Split-Package_AC | Annual | 1719 | 145.98 | 0.2224 | 0 | 145.98 | 0.2224 | 0 | NE-HVAC-airAC-SpltPkg-240to759kBtuh-12p5eer_MZDEER2017AnyESe2007CZ09cPVVG | 98802 | NE-HVAC-airAC-SpltPkg-240to759kBtuh-12p5eer_SZDEER2017AnyESe2007CZ09cDXGF | 98801 |  | 160 | 0.216 | 0 | 89.9 | 0.248 | 0 | 160 | 0.216 | 0 | 89.9 | 0.248 | 0 | 354 | 76400 | 604 | 150000
NE-HVAC-airAC-SpltPkg-240to759kBtuh-12p5eer | DEER2017 | D17 v2 |  | Any | ESe | 2007 | CZ10 | cWtd | Cap-Tons | 351.8 | 91120 | None | 154 | 0.244 | 0 | 154 | 0.244 | 0 | 154 | 0.244 | 0 | 154 | 0.244 | 0 | DEER:HVAC_Split-Package_AC | Annual | 1719 | 153.8 | 0.2436 | 0 | 153.8 | 0.2436 | 0 | NE-HVAC-airAC-SpltPkg-240to759kBtuh-12p5eer_MZDEER2017AnyESe2007CZ10cPVVG | 98804 | NE-HVAC-airAC-SpltPkg-240to759kBtuh-12p5eer_SZDEER2017AnyESe2007CZ10cDXGF | 98803 |  | 166 | 0.237 | 0 | 105 | 0.27 | 0 | 166 | 0.237 | 0 | 105 | 0.27 | 0 | 306 | 76400 | 535 | 150000
NE-HVAC-airAC-SpltPkg-240to759kBtuh-12p5eer | DEER2017 | D17 v2 |  | Any | ESe | 2007 | CZ11 | cWtd | Cap-Tons | 307.8 | 91120 | None | 160 | 0.0522 | 0 | 160 | 0.0522 | 0 | 160 | 0.0522 | 0 | 160 | 0.0522 | 0 | DEER:HVAC_Split-Package_AC | Annual | 1719 | 160.4 | 0.05218 | 0 | 160.4 | 0.05218 | 0 | NE-HVAC-airAC-SpltPkg-240to759kBtuh-12p5eer_MZDEER2017AnyESe2007CZ11cPVVG | 98806 | NE-HVAC-airAC-SpltPkg-240to759kBtuh-12p5eer_SZDEER2017AnyESe2007CZ11cDXGF | 98805 |  | 170 | 0.054 | 0 | 122 | 0.0449 | 0 | 170 | 0.054 | 0 | 122 | 0.0449 | 0 | 268 | 76400 | 467 | 150000
NE-HVAC-airAC-SpltPkg-240to759kBtuh-12p5eer | DEER2017 | D17 v2 |  | Any | ESe | 2007 | CZ12 | cWtd | Cap-Tons | 283.2 | 91120 | None | 134 | 0.0385 | 0 | 134 | 0.0385 | 0 | 134 | 0.0385 | 0 | 134 | 0.0385 | 0 | DEER:HVAC_Split-Package_AC | Annual | 1719 | 134 | 0.03848 | 0 | 134 | 0.03848 | 0 | NE-HVAC-airAC-SpltPkg-240to759kBtuh-12p5eer_MZDEER2017AnyESe2007CZ12cPVVG | 98808 | NE-HVAC-airAC-SpltPkg-240to759kBtuh-12p5eer_SZDEER2017AnyESe2007CZ12cDXGF | 98807 |  | 142 | 0.042 | 0 | 102 | 0.0244 | 0 | 142 | 0.042 | 0 | 102 | 0.0244 | 0 | 252 | 76400 | 408 | 150000
NE-HVAC-airAC-SpltPkg-240to759kBtuh-12p5eer | DEER2017 | D17 v2 |  | Any | ESe | 2007 | CZ13 | cWtd | Cap-Tons | 335.2 | 91120 | None | 161 | 0.0449 | 0 | 161 | 0.0449 | 0 | 161 | 0.0449 | 0 | 161 | 0.0449 | 0 | DEER:HVAC_Split-Package_AC | Annual | 1719 | 161.2 | 0.0449 | 0 | 161.2 | 0.0449 | 0 | NE-HVAC-airAC-SpltPkg-240to759kBtuh-12p5eer_MZDEER2017AnyESe2007CZ13cPVVG | 98810 | NE-HVAC-airAC-SpltPkg-240to759kBtuh-12p5eer_SZDEER2017AnyESe2007CZ13cDXGF | 98809 |  | 169 | 0.0463 | 0 | 130 | 0.0393 | 0 | 169 | 0.0463 | 0 | 130 | 0.0393 | 0 | 294 | 76400 | 500 | 150000
NE-HVAC-airAC-SpltPkg-240to759kBtuh-12p5eer | DEER2017 | D17 v2 |  | Any | ESe | 2007 | CZ14 | cWtd | Cap-Tons | 318.8 | 91120 | None | 170 | 0.235 | 0 | 170 | 0.235 | 0 | 170 | 0.235 | 0 | 170 | 0.235 | 0 | DEER:HVAC_Split-Package_AC | Annual | 1719 | 170.2 | 0.235 | 0 | 170.2 | 0.235 | 0 | NE-HVAC-airAC-SpltPkg-240to759kBtuh-12p5eer_MZDEER2017AnyESe2007CZ14cPVVG | 98812 | NE-HVAC-airAC-SpltPkg-240to759kBtuh-12p5eer_SZDEER2017AnyESe2007CZ14cDXGF | 98811 |  | 180 | 0.228 | 0 | 131 | 0.263 | 0 | 180 | 0.228 | 0 | 131 | 0.263 | 0 | 279 | 76400 | 478 | 150000
NE-HVAC-airAC-SpltPkg-240to759kBtuh-12p5eer | DEER2017 | D17 v2 |  | Any | ESe | 2007 | CZ15 | cWtd | Cap-Tons | 415.4 | 91120 | None | 276 | 0.234 | 0 | 276 | 0.234 | 0 | 276 | 0.234 | 0 | 276 | 0.234 | 0 | DEER:HVAC_Split-Package_AC | Annual | 1719 | 275.6 | 0.2338 | 0 | 275.6 | 0.2338 | 0 | NE-HVAC-airAC-SpltPkg-240to759kBtuh-12p5eer_MZDEER2017AnyESe2007CZ15cPVVG | 98814 | NE-HVAC-airAC-SpltPkg-240to759kBtuh-12p5eer_SZDEER2017AnyESe2007CZ15cDXGF | 98813 |  | 282 | 0.225 | 0 | 250 | 0.269 | 0 | 282 | 0.225 | 0 | 250 | 0.269 | 0 | 359 | 76400 | 641 | 150000
NE-HVAC-airAC-SpltPkg-240to759kBtuh-12p5eer | DEER2017 | D17 v2 |  | Any | ESe | 2007 | CZ16 | cWtd | Cap-Tons | 212.2 | 91120 | None | 87.5 | 0.0235 | 0 | 87.5 | 0.0235 | 0 | 87.5 | 0.0235 | 0 | 87.5 | 0.0235 | 0 | DEER:HVAC_Split-Package_AC | Annual | 1719 | 87.54 | 0.0235 | 0 | 87.54 | 0.0235 | 0 | NE-HVAC-airAC-SpltPkg-240to759kBtuh-12p5eer_MZDEER2017AnyESe2007CZ16cPVVG | 98816 | NE-HVAC-airAC-SpltPkg-240to759kBtuh-12p5eer_SZDEER2017AnyESe2007CZ16cDXGF | 98815 |  | 97.4 | 0.0268 | 0 | 48.1 | 0.0103 | 0 | 97.4 | 0.0268 | 0 | 48.1 | 0.0103 | 0 | 190 | 76400 | 301 | 150000
NE-HVAC-airAC-SpltPkg-240to759kBtuh-12p5eer | DEER2017 | D17 v2 |  | Any | ESe | 2011 | CZ01 | cWtd | Cap-Tons | 178.6 | 91120 | None | 103 | 0.0826 | 4.76 | 53.5 | 0.0744 | 0 | 103 | 0.0826 | 4.76 | 53.5 | 0.0744 | 0 | DEER:HVAC_Split-Package_AC | Annual | 1719 | 103.24 | 0.0826 | 4.76 | 53.54 | 0.0744 | 0 | NE-HVAC-airAC-SpltPkg-240to759kBtuh-12p5eer_MZDEER2017AnyESe2011CZ01cPVVG | 120146 | NE-HVAC-airAC-SpltPkg-240to759kBtuh-12p5eer_SZDEER2017AnyESe2011CZ01cDXGF | 120145 |  | 63.3 | 0.075 | 0 | 263 | 0.113 | 23.8 | 63.3 | 0.075 | 0 | 14.5 | 0.072 | 0 | 166 | 76400 | 229 | 150000
NE-HVAC-airAC-SpltPkg-240to759kBtuh-12p5eer | DEER2017 | D17 v2 |  | Any | ESe | 2011 | CZ02 | cWtd | Cap-Tons | 293 | 91120 | None | 158 | 0.0206 | -0.938 | 97.7 | 0.0173 | 0 | 158 | 0.0206 | -0.938 | 97.7 | 0.0173 | 0 | DEER:HVAC_Split-Package_AC | Annual | 1719 | 157.6 | 0.02064 | -0.938 | 97.68 | 0.017324 | 0 | NE-HVAC-airAC-SpltPkg-240to759kBtuh-12p5eer_MZDEER2017AnyESe2011CZ02cPVVG | 120148 | NE-HVAC-airAC-SpltPkg-240to759kBtuh-12p5eer_SZDEER2017AnyESe2011CZ02cDXGF | 120147 |  | 107 | 0.0203 | 0 | 360 | 0.022 | -4.69 | 107 | 0.0203 | 0 | 60.4 | 0.00542 | 0 | 260 | 76400 | 425 | 150000
NE-HVAC-airAC-SpltPkg-240to759kBtuh-12p5eer | DEER2017 | D17 v2 |  | Any | ESe | 2011 | CZ03 | cWtd | Cap-Tons | 248.2 | 91120 | None | 142 | 0.00101 | 0.5 | 88 | 0.000916 | 0 | 142 | 0.00101 | 0.5 | 88 | 0.000916 | 0 | DEER:HVAC_Split-Package_AC | Annual | 1719 | 142.32 | 0.0010056 | 0.5 | 88 | 0.0009156 | 0 | NE-HVAC-airAC-SpltPkg-240to759kBtuh-12p5eer_MZDEER2017AnyESe2011CZ03cPVVG | 120150 | NE-HVAC-airAC-SpltPkg-240to759kBtuh-12p5eer_SZDEER2017AnyESe2011CZ03cDXGF | 120149 |  | 99.9 | 0.00112 | 0 | 312 | 0.000548 | 2.5 | 99.9 | 0.00112 | 0 | 40.4 | 9.8e-05 | 0 | 225 | 76400 | 341 | 150000
NE-HVAC-airAC-SpltPkg-240to759kBtuh-12p5eer | DEER2017 | D17 v2 |  | Any | ESe | 2011 | CZ04 | cWtd | Cap-Tons | 300.4 | 91120 | None | 183 | 0.218 | -0.642 | 122 | 0.197 | 0 | 183 | 0.218 | -0.642 | 122 | 0.197 | 0 | DEER:HVAC_Split-Package_AC | Annual | 1719 | 183.4 | 0.2176 | -0.642 | 122.2 | 0.197 | 0 | NE-HVAC-airAC-SpltPkg-240to759kBtuh-12p5eer_MZDEER2017AnyESe2011CZ04cPVVG | 120152 | NE-HVAC-airAC-SpltPkg-240to759kBtuh-12p5eer_SZDEER2017AnyESe2011CZ04cDXGF | 120151 |  | 134 | 0.19 | 0 | 381 | 0.328 | -3.21 | 134 | 0.19 | 0 | 75 | 0.225 | 0 | 268 | 76400 | 430 | 150000
NE-HVAC-airAC-SpltPkg-240to759kBtuh-12p5eer | DEER2017 | D17 v2 |  | Any | ESe | 2011 | CZ05 | cWtd | Cap-Tons | 214.2 | 91120 | None | 153 | 0.137 | 1.27 | 105 | 0.11 | 0 | 153 | 0.137 | 1.27 | 105 | 0.11 | 0 | DEER:HVAC_Split-Package_AC | Annual | 1719 | 153.2 | 0.1368 | 1.272 | 105.22 | 0.1102 | 0 | NE-HVAC-airAC-SpltPkg-240to759kBtuh-12p5eer_MZDEER2017AnyESe2011CZ05cPVVG | 120154 | NE-HVAC-airAC-SpltPkg-240to759kBtuh-12p5eer_SZDEER2017AnyESe2011CZ05cDXGF | 120153 |  | 118 | 0.109 | 0 | 294 | 0.248 | 6.36 | 118 | 0.109 | 0 | 54.1 | 0.115 | 0 | 194 | 76400 | 295 | 150000
NE-HVAC-airAC-SpltPkg-240to759kBtuh-12p5eer | DEER2017 | D17 v2 |  | Any | ESe | 2011 | CZ06 | cWtd | Cap-Tons | 325.4 | 91120 | None | 189 | 0.174 | -0.436 | 136 | 0.149 | 0 | 189 | 0.174 | -0.436 | 136 | 0.149 | 0 | DEER:HVAC_Split-Package_AC | Annual | 1719 | 188.8 | 0.1736 | -0.436 | 135.56 | 0.1492 | 0 | NE-HVAC-airAC-SpltPkg-240to759kBtuh-12p5eer_MZDEER2017AnyESe2011CZ06cPVVG | 120156 | NE-HVAC-airAC-SpltPkg-240to759kBtuh-12p5eer_SZDEER2017AnyESe2011CZ06cDXGF | 120155 |  | 151 | 0.145 | 0 | 340 | 0.288 | -2.18 | 151 | 0.145 | 0 | 73.8 | 0.166 | 0 | 291 | 76400 | 463 | 150000
NE-HVAC-airAC-SpltPkg-240to759kBtuh-12p5eer | DEER2017 | D17 v2 |  | Any | ESe | 2011 | CZ07 | cWtd | Cap-Tons | 252.8 | 91120 | None | 193 | 0.182 | 0.288 | 150 | 0.168 | 0 | 193 | 0.182 | 0.288 | 150 | 0.168 | 0 | DEER:HVAC_Split-Package_AC | Annual | 1719 | 192.6 | 0.182 | 0.288 | 150.42 | 0.1684 | 0 | NE-HVAC-airAC-SpltPkg-240to759kBtuh-12p5eer_MZDEER2017AnyESe2011CZ07cPVVG | 120158 | NE-HVAC-airAC-SpltPkg-240to759kBtuh-12p5eer_SZDEER2017AnyESe2011CZ07cDXGF | 120157 |  | 165 | 0.163 | 0 | 303 | 0.258 | 1.44 | 165 | 0.163 | 0 | 92.1 | 0.19 | 0 | 227 | 76400 | 356 | 150000
NE-HVAC-airAC-SpltPkg-240to759kBtuh-12p5eer | DEER2017 | D17 v2 |  | Any | ESe | 2011 | CZ08 | cWtd | Cap-Tons | 349.6 | 91120 | None | 208 | 0.194 | -0.444 | 151 | 0.17 | 0 | 208 | 0.194 | -0.444 | 151 | 0.17 | 0 | DEER:HVAC_Split-Package_AC | Annual | 1719 | 207.8 | 0.1944 | -0.444 | 151.06 | 0.17 | 0 | NE-HVAC-airAC-SpltPkg-240to759kBtuh-12p5eer_MZDEER2017AnyESe2011CZ08cPVVG | 120160 | NE-HVAC-airAC-SpltPkg-240to759kBtuh-12p5eer_SZDEER2017AnyESe2011CZ08cDXGF | 120159 |  | 166 | 0.166 | 0 | 375 | 0.308 | -2.22 | 166 | 0.166 | 0 | 91.3 | 0.186 | 0 | 310 | 76400 | 508 | 150000
NE-HVAC-airAC-SpltPkg-240to759kBtuh-12p5eer | DEER2017 | D17 v2 |  | Any | ESe | 2011 | CZ09 | cWtd | Cap-Tons | 399.8 | 91120 | None | 208 | 0.243 | -0.562 | 145 | 0.222 | 0 | 208 | 0.243 | -0.562 | 145 | 0.222 | 0 | DEER:HVAC_Split-Package_AC | Annual | 1719 | 208.4 | 0.2432 | -0.562 | 145.08 | 0.2224 | 0 | NE-HVAC-airAC-SpltPkg-240to759kBtuh-12p5eer_MZDEER2017AnyESe2011CZ09cPVVG | 120162 | NE-HVAC-airAC-SpltPkg-240to759kBtuh-12p5eer_SZDEER2017AnyESe2011CZ09cDXGF | 120161 |  | 159 | 0.216 | 0 | 406 | 0.352 | -2.81 | 159 | 0.216 | 0 | 89.4 | 0.248 | 0 | 350 | 76400 | 599 | 150000
NE-HVAC-airAC-SpltPkg-240to759kBtuh-12p5eer | DEER2017 | D17 v2 |  | Any | ESe | 2011 | CZ10 | cWtd | Cap-Tons | 348.6 | 91120 | None | 216 | 0.263 | -0.604 | 153 | 0.244 | 0 | 216 | 0.263 | -0.604 | 153 | 0.244 | 0 | DEER:HVAC_Split-Package_AC | Annual | 1719 | 216.4 | 0.263 | -0.604 | 153 | 0.2444 | 0 | NE-HVAC-airAC-SpltPkg-240to759kBtuh-12p5eer_MZDEER2017AnyESe2011CZ10cPVVG | 120164 | NE-HVAC-airAC-SpltPkg-240to759kBtuh-12p5eer_SZDEER2017AnyESe2011CZ10cDXGF | 120163 |  | 165 | 0.238 | 0 | 422 | 0.363 | -3.02 | 165 | 0.238 | 0 | 105 | 0.27 | 0 | 303 | 76400 | 531 | 150000
NE-HVAC-airAC-SpltPkg-240to759kBtuh-12p5eer | DEER2017 | D17 v2 |  | Any | ESe | 2011 | CZ11 | cWtd | Cap-Tons | 301.6 | 91120 | None | 231 | 0.076 | -1.06 | 157 | 0.0521 | 0 | 231 | 0.076 | -1.06 | 157 | 0.0521 | 0 | DEER:HVAC_Split-Package_AC | Annual | 1719 | 231.4 | 0.07596 | -1.06 | 157.4 | 0.05206 | 0 | NE-HVAC-airAC-SpltPkg-240to759kBtuh-12p5eer_MZDEER2017AnyESe2011CZ11cPVVG | 120166 | NE-HVAC-airAC-SpltPkg-240to759kBtuh-12p5eer_SZDEER2017AnyESe2011CZ11cDXGF | 120165 |  | 167 | 0.0547 | 0 | 489 | 0.161 | -5.3 | 167 | 0.0547 | 0 | 119 | 0.0415 | 0 | 263 | 76400 | 456 | 150000
NE-HVAC-airAC-SpltPkg-240to759kBtuh-12p5eer | DEER2017 | D17 v2 |  | Any | ESe | 2011 | CZ12 | cWtd | Cap-Tons | 288.8 | 91120 | None | 197 | 0.0432 | -0.816 | 131 | 0.0317 | 0 | 197 | 0.0432 | -0.816 | 131 | 0.0317 | 0 | DEER:HVAC_Split-Package_AC | Annual | 1719 | 197.2 | 0.0432 | -0.816 | 130.78 | 0.0317 | 0 | NE-HVAC-airAC-SpltPkg-240to759kBtuh-12p5eer_MZDEER2017AnyESe2011CZ12cPVVG | 120168 | NE-HVAC-airAC-SpltPkg-240to759kBtuh-12p5eer_SZDEER2017AnyESe2011CZ12cDXGF | 120167 |  | 139 | 0.0342 | 0 | 430 | 0.0792 | -4.08 | 139 | 0.0342 | 0 | 97.9 | 0.0217 | 0 | 256 | 76400 | 420 | 150000
NE-HVAC-airAC-SpltPkg-240to759kBtuh-12p5eer | DEER2017 | D17 v2 |  | Any | ESe | 2011 | CZ13 | cWtd | Cap-Tons | 330.2 | 91120 | None | 234 | 0.0688 | -1.13 | 158 | 0.0459 | 0 | 234 | 0.0688 | -1.13 | 158 | 0.0459 | 0 | DEER:HVAC_Split-Package_AC | Annual | 1719 | 233.8 | 0.06876 | -1.134 | 158.4 | 0.04586 | 0 | NE-HVAC-airAC-SpltPkg-240to759kBtuh-12p5eer_MZDEER2017AnyESe2011CZ13cPVVG | 120170 | NE-HVAC-airAC-SpltPkg-240to759kBtuh-12p5eer_SZDEER2017AnyESe2011CZ13cDXGF | 120169 |  | 166 | 0.0482 | 0 | 505 | 0.151 | -5.67 | 166 | 0.0482 | 0 | 128 | 0.0365 | 0 | 290 | 76400 | 491 | 150000
NE-HVAC-airAC-SpltPkg-240to759kBtuh-12p5eer | DEER2017 | D17 v2 |  | Any | ESe | 2011 | CZ14 | cWtd | Cap-Tons | 312.6 | 91120 | None | 238 | 0.247 | -1.01 | 168 | 0.233 | 0 | 238 | 0.247 | -1.01 | 168 | 0.233 | 0 | DEER:HVAC_Split-Package_AC | Annual | 1719 | 238.4 | 0.2474 | -1.014 | 168.2 | 0.233 | 0 | NE-HVAC-airAC-SpltPkg-240to759kBtuh-12p5eer_MZDEER2017AnyESe2011CZ14cPVVG | 120172 | NE-HVAC-airAC-SpltPkg-240to759kBtuh-12p5eer_SZDEER2017AnyESe2011CZ14cDXGF | 120171 |  | 178 | 0.226 | 0 | 480 | 0.333 | -5.07 | 178 | 0.226 | 0 | 129 | 0.261 | 0 | 274 | 76400 | 467 | 150000
NE-HVAC-airAC-SpltPkg-240to759kBtuh-12p5eer | DEER2017 | D17 v2 |  | Any | ESe | 2011 | CZ15 | cWtd | Cap-Tons | 406.4 | 91120 | None | 366 | 0.256 | -0.21 | 268 | 0.234 | 0 | 366 | 0.256 | -0.21 | 268 | 0.234 | 0 | DEER:HVAC_Split-Package_AC | Annual | 1719 | 366.2 | 0.256 | -0.21 | 267.8 | 0.2336 | 0 | NE-HVAC-airAC-SpltPkg-240to759kBtuh-12p5eer_MZDEER2017AnyESe2011CZ15cPVVG | 120174 | NE-HVAC-airAC-SpltPkg-240to759kBtuh-12p5eer_SZDEER2017AnyESe2011CZ15cDXGF | 120173 |  | 274 | 0.225 | 0 | 735 | 0.38 | -1.05 | 274 | 0.225 | 0 | 243 | 0.268 | 0 | 352 | 76400 | 624 | 150000
NE-HVAC-airAC-SpltPkg-240to759kBtuh-12p5eer | DEER2017 | D17 v2 |  | Any | ESe | 2011 | CZ16 | cWtd | Cap-Tons | 207 | 91120 | None | 140 | 0.0226 | 1.75 | 85.3 | 0.0193 | 0 | 140 | 0.0226 | 1.75 | 85.3 | 0.0193 | 0 | DEER:HVAC_Split-Package_AC | Annual | 1719 | 139.72 | 0.02264 | 1.75 | 85.3 | 0.019266 | 0 | NE-HVAC-airAC-SpltPkg-240to759kBtuh-12p5eer_MZDEER2017AnyESe2011CZ16cPVVG | 120176 | NE-HVAC-airAC-SpltPkg-240to759kBtuh-12p5eer_SZDEER2017AnyESe2011CZ16cDXGF | 120175 |  | 94.4 | 0.0225 | 0 | 321 | 0.0232 | 8.75 | 94.4 | 0.0225 | 0 | 48.9 | 0.00633 | 0 | 186 | 76400 | 291 | 150000
NE-HVAC-airAC-SpltPkg-240to759kBtuh-12p5eer | DEER2017 | D17 v2 |  | Any | ESe | 2014 | CZ01 | cWtd | Cap-Tons | 157.6 | 91120 | None | 51.3 | 0.0727 | 0 | 51.3 | 0.0727 | 0 | 51.3 | 0.0727 | 0 | 51.3 | 0.0727 | 0 | DEER:HVAC_Split-Package_AC | Annual | 1719 | 51.28 | 0.07266 | 0 | 51.28 | 0.07266 | 0 | NE-HVAC-airAC-SpltPkg-240to759kBtuh-12p5eer_MZDEER2017AnyESe2014CZ01cPVVG | 141506 | NE-HVAC-airAC-SpltPkg-240to759kBtuh-12p5eer_SZDEER2017AnyESe2014CZ01cDXGF | 141505 |  | 61 | 0.0733 | 0 | 12.4 | 0.0701 | 0 | 61 | 0.0733 | 0 | 12.4 | 0.0701 | 0 | 145 | 76400 | 208 | 150000
NE-HVAC-airAC-SpltPkg-240to759kBtuh-12p5eer | DEER2017 | D17 v2 |  | Any | ESe | 2014 | CZ02 | cWtd | Cap-Tons | 296 | 91120 | None | 90 | 0.00254 | 0 | 90 | 0.00254 | 0 | 90 | 0.00254 | 0 | 90 | 0.00254 | 0 | DEER:HVAC_Split-Package_AC | Annual | 1719 | 90.02 | 0.002536 | 0 | 90.02 | 0.002536 | 0 | NE-HVAC-airAC-SpltPkg-240to759kBtuh-12p5eer_MZDEER2017AnyESe2014CZ02cPVVG | 141508 | NE-HVAC-airAC-SpltPkg-240to759kBtuh-12p5eer_SZDEER2017AnyESe2014CZ02cDXGF | 141507 |  | 99.4 | 0.00317 | 0 | 52.5 | 0 | 0 | 99.4 | 0.00317 | 0 | 52.5 | 0 | 0 | 260 | 76400 | 440 | 150000
NE-HVAC-airAC-SpltPkg-240to759kBtuh-12p5eer | DEER2017 | D17 v2 |  | Any | ESe | 2014 | CZ03 | cWtd | Cap-Tons | 214.8 | 91120 | None | 85.3 | 0 | 0 | 85.3 | 0 | 0 | 85.3 | 0 | 0 | 85.3 | 0 | 0 | DEER:HVAC_Split-Package_AC | Annual | 1719 | 85.26 | 0 | 0 | 85.26 | 0 | 0 | NE-HVAC-airAC-SpltPkg-240to759kBtuh-12p5eer_MZDEER2017AnyESe2014CZ03cPVVG | 141510 | NE-HVAC-airAC-SpltPkg-240to759kBtuh-12p5eer_SZDEER2017AnyESe2014CZ03cDXGF | 141509 |  | 97.2 | 0 | 0 | 37.5 | 0 | 0 | 97.2 | 0 | 0 | 37.5 | 0 | 0 | 193 | 76400 | 302 | 150000
NE-HVAC-airAC-SpltPkg-240to759kBtuh-12p5eer | DEER2017 | D17 v2 |  | Any | ESe | 2014 | CZ04 | cWtd | Cap-Tons | 263.2 | 91120 | None | 115 | 0.197 | 0 | 115 | 0.197 | 0 | 115 | 0.197 | 0 | 115 | 0.197 | 0 | DEER:HVAC_Split-Package_AC | Annual | 1719 | 114.74 | 0.1974 | 0 | 114.74 | 0.1974 | 0 | NE-HVAC-airAC-SpltPkg-240to759kBtuh-12p5eer_MZDEER2017AnyESe2014CZ04cPVVG | 141512 | NE-HVAC-airAC-SpltPkg-240to759kBtuh-12p5eer_SZDEER2017AnyESe2014CZ04cDXGF | 141511 |  | 126 | 0.191 | 0 | 69.7 | 0.223 | 0 | 126 | 0.191 | 0 | 69.7 | 0.223 | 0 | 233 | 76400 | 384 | 150000
NE-HVAC-airAC-SpltPkg-240to759kBtuh-12p5eer | DEER2017 | D17 v2 |  | Any | ESe | 2014 | CZ05 | cWtd | Cap-Tons | 181.6 | 91120 | None | 102 | 0.103 | 0 | 102 | 0.103 | 0 | 102 | 0.103 | 0 | 102 | 0.103 | 0 | DEER:HVAC_Split-Package_AC | Annual | 1719 | 102.04 | 0.1028 | 0 | 102.04 | 0.1028 | 0 | NE-HVAC-airAC-SpltPkg-240to759kBtuh-12p5eer_MZDEER2017AnyESe2014CZ05cPVVG | 141514 | NE-HVAC-airAC-SpltPkg-240to759kBtuh-12p5eer_SZDEER2017AnyESe2014CZ05cDXGF | 141513 |  | 115 | 0.103 | 0 | 50.2 | 0.102 | 0 | 115 | 0.103 | 0 | 50.2 | 0.102 | 0 | 162 | 76400 | 260 | 150000
NE-HVAC-airAC-SpltPkg-240to759kBtuh-12p5eer | DEER2017 | D17 v2 |  | Any | ESe | 2014 | CZ06 | cWtd | Cap-Tons | 281.4 | 91120 | None | 129 | 0.15 | 0 | 129 | 0.15 | 0 | 129 | 0.15 | 0 | 129 | 0.15 | 0 | DEER:HVAC_Split-Package_AC | Annual | 1719 | 128.7 | 0.1498 | 0 | 128.7 | 0.1498 | 0 | NE-HVAC-airAC-SpltPkg-240to759kBtuh-12p5eer_MZDEER2017AnyESe2014CZ06cPVVG | 141516 | NE-HVAC-airAC-SpltPkg-240to759kBtuh-12p5eer_SZDEER2017AnyESe2014CZ06cDXGF | 141515 |  | 144 | 0.146 | 0 | 67.5 | 0.165 | 0 | 144 | 0.146 | 0 | 67.5 | 0.165 | 0 | 249 | 76400 | 411 | 150000
NE-HVAC-airAC-SpltPkg-240to759kBtuh-12p5eer | DEER2017 | D17 v2 |  | Any | ESe | 2014 | CZ07 | cWtd | Cap-Tons | 247.8 | 91120 | None | 131 | 0.148 | 0 | 131 | 0.148 | 0 | 131 | 0.148 | 0 | 131 | 0.148 | 0 | DEER:HVAC_Split-Package_AC | Annual | 1719 | 131.16 | 0.148 | 0 | 131.16 | 0.148 | 0 | NE-HVAC-airAC-SpltPkg-240to759kBtuh-12p5eer_MZDEER2017AnyESe2014CZ07cPVVG | 141518 | NE-HVAC-airAC-SpltPkg-240to759kBtuh-12p5eer_SZDEER2017AnyESe2014CZ07cDXGF | 141517 |  | 147 | 0.143 | 0 | 67.8 | 0.168 | 0 | 147 | 0.143 | 0 | 67.8 | 0.168 | 0 | 222 | 76400 | 351 | 150000
NE-HVAC-airAC-SpltPkg-240to759kBtuh-12p5eer | DEER2017 | D17 v2 |  | Any | ESe | 2014 | CZ08 | cWtd | Cap-Tons | 304.6 | 91120 | None | 140 | 0.171 | 0 | 140 | 0.171 | 0 | 140 | 0.171 | 0 | 140 | 0.171 | 0 | DEER:HVAC_Split-Package_AC | Annual | 1719 | 139.9 | 0.171 | 0 | 139.9 | 0.171 | 0 | NE-HVAC-airAC-SpltPkg-240to759kBtuh-12p5eer_MZDEER2017AnyESe2014CZ08cPVVG | 141520 | NE-HVAC-airAC-SpltPkg-240to759kBtuh-12p5eer_SZDEER2017AnyESe2014CZ08cDXGF | 141519 |  | 154 | 0.168 | 0 | 83.5 | 0.183 | 0 | 154 | 0.168 | 0 | 83.5 | 0.183 | 0 | 267 | 76400 | 455 | 150000
NE-HVAC-airAC-SpltPkg-240to759kBtuh-12p5eer | DEER2017 | D17 v2 |  | Any | ESe | 2014 | CZ09 | cWtd | Cap-Tons | 351.2 | 91120 | None | 132 | 0.225 | 0 | 132 | 0.225 | 0 | 132 | 0.225 | 0 | 132 | 0.225 | 0 | DEER:HVAC_Split-Package_AC | Annual | 1719 | 132.16 | 0.2246 | 0 | 132.16 | 0.2246 | 0 | NE-HVAC-airAC-SpltPkg-240to759kBtuh-12p5eer_MZDEER2017AnyESe2014CZ09cPVVG | 141522 | NE-HVAC-airAC-SpltPkg-240to759kBtuh-12p5eer_SZDEER2017AnyESe2014CZ09cDXGF | 141521 |  | 145 | 0.219 | 0 | 80.8 | 0.247 | 0 | 145 | 0.219 | 0 | 80.8 | 0.247 | 0 | 304 | 76400 | 540 | 150000
NE-HVAC-airAC-SpltPkg-240to759kBtuh-12p5eer | DEER2017 | D17 v2 |  | Any | ESe | 2014 | CZ10 | cWtd | Cap-Tons | 331.6 | 91120 | None | 146 | 0.245 | 0 | 146 | 0.245 | 0 | 146 | 0.245 | 0 | 146 | 0.245 | 0 | DEER:HVAC_Split-Package_AC | Annual | 1719 | 146 | 0.2452 | 0 | 146 | 0.2452 | 0 | NE-HVAC-airAC-SpltPkg-240to759kBtuh-12p5eer_MZDEER2017AnyESe2014CZ10cPVVG | 141524 | NE-HVAC-airAC-SpltPkg-240to759kBtuh-12p5eer_SZDEER2017AnyESe2014CZ10cDXGF | 141523 |  | 158 | 0.239 | 0 | 98 | 0.27 | 0 | 158 | 0.239 | 0 | 98 | 0.27 | 0 | 287 | 76400 | 510 | 150000
NE-HVAC-airAC-SpltPkg-240to759kBtuh-12p5eer | DEER2017 | D17 v2 |  | Any | ESe | 2014 | CZ11 | cWtd | Cap-Tons | 284.8 | 91120 | None | 144 | 0.0392 | 0 | 144 | 0.0392 | 0 | 144 | 0.0392 | 0 | 144 | 0.0392 | 0 | DEER:HVAC_Split-Package_AC | Annual | 1719 | 144.2 | 0.0392 | 0 | 144.2 | 0.0392 | 0 | NE-HVAC-airAC-SpltPkg-240to759kBtuh-12p5eer_MZDEER2017AnyESe2014CZ11cPVVG | 141526 | NE-HVAC-airAC-SpltPkg-240to759kBtuh-12p5eer_SZDEER2017AnyESe2014CZ11cDXGF | 141525 |  | 153 | 0.0409 | 0 | 109 | 0.0324 | 0 | 153 | 0.0409 | 0 | 109 | 0.0324 | 0 | 247 | 76400 | 436 | 150000
NE-HVAC-airAC-SpltPkg-240to759kBtuh-12p5eer | DEER2017 | D17 v2 |  | Any | ESe | 2014 | CZ12 | cWtd | Cap-Tons | 272.8 | 91120 | None | 123 | 0.0211 | 0 | 123 | 0.0211 | 0 | 123 | 0.0211 | 0 | 123 | 0.0211 | 0 | DEER:HVAC_Split-Package_AC | Annual | 1719 | 123.14 | 0.021072 | 0 | 123.14 | 0.021072 | 0 | NE-HVAC-airAC-SpltPkg-240to759kBtuh-12p5eer_MZDEER2017AnyESe2014CZ12cPVVG | 141528 | NE-HVAC-airAC-SpltPkg-240to759kBtuh-12p5eer_SZDEER2017AnyESe2014CZ12cDXGF | 141527 |  | 131 | 0.0241 | 0 | 91.7 | 0.00896 | 0 | 131 | 0.0241 | 0 | 91.7 | 0.00896 | 0 | 241 | 76400 | 400 | 150000
NE-HVAC-airAC-SpltPkg-240to759kBtuh-12p5eer | DEER2017 | D17 v2 |  | Any | ESe | 2014 | CZ13 | cWtd | Cap-Tons | 313.2 | 91120 | None | 147 | 0.0342 | 0 | 147 | 0.0342 | 0 | 147 | 0.0342 | 0 | 147 | 0.0342 | 0 | DEER:HVAC_Split-Package_AC | Annual | 1719 | 147 | 0.03424 | 0 | 147 | 0.03424 | 0 | NE-HVAC-airAC-SpltPkg-240to759kBtuh-12p5eer_MZDEER2017AnyESe2014CZ13cPVVG | 141530 | NE-HVAC-airAC-SpltPkg-240to759kBtuh-12p5eer_SZDEER2017AnyESe2014CZ13cDXGF | 141529 |  | 154 | 0.0356 | 0 | 119 | 0.0288 | 0 | 154 | 0.0356 | 0 | 119 | 0.0288 | 0 | 274 | 76400 | 470 | 150000
NE-HVAC-airAC-SpltPkg-240to759kBtuh-12p5eer | DEER2017 | D17 v2 |  | Any | ESe | 2014 | CZ14 | cWtd | Cap-Tons | 295.6 | 91120 | None | 156 | 0.234 | 0 | 156 | 0.234 | 0 | 156 | 0.234 | 0 | 156 | 0.234 | 0 | DEER:HVAC_Split-Package_AC | Annual | 1719 | 156 | 0.234 | 0 | 156 | 0.234 | 0 | NE-HVAC-airAC-SpltPkg-240to759kBtuh-12p5eer_MZDEER2017AnyESe2014CZ14cPVVG | 141532 | NE-HVAC-airAC-SpltPkg-240to759kBtuh-12p5eer_SZDEER2017AnyESe2014CZ14cDXGF | 141531 |  | 165 | 0.227 | 0 | 120 | 0.262 | 0 | 165 | 0.227 | 0 | 120 | 0.262 | 0 | 258 | 76400 | 446 | 150000
NE-HVAC-airAC-SpltPkg-240to759kBtuh-12p5eer | DEER2017 | D17 v2 |  | Any | ESe | 2014 | CZ15 | cWtd | Cap-Tons | 387.4 | 91120 | None | 257 | 0.236 | 0 | 257 | 0.236 | 0 | 257 | 0.236 | 0 | 257 | 0.236 | 0 | DEER:HVAC_Split-Package_AC | Annual | 1719 | 256.6 | 0.2364 | 0 | 256.6 | 0.2364 | 0 | NE-HVAC-airAC-SpltPkg-240to759kBtuh-12p5eer_MZDEER2017AnyESe2014CZ15cPVVG | 141534 | NE-HVAC-airAC-SpltPkg-240to759kBtuh-12p5eer_SZDEER2017AnyESe2014CZ15cDXGF | 141533 |  | 262 | 0.228 | 0 | 235 | 0.27 | 0 | 262 | 0.228 | 0 | 235 | 0.27 | 0 | 334 | 76400 | 601 | 150000
NE-HVAC-airAC-SpltPkg-240to759kBtuh-12p5eer | DEER2017 | D17 v2 |  | Any | ESe | 2014 | CZ16 | cWtd | Cap-Tons | 187 | 91120 | None | 76.5 | 0 | 0 | 76.5 | 0 | 0 | 76.5 | 0 | 0 | 76.5 | 0 | 0 | DEER:HVAC_Split-Package_AC | Annual | 1719 | 76.54 | 0 | 0 | 76.54 | 0 | 0 | NE-HVAC-airAC-SpltPkg-240to759kBtuh-12p5eer_MZDEER2017AnyESe2014CZ16cPVVG | 141536 | NE-HVAC-airAC-SpltPkg-240to759kBtuh-12p5eer_SZDEER2017AnyESe2014CZ16cDXGF | 141535 |  | 84.9 | 0 | 0 | 43.1 | 0 | 0 | 84.9 | 0 | 0 | 43.1 | 0 | 0 | 167 | 76400 | 267 | 150000
NE-HVAC-airAC-SpltPkg-240to759kBtuh-12p5eer | DEER2017 | D17 v2 |  | Any | ESe | New | CZ01 | cWtd | Cap-Tons | 157.6 | 91120 | None | 51.3 | 0.0727 | 0 | 51.3 | 0.0727 | 0 | 51.3 | 0.0727 | 0 | 51.3 | 0.0727 | 0 | DEER:HVAC_Split-Package_AC | Annual | 1719 | 51.28 | 0.07266 | 0 | 51.28 | 0.07266 | 0 | NE-HVAC-airAC-SpltPkg-240to759kBtuh-12p5eer_MZDEER2017AnyESeNewCZ01cPVVG | 166354 | NE-HVAC-airAC-SpltPkg-240to759kBtuh-12p5eer_SZDEER2017AnyESeNewCZ01cDXGF | 166353 |  | 61 | 0.0733 | 0 | 12.4 | 0.0701 | 0 | 61 | 0.0733 | 0 | 12.4 | 0.0701 | 0 | 145 | 76400 | 208 | 150000
NE-HVAC-airAC-SpltPkg-240to759kBtuh-12p5eer | DEER2017 | D17 v2 |  | Any | ESe | New | CZ02 | cWtd | Cap-Tons | 296 | 91120 | None | 90 | 0.00254 | 0 | 90 | 0.00254 | 0 | 90 | 0.00254 | 0 | 90 | 0.00254 | 0 | DEER:HVAC_Split-Package_AC | Annual | 1719 | 90.02 | 0.002536 | 0 | 90.02 | 0.002536 | 0 | NE-HVAC-airAC-SpltPkg-240to759kBtuh-12p5eer_MZDEER2017AnyESeNewCZ02cPVVG | 166356 | NE-HVAC-airAC-SpltPkg-240to759kBtuh-12p5eer_SZDEER2017AnyESeNewCZ02cDXGF | 166355 |  | 99.4 | 0.00317 | 0 | 52.5 | 0 | 0 | 99.4 | 0.00317 | 0 | 52.5 | 0 | 0 | 260 | 76400 | 440 | 150000
NE-HVAC-airAC-SpltPkg-240to759kBtuh-12p5eer | DEER2017 | D17 v2 |  | Any | ESe | New | CZ03 | cWtd | Cap-Tons | 214.8 | 91120 | None | 85.3 | 0 | 0 | 85.3 | 0 | 0 | 85.3 | 0 | 0 | 85.3 | 0 | 0 | DEER:HVAC_Split-Package_AC | Annual | 1719 | 85.26 | 0 | 0 | 85.26 | 0 | 0 | NE-HVAC-airAC-SpltPkg-240to759kBtuh-12p5eer_MZDEER2017AnyESeNewCZ03cPVVG | 166358 | NE-HVAC-airAC-SpltPkg-240to759kBtuh-12p5eer_SZDEER2017AnyESeNewCZ03cDXGF | 166357 |  | 97.2 | 0 | 0 | 37.5 | 0 | 0 | 97.2 | 0 | 0 | 37.5 | 0 | 0 | 193 | 76400 | 302 | 150000
NE-HVAC-airAC-SpltPkg-240to759kBtuh-12p5eer | DEER2017 | D17 v2 |  | Any | ESe | New | CZ04 | cWtd | Cap-Tons | 263.2 | 91120 | None | 115 | 0.197 | 0 | 115 | 0.197 | 0 | 115 | 0.197 | 0 | 115 | 0.197 | 0 | DEER:HVAC_Split-Package_AC | Annual | 1719 | 114.74 | 0.1974 | 0 | 114.74 | 0.1974 | 0 | NE-HVAC-airAC-SpltPkg-240to759kBtuh-12p5eer_MZDEER2017AnyESeNewCZ04cPVVG | 166360 | NE-HVAC-airAC-SpltPkg-240to759kBtuh-12p5eer_SZDEER2017AnyESeNewCZ04cDXGF | 166359 |  | 126 | 0.191 | 0 | 69.7 | 0.223 | 0 | 126 | 0.191 | 0 | 69.7 | 0.223 | 0 | 233 | 76400 | 384 | 150000
NE-HVAC-airAC-SpltPkg-240to759kBtuh-12p5eer | DEER2017 | D17 v2 |  | Any | ESe | New | CZ05 | cWtd | Cap-Tons | 181.6 | 91120 | None | 102 | 0.103 | 0 | 102 | 0.103 | 0 | 102 | 0.103 | 0 | 102 | 0.103 | 0 | DEER:HVAC_Split-Package_AC | Annual | 1719 | 102.04 | 0.1028 | 0 | 102.04 | 0.1028 | 0 | NE-HVAC-airAC-SpltPkg-240to759kBtuh-12p5eer_MZDEER2017AnyESeNewCZ05cPVVG | 166362 | NE-HVAC-airAC-SpltPkg-240to759kBtuh-12p5eer_SZDEER2017AnyESeNewCZ05cDXGF | 166361 |  | 115 | 0.103 | 0 | 50.2 | 0.102 | 0 | 115 | 0.103 | 0 | 50.2 | 0.102 | 0 | 162 | 76400 | 260 | 150000
NE-HVAC-airAC-SpltPkg-240to759kBtuh-12p5eer | DEER2017 | D17 v2 |  | Any | ESe | New | CZ06 | cWtd | Cap-Tons | 281.4 | 91120 | None | 129 | 0.15 | 0 | 129 | 0.15 | 0 | 129 | 0.15 | 0 | 129 | 0.15 | 0 | DEER:HVAC_Split-Package_AC | Annual | 1719 | 128.7 | 0.1498 | 0 | 128.7 | 0.1498 | 0 | NE-HVAC-airAC-SpltPkg-240to759kBtuh-12p5eer_MZDEER2017AnyESeNewCZ06cPVVG | 166364 | NE-HVAC-airAC-SpltPkg-240to759kBtuh-12p5eer_SZDEER2017AnyESeNewCZ06cDXGF | 166363 |  | 144 | 0.146 | 0 | 67.5 | 0.165 | 0 | 144 | 0.146 | 0 | 67.5 | 0.165 | 0 | 249 | 76400 | 411 | 150000
NE-HVAC-airAC-SpltPkg-240to759kBtuh-12p5eer | DEER2017 | D17 v2 |  | Any | ESe | New | CZ07 | cWtd | Cap-Tons | 247.8 | 91120 | None | 131 | 0.148 | 0 | 131 | 0.148 | 0 | 131 | 0.148 | 0 | 131 | 0.148 | 0 | DEER:HVAC_Split-Package_AC | Annual | 1719 | 131.16 | 0.148 | 0 | 131.16 | 0.148 | 0 | NE-HVAC-airAC-SpltPkg-240to759kBtuh-12p5eer_MZDEER2017AnyESeNewCZ07cPVVG | 166366 | NE-HVAC-airAC-SpltPkg-240to759kBtuh-12p5eer_SZDEER2017AnyESeNewCZ07cDXGF | 166365 |  | 147 | 0.143 | 0 | 67.8 | 0.168 | 0 | 147 | 0.143 | 0 | 67.8 | 0.168 | 0 | 222 | 76400 | 351 | 150000
NE-HVAC-airAC-SpltPkg-240to759kBtuh-12p5eer | DEER2017 | D17 v2 |  | Any | ESe | New | CZ08 | cWtd | Cap-Tons | 304.6 | 91120 | None | 140 | 0.171 | 0 | 140 | 0.171 | 0 | 140 | 0.171 | 0 | 140 | 0.171 | 0 | DEER:HVAC_Split-Package_AC | Annual | 1719 | 139.9 | 0.171 | 0 | 139.9 | 0.171 | 0 | NE-HVAC-airAC-SpltPkg-240to759kBtuh-12p5eer_MZDEER2017AnyESeNewCZ08cPVVG | 166368 | NE-HVAC-airAC-SpltPkg-240to759kBtuh-12p5eer_SZDEER2017AnyESeNewCZ08cDXGF | 166367 |  | 154 | 0.168 | 0 | 83.5 | 0.183 | 0 | 154 | 0.168 | 0 | 83.5 | 0.183 | 0 | 267 | 76400 | 455 | 150000
NE-HVAC-airAC-SpltPkg-240to759kBtuh-12p5eer | DEER2017 | D17 v2 |  | Any | ESe | New | CZ09 | cWtd | Cap-Tons | 351.2 | 91120 | None | 132 | 0.225 | 0 | 132 | 0.225 | 0 | 132 | 0.225 | 0 | 132 | 0.225 | 0 | DEER:HVAC_Split-Package_AC | Annual | 1719 | 132.16 | 0.2246 | 0 | 132.16 | 0.2246 | 0 | NE-HVAC-airAC-SpltPkg-240to759kBtuh-12p5eer_MZDEER2017AnyESeNewCZ09cPVVG | 166370 | NE-HVAC-airAC-SpltPkg-240to759kBtuh-12p5eer_SZDEER2017AnyESeNewCZ09cDXGF | 166369 |  | 145 | 0.219 | 0 | 80.8 | 0.247 | 0 | 145 | 0.219 | 0 | 80.8 | 0.247 | 0 | 304 | 76400 | 540 | 150000
NE-HVAC-airAC-SpltPkg-240to759kBtuh-12p5eer | DEER2017 | D17 v2 |  | Any | ESe | New | CZ10 | cWtd | Cap-Tons | 331.6 | 91120 | None | 146 | 0.245 | 0 | 146 | 0.245 | 0 | 146 | 0.245 | 0 | 146 | 0.245 | 0 | DEER:HVAC_Split-Package_AC | Annual | 1719 | 146 | 0.2452 | 0 | 146 | 0.2452 | 0 | NE-HVAC-airAC-SpltPkg-240to759kBtuh-12p5eer_MZDEER2017AnyESeNewCZ10cPVVG | 166372 | NE-HVAC-airAC-SpltPkg-240to759kBtuh-12p5eer_SZDEER2017AnyESeNewCZ10cDXGF | 166371 |  | 158 | 0.239 | 0 | 98 | 0.27 | 0 | 158 | 0.239 | 0 | 98 | 0.27 | 0 | 287 | 76400 | 510 | 150000
NE-HVAC-airAC-SpltPkg-240to759kBtuh-12p5eer | DEER2017 | D17 v2 |  | Any | ESe | New | CZ11 | cWtd | Cap-Tons | 284.8 | 91120 | None | 144 | 0.0392 | 0 | 144 | 0.0392 | 0 | 144 | 0.0392 | 0 | 144 | 0.0392 | 0 | DEER:HVAC_Split-Package_AC | Annual | 1719 | 144.2 | 0.0392 | 0 | 144.2 | 0.0392 | 0 | NE-HVAC-airAC-SpltPkg-240to759kBtuh-12p5eer_MZDEER2017AnyESeNewCZ11cPVVG | 166374 | NE-HVAC-airAC-SpltPkg-240to759kBtuh-12p5eer_SZDEER2017AnyESeNewCZ11cDXGF | 166373 |  | 153 | 0.0409 | 0 | 109 | 0.0324 | 0 | 153 | 0.0409 | 0 | 109 | 0.0324 | 0 | 247 | 76400 | 436 | 150000
NE-HVAC-airAC-SpltPkg-240to759kBtuh-12p5eer | DEER2017 | D17 v2 |  | Any | ESe | New | CZ12 | cWtd | Cap-Tons | 272.8 | 91120 | None | 123 | 0.0211 | 0 | 123 | 0.0211 | 0 | 123 | 0.0211 | 0 | 123 | 0.0211 | 0 | DEER:HVAC_Split-Package_AC | Annual | 1719 | 123.14 | 0.021072 | 0 | 123.14 | 0.021072 | 0 | NE-HVAC-airAC-SpltPkg-240to759kBtuh-12p5eer_MZDEER2017AnyESeNewCZ12cPVVG | 166376 | NE-HVAC-airAC-SpltPkg-240to759kBtuh-12p5eer_SZDEER2017AnyESeNewCZ12cDXGF | 166375 |  | 131 | 0.0241 | 0 | 91.7 | 0.00896 | 0 | 131 | 0.0241 | 0 | 91.7 | 0.00896 | 0 | 241 | 76400 | 400 | 150000
NE-HVAC-airAC-SpltPkg-240to759kBtuh-12p5eer | DEER2017 | D17 v2 |  | Any | ESe | New | CZ13 | cWtd | Cap-Tons | 313.2 | 91120 | None | 147 | 0.0342 | 0 | 147 | 0.0342 | 0 | 147 | 0.0342 | 0 | 147 | 0.0342 | 0 | DEER:HVAC_Split-Package_AC | Annual | 1719 | 147 | 0.03424 | 0 | 147 | 0.03424 | 0 | NE-HVAC-airAC-SpltPkg-240to759kBtuh-12p5eer_MZDEER2017AnyESeNewCZ13cPVVG | 166378 | NE-HVAC-airAC-SpltPkg-240to759kBtuh-12p5eer_SZDEER2017AnyESeNewCZ13cDXGF | 166377 |  | 154 | 0.0356 | 0 | 119 | 0.0288 | 0 | 154 | 0.0356 | 0 | 119 | 0.0288 | 0 | 274 | 76400 | 470 | 150000
NE-HVAC-airAC-SpltPkg-240to759kBtuh-12p5eer | DEER2017 | D17 v2 |  | Any | ESe | New | CZ14 | cWtd | Cap-Tons | 295.6 | 91120 | None | 156 | 0.234 | 0 | 156 | 0.234 | 0 | 156 | 0.234 | 0 | 156 | 0.234 | 0 | DEER:HVAC_Split-Package_AC | Annual | 1719 | 156 | 0.234 | 0 | 156 | 0.234 | 0 | NE-HVAC-airAC-SpltPkg-240to759kBtuh-12p5eer_MZDEER2017AnyESeNewCZ14cPVVG | 166380 | NE-HVAC-airAC-SpltPkg-240to759kBtuh-12p5eer_SZDEER2017AnyESeNewCZ14cDXGF | 166379 |  | 165 | 0.227 | 0 | 120 | 0.262 | 0 | 165 | 0.227 | 0 | 120 | 0.262 | 0 | 258 | 76400 | 446 | 150000
NE-HVAC-airAC-SpltPkg-240to759kBtuh-12p5eer | DEER2017 | D17 v2 |  | Any | ESe | New | CZ15 | cWtd | Cap-Tons | 387.4 | 91120 | None | 257 | 0.236 | 0 | 257 | 0.236 | 0 | 257 | 0.236 | 0 | 257 | 0.236 | 0 | DEER:HVAC_Split-Package_AC | Annual | 1719 | 256.6 | 0.2364 | 0 | 256.6 | 0.2364 | 0 | NE-HVAC-airAC-SpltPkg-240to759kBtuh-12p5eer_MZDEER2017AnyESeNewCZ15cPVVG | 166382 | NE-HVAC-airAC-SpltPkg-240to759kBtuh-12p5eer_SZDEER2017AnyESeNewCZ15cDXGF | 166381 |  | 262 | 0.228 | 0 | 235 | 0.27 | 0 | 262 | 0.228 | 0 | 235 | 0.27 | 0 | 334 | 76400 | 601 | 150000
NE-HVAC-airAC-SpltPkg-240to759kBtuh-12p5eer | DEER2017 | D17 v2 |  | Any | ESe | New | CZ16 | cWtd | Cap-Tons | 187 | 91120 | None | 76.5 | 0 | 0 | 76.5 | 0 | 0 | 76.5 | 0 | 0 | 76.5 | 0 | 0 | DEER:HVAC_Split-Package_AC | Annual | 1719 | 76.54 | 0 | 0 | 76.54 | 0 | 0 | NE-HVAC-airAC-SpltPkg-240to759kBtuh-12p5eer_MZDEER2017AnyESeNewCZ16cPVVG | 166384 | NE-HVAC-airAC-SpltPkg-240to759kBtuh-12p5eer_SZDEER2017AnyESeNewCZ16cDXGF | 166383 |  | 84.9 | 0 | 0 | 43.1 | 0 | 0 | 84.9 | 0 | 0 | 43.1 | 0 | 0 | 167 | 76400 | 267 | 150000
NE-HVAC-airAC-SpltPkg-240to759kBtuh-12p5eer | DEER2017 | D17 v2 |  | Any | EUn | 1975 | CZ01 | cWtd | Cap-Tons | 2500 | 766800 | None | 55.2 | 0.0798 | 0 | 55.2 | 0.0798 | 0 | 55.2 | 0.0798 | 0 | 55.2 | 0.0798 | 0 | DEER:HVAC_Split-Package_AC | Annual | 1719 | 55.2 | 0.07976 | 0 | 55.2 | 0.07976 | 0 | NE-HVAC-airAC-SpltPkg-240to759kBtuh-12p5eer_MZDEER2017AnyEUn1975CZ01cPVVG | 13378 | NE-HVAC-airAC-SpltPkg-240to759kBtuh-12p5eer_SZDEER2017AnyEUn1975CZ01cDXGF | 13377 |  | 63.7 | 0.0722 | 0 | 21.2 | 0.11 | 0 | 63.7 | 0.0722 | 0 | 21.2 | 0.11 | 0 | 2630 | 751000 | 1980 | 830000
NE-HVAC-airAC-SpltPkg-240to759kBtuh-12p5eer | DEER2017 | D17 v2 |  | Any | EUn | 1975 | CZ02 | cWtd | Cap-Tons | 3118 | 766800 | None | 170 | 0.165 | 0 | 170 | 0.165 | 0 | 170 | 0.165 | 0 | 170 | 0.165 | 0 | DEER:HVAC_Split-Package_AC | Annual | 1719 | 170.4 | 0.1654 | 0 | 170.4 | 0.1654 | 0 | NE-HVAC-airAC-SpltPkg-240to759kBtuh-12p5eer_MZDEER2017AnyEUn1975CZ02cPVVG | 13380 | NE-HVAC-airAC-SpltPkg-240to759kBtuh-12p5eer_SZDEER2017AnyEUn1975CZ02cDXGF | 13379 |  | 180 | 0.153 | 0 | 132 | 0.215 | 0 | 180 | 0.153 | 0 | 132 | 0.215 | 0 | 3240 | 751000 | 2630 | 830000
NE-HVAC-airAC-SpltPkg-240to759kBtuh-12p5eer | DEER2017 | D17 v2 |  | Any | EUn | 1975 | CZ03 | cWtd | Cap-Tons | 2856 | 766800 | None | 138 | 0.105 | 0 | 138 | 0.105 | 0 | 138 | 0.105 | 0 | 138 | 0.105 | 0 | DEER:HVAC_Split-Package_AC | Annual | 1719 | 138.1 | 0.10464 | 0 | 138.1 | 0.10464 | 0 | NE-HVAC-airAC-SpltPkg-240to759kBtuh-12p5eer_MZDEER2017AnyEUn1975CZ03cPVVG | 13382 | NE-HVAC-airAC-SpltPkg-240to759kBtuh-12p5eer_SZDEER2017AnyEUn1975CZ03cDXGF | 13381 |  | 153 | 0.0983 | 0 | 78.5 | 0.13 | 0 | 153 | 0.0983 | 0 | 78.5 | 0.13 | 0 | 2990 | 751000 | 2320 | 830000
NE-HVAC-airAC-SpltPkg-240to759kBtuh-12p5eer | DEER2017 | D17 v2 |  | Any | EUn | 1975 | CZ04 | cWtd | Cap-Tons | 3340 | 766800 | None | 187 | 0.17 | 0 | 187 | 0.17 | 0 | 187 | 0.17 | 0 | 187 | 0.17 | 0 | DEER:HVAC_Split-Package_AC | Annual | 1719 | 187.4 | 0.1704 | 0 | 187.4 | 0.1704 | 0 | NE-HVAC-airAC-SpltPkg-240to759kBtuh-12p5eer_MZDEER2017AnyEUn1975CZ04cPVVG | 13384 | NE-HVAC-airAC-SpltPkg-240to759kBtuh-12p5eer_SZDEER2017AnyEUn1975CZ04cDXGF | 13383 |  | 201 | 0.156 | 0 | 133 | 0.228 | 0 | 201 | 0.156 | 0 | 133 | 0.228 | 0 | 3470 | 751000 | 2820 | 830000
NE-HVAC-airAC-SpltPkg-240to759kBtuh-12p5eer | DEER2017 | D17 v2 |  | Any | EUn | 1975 | CZ05 | cWtd | Cap-Tons | 2718 | 766800 | None | 141 | 0.11 | 0 | 141 | 0.11 | 0 | 141 | 0.11 | 0 | 141 | 0.11 | 0 | DEER:HVAC_Split-Package_AC | Annual | 1719 | 141.44 | 0.11 | 0 | 141.44 | 0.11 | 0 | NE-HVAC-airAC-SpltPkg-240to759kBtuh-12p5eer_MZDEER2017AnyEUn1975CZ05cPVVG | 13386 | NE-HVAC-airAC-SpltPkg-240to759kBtuh-12p5eer_SZDEER2017AnyEUn1975CZ05cDXGF | 13385 |  | 154 | 0.099 | 0 | 91.2 | 0.154 | 0 | 154 | 0.099 | 0 | 91.2 | 0.154 | 0 | 2850 | 751000 | 2190 | 830000
NE-HVAC-airAC-SpltPkg-240to759kBtuh-12p5eer | DEER2017 | D17 v2 |  | Any | EUn | 1975 | CZ06 | cWtd | Cap-Tons | 3116 | 766800 | None | 222 | 0.145 | 0 | 222 | 0.145 | 0 | 222 | 0.145 | 0 | 222 | 0.145 | 0 | DEER:HVAC_Split-Package_AC | Annual | 1719 | 222 | 0.1454 | 0 | 222 | 0.1454 | 0 | NE-HVAC-airAC-SpltPkg-240to759kBtuh-12p5eer_MZDEER2017AnyEUn1975CZ06cPVVG | 13388 | NE-HVAC-airAC-SpltPkg-240to759kBtuh-12p5eer_SZDEER2017AnyEUn1975CZ06cDXGF | 13387 |  | 240 | 0.133 | 0 | 150 | 0.195 | 0 | 240 | 0.133 | 0 | 150 | 0.195 | 0 | 3230 | 751000 | 2660 | 830000
NE-HVAC-airAC-SpltPkg-240to759kBtuh-12p5eer | DEER2017 | D17 v2 |  | Any | EUn | 1975 | CZ07 | cWtd | Cap-Tons | 2606 | 766800 | None | 236 | 0.155 | 0 | 236 | 0.155 | 0 | 236 | 0.155 | 0 | 236 | 0.155 | 0 | DEER:HVAC_Split-Package_AC | Annual | 1719 | 236.2 | 0.1554 | 0 | 236.2 | 0.1554 | 0 | NE-HVAC-airAC-SpltPkg-240to759kBtuh-12p5eer_MZDEER2017AnyEUn1975CZ07cPVVG | 13390 | NE-HVAC-airAC-SpltPkg-240to759kBtuh-12p5eer_SZDEER2017AnyEUn1975CZ07cDXGF | 13389 |  | 251 | 0.141 | 0 | 177 | 0.213 | 0 | 251 | 0.141 | 0 | 177 | 0.213 | 0 | 2720 | 751000 | 2150 | 830000
NE-HVAC-airAC-SpltPkg-240to759kBtuh-12p5eer | DEER2017 | D17 v2 |  | Any | EUn | 1975 | CZ08 | cWtd | Cap-Tons | 3370 | 766800 | None | 236 | 0.159 | 0 | 236 | 0.159 | 0 | 236 | 0.159 | 0 | 236 | 0.159 | 0 | DEER:HVAC_Split-Package_AC | Annual | 1719 | 236.4 | 0.1594 | 0 | 236.4 | 0.1594 | 0 | NE-HVAC-airAC-SpltPkg-240to759kBtuh-12p5eer_MZDEER2017AnyEUn1975CZ08cPVVG | 13392 | NE-HVAC-airAC-SpltPkg-240to759kBtuh-12p5eer_SZDEER2017AnyEUn1975CZ08cDXGF | 13391 |  | 253 | 0.146 | 0 | 170 | 0.213 | 0 | 253 | 0.146 | 0 | 170 | 0.213 | 0 | 3500 | 751000 | 2850 | 830000
NE-HVAC-airAC-SpltPkg-240to759kBtuh-12p5eer | DEER2017 | D17 v2 |  | Any | EUn | 1975 | CZ09 | cWtd | Cap-Tons | 4100 | 766800 | None | 223 | 0.189 | 0 | 223 | 0.189 | 0 | 223 | 0.189 | 0 | 223 | 0.189 | 0 | DEER:HVAC_Split-Package_AC | Annual | 1719 | 222.8 | 0.1894 | 0 | 222.8 | 0.1894 | 0 | NE-HVAC-airAC-SpltPkg-240to759kBtuh-12p5eer_MZDEER2017AnyEUn1975CZ09cPVVG | 13394 | NE-HVAC-airAC-SpltPkg-240to759kBtuh-12p5eer_SZDEER2017AnyEUn1975CZ09cDXGF | 13393 |  | 242 | 0.177 | 0 | 146 | 0.239 | 0 | 242 | 0.177 | 0 | 146 | 0.239 | 0 | 4220 | 751000 | 3620 | 830000
NE-HVAC-airAC-SpltPkg-240to759kBtuh-12p5eer | DEER2017 | D17 v2 |  | Any | EUn | 1975 | CZ10 | cWtd | Cap-Tons | 3990 | 766800 | None | 233 | 0.198 | 0 | 233 | 0.198 | 0 | 233 | 0.198 | 0 | 233 | 0.198 | 0 | DEER:HVAC_Split-Package_AC | Annual | 1719 | 233 | 0.1978 | 0 | 233 | 0.1978 | 0 | NE-HVAC-airAC-SpltPkg-240to759kBtuh-12p5eer_MZDEER2017AnyEUn1975CZ10cPVVG | 13396 | NE-HVAC-airAC-SpltPkg-240to759kBtuh-12p5eer_SZDEER2017AnyEUn1975CZ10cDXGF | 13395 |  | 249 | 0.182 | 0 | 169 | 0.261 | 0 | 249 | 0.182 | 0 | 169 | 0.261 | 0 | 4110 | 751000 | 3510 | 830000
NE-HVAC-airAC-SpltPkg-240to759kBtuh-12p5eer | DEER2017 | D17 v2 |  | Any | EUn | 1975 | CZ11 | cWtd | Cap-Tons | 3602 | 766800 | None | 233 | 0.17 | 0 | 233 | 0.17 | 0 | 233 | 0.17 | 0 | 233 | 0.17 | 0 | DEER:HVAC_Split-Package_AC | Annual | 1719 | 232.6 | 0.1696 | 0 | 232.6 | 0.1696 | 0 | NE-HVAC-airAC-SpltPkg-240to759kBtuh-12p5eer_MZDEER2017AnyEUn1975CZ11cPVVG | 13398 | NE-HVAC-airAC-SpltPkg-240to759kBtuh-12p5eer_SZDEER2017AnyEUn1975CZ11cDXGF | 13397 |  | 241 | 0.161 | 0 | 199 | 0.204 | 0 | 241 | 0.161 | 0 | 199 | 0.204 | 0 | 3730 | 751000 | 3090 | 830000
NE-HVAC-airAC-SpltPkg-240to759kBtuh-12p5eer | DEER2017 | D17 v2 |  | Any | EUn | 1975 | CZ12 | cWtd | Cap-Tons | 3612 | 766800 | None | 202 | 0.158 | 0 | 202 | 0.158 | 0 | 202 | 0.158 | 0 | 202 | 0.158 | 0 | DEER:HVAC_Split-Package_AC | Annual | 1719 | 202.2 | 0.1584 | 0 | 202.2 | 0.1584 | 0 | NE-HVAC-airAC-SpltPkg-240to759kBtuh-12p5eer_MZDEER2017AnyEUn1975CZ12cPVVG | 13400 | NE-HVAC-airAC-SpltPkg-240to759kBtuh-12p5eer_SZDEER2017AnyEUn1975CZ12cDXGF | 13399 |  | 213 | 0.149 | 0 | 159 | 0.196 | 0 | 213 | 0.149 | 0 | 159 | 0.196 | 0 | 3740 | 751000 | 3100 | 830000
NE-HVAC-airAC-SpltPkg-240to759kBtuh-12p5eer | DEER2017 | D17 v2 |  | Any | EUn | 1975 | CZ13 | cWtd | Cap-Tons | 3722 | 766800 | None | 232 | 0.157 | 0 | 232 | 0.157 | 0 | 232 | 0.157 | 0 | 232 | 0.157 | 0 | DEER:HVAC_Split-Package_AC | Annual | 1719 | 232 | 0.1566 | 0 | 232 | 0.1566 | 0 | NE-HVAC-airAC-SpltPkg-240to759kBtuh-12p5eer_MZDEER2017AnyEUn1975CZ13cPVVG | 13402 | NE-HVAC-airAC-SpltPkg-240to759kBtuh-12p5eer_SZDEER2017AnyEUn1975CZ13cDXGF | 13401 |  | 240 | 0.146 | 0 | 200 | 0.199 | 0 | 240 | 0.146 | 0 | 200 | 0.199 | 0 | 3850 | 751000 | 3210 | 830000
NE-HVAC-airAC-SpltPkg-240to759kBtuh-12p5eer | DEER2017 | D17 v2 |  | Any | EUn | 1975 | CZ14 | cWtd | Cap-Tons | 3638 | 766800 | None | 237 | 0.193 | 0 | 237 | 0.193 | 0 | 237 | 0.193 | 0 | 237 | 0.193 | 0 | DEER:HVAC_Split-Package_AC | Annual | 1719 | 236.8 | 0.193 | 0 | 236.8 | 0.193 | 0 | NE-HVAC-airAC-SpltPkg-240to759kBtuh-12p5eer_MZDEER2017AnyEUn1975CZ14cPVVG | 13404 | NE-HVAC-airAC-SpltPkg-240to759kBtuh-12p5eer_SZDEER2017AnyEUn1975CZ14cDXGF | 13403 |  | 245 | 0.177 | 0 | 204 | 0.257 | 0 | 245 | 0.177 | 0 | 204 | 0.257 | 0 | 3770 | 751000 | 3110 | 830000
NE-HVAC-airAC-SpltPkg-240to759kBtuh-12p5eer | DEER2017 | D17 v2 |  | Any | EUn | 1975 | CZ15 | cWtd | Cap-Tons | 4286 | 766800 | None | 361 | 0.197 | 0 | 361 | 0.197 | 0 | 361 | 0.197 | 0 | 361 | 0.197 | 0 | DEER:HVAC_Split-Package_AC | Annual | 1719 | 361.2 | 0.1972 | 0 | 361.2 | 0.1972 | 0 | NE-HVAC-airAC-SpltPkg-240to759kBtuh-12p5eer_MZDEER2017AnyEUn1975CZ15cPVVG | 13406 | NE-HVAC-airAC-SpltPkg-240to759kBtuh-12p5eer_SZDEER2017AnyEUn1975CZ15cDXGF | 13405 |  | 369 | 0.182 | 0 | 330 | 0.258 | 0 | 369 | 0.182 | 0 | 330 | 0.258 | 0 | 4410 | 751000 | 3790 | 830000
NE-HVAC-airAC-SpltPkg-240to759kBtuh-12p5eer | DEER2017 | D17 v2 |  | Any | EUn | 1975 | CZ16 | cWtd | Cap-Tons | 2614 | 766800 | None | 119 | 0.115 | 0 | 119 | 0.115 | 0 | 119 | 0.115 | 0 | 119 | 0.115 | 0 | DEER:HVAC_Split-Package_AC | Annual | 1719 | 118.96 | 0.1146 | 0 | 118.96 | 0.1146 | 0 | NE-HVAC-airAC-SpltPkg-240to759kBtuh-12p5eer_MZDEER2017AnyEUn1975CZ16cPVVG | 13408 | NE-HVAC-airAC-SpltPkg-240to759kBtuh-12p5eer_SZDEER2017AnyEUn1975CZ16cDXGF | 13407 |  | 124 | 0.107 | 0 | 98.8 | 0.145 | 0 | 124 | 0.107 | 0 | 98.8 | 0.145 | 0 | 2730 | 751000 | 2150 | 830000
NE-HVAC-airAC-SpltPkg-240to759kBtuh-12p5eer | DEER2017 | D17 v2 |  | Any | EUn | 1985 | CZ01 | cWtd | Cap-Tons | 2228 | 766800 | None | 36.8 | 0.0881 | 0 | 36.8 | 0.0881 | 0 | 36.8 | 0.0881 | 0 | 36.8 | 0.0881 | 0 | DEER:HVAC_Split-Package_AC | Annual | 1719 | 36.78 | 0.08812 | 0 | 36.78 | 0.08812 | 0 | NE-HVAC-airAC-SpltPkg-240to759kBtuh-12p5eer_MZDEER2017AnyEUn1985CZ01cPVVG | 34738 | NE-HVAC-airAC-SpltPkg-240to759kBtuh-12p5eer_SZDEER2017AnyEUn1985CZ01cDXGF | 34737 |  | 39.9 | 0.0819 | 0 | 24.3 | 0.113 | 0 | 39.9 | 0.0819 | 0 | 24.3 | 0.113 | 0 | 2320 | 751000 | 1860 | 830000
NE-HVAC-airAC-SpltPkg-240to759kBtuh-12p5eer | DEER2017 | D17 v2 |  | Any | EUn | 1985 | CZ02 | cWtd | Cap-Tons | 2802 | 766800 | None | 168 | 0.187 | 0 | 168 | 0.187 | 0 | 168 | 0.187 | 0 | 168 | 0.187 | 0 | DEER:HVAC_Split-Package_AC | Annual | 1719 | 168 | 0.1868 | 0 | 168 | 0.1868 | 0 | NE-HVAC-airAC-SpltPkg-240to759kBtuh-12p5eer_MZDEER2017AnyEUn1985CZ02cPVVG | 34740 | NE-HVAC-airAC-SpltPkg-240to759kBtuh-12p5eer_SZDEER2017AnyEUn1985CZ02cDXGF | 34739 |  | 176 | 0.179 | 0 | 136 | 0.218 | 0 | 176 | 0.179 | 0 | 136 | 0.218 | 0 | 2880 | 751000 | 2490 | 830000
NE-HVAC-airAC-SpltPkg-240to759kBtuh-12p5eer | DEER2017 | D17 v2 |  | Any | EUn | 1985 | CZ03 | cWtd | Cap-Tons | 2558 | 766800 | None | 121 | 0.121 | 0 | 121 | 0.121 | 0 | 121 | 0.121 | 0 | 121 | 0.121 | 0 | DEER:HVAC_Split-Package_AC | Annual | 1719 | 121.28 | 0.1214 | 0 | 121.28 | 0.1214 | 0 | NE-HVAC-airAC-SpltPkg-240to759kBtuh-12p5eer_MZDEER2017AnyEUn1985CZ03cPVVG | 34742 | NE-HVAC-airAC-SpltPkg-240to759kBtuh-12p5eer_SZDEER2017AnyEUn1985CZ03cDXGF | 34741 |  | 131 | 0.118 | 0 | 82.4 | 0.135 | 0 | 131 | 0.118 | 0 | 82.4 | 0.135 | 0 | 2650 | 751000 | 2190 | 830000
NE-HVAC-airAC-SpltPkg-240to759kBtuh-12p5eer | DEER2017 | D17 v2 |  | Any | EUn | 1985 | CZ04 | cWtd | Cap-Tons | 3014 | 766800 | None | 182 | 0.193 | 0 | 182 | 0.193 | 0 | 182 | 0.193 | 0 | 182 | 0.193 | 0 | DEER:HVAC_Split-Package_AC | Annual | 1719 | 181.8 | 0.1934 | 0 | 181.8 | 0.1934 | 0 | NE-HVAC-airAC-SpltPkg-240to759kBtuh-12p5eer_MZDEER2017AnyEUn1985CZ04cPVVG | 34744 | NE-HVAC-airAC-SpltPkg-240to759kBtuh-12p5eer_SZDEER2017AnyEUn1985CZ04cDXGF | 34743 |  | 193 | 0.184 | 0 | 137 | 0.231 | 0 | 193 | 0.184 | 0 | 137 | 0.231 | 0 | 3100 | 751000 | 2670 | 830000
NE-HVAC-airAC-SpltPkg-240to759kBtuh-12p5eer | DEER2017 | D17 v2 |  | Any | EUn | 1985 | CZ05 | cWtd | Cap-Tons | 2426 | 766800 | None | 131 | 0.131 | 0 | 131 | 0.131 | 0 | 131 | 0.131 | 0 | 131 | 0.131 | 0 | DEER:HVAC_Split-Package_AC | Annual | 1719 | 131.28 | 0.1306 | 0 | 131.28 | 0.1306 | 0 | NE-HVAC-airAC-SpltPkg-240to759kBtuh-12p5eer_MZDEER2017AnyEUn1985CZ05cPVVG | 34746 | NE-HVAC-airAC-SpltPkg-240to759kBtuh-12p5eer_SZDEER2017AnyEUn1985CZ05cDXGF | 34745 |  | 140 | 0.124 | 0 | 96.4 | 0.157 | 0 | 140 | 0.124 | 0 | 96.4 | 0.157 | 0 | 2520 | 751000 | 2050 | 830000
NE-HVAC-airAC-SpltPkg-240to759kBtuh-12p5eer | DEER2017 | D17 v2 |  | Any | EUn | 1985 | CZ06 | cWtd | Cap-Tons | 2798 | 766800 | None | 217 | 0.167 | 0 | 217 | 0.167 | 0 | 217 | 0.167 | 0 | 217 | 0.167 | 0 | DEER:HVAC_Split-Package_AC | Annual | 1719 | 216.8 | 0.167 | 0 | 216.8 | 0.167 | 0 | NE-HVAC-airAC-SpltPkg-240to759kBtuh-12p5eer_MZDEER2017AnyEUn1985CZ06cPVVG | 34748 | NE-HVAC-airAC-SpltPkg-240to759kBtuh-12p5eer_SZDEER2017AnyEUn1985CZ06cDXGF | 34747 |  | 232 | 0.159 | 0 | 156 | 0.199 | 0 | 232 | 0.159 | 0 | 156 | 0.199 | 0 | 2870 | 751000 | 2510 | 830000
NE-HVAC-airAC-SpltPkg-240to759kBtuh-12p5eer | DEER2017 | D17 v2 |  | Any | EUn | 1985 | CZ07 | cWtd | Cap-Tons | 2316 | 766800 | None | 233 | 0.176 | 0 | 233 | 0.176 | 0 | 233 | 0.176 | 0 | 233 | 0.176 | 0 | DEER:HVAC_Split-Package_AC | Annual | 1719 | 232.6 | 0.176 | 0 | 232.6 | 0.176 | 0 | NE-HVAC-airAC-SpltPkg-240to759kBtuh-12p5eer_MZDEER2017AnyEUn1985CZ07cPVVG | 34750 | NE-HVAC-airAC-SpltPkg-240to759kBtuh-12p5eer_SZDEER2017AnyEUn1985CZ07cDXGF | 34749 |  | 244 | 0.166 | 0 | 187 | 0.216 | 0 | 244 | 0.166 | 0 | 187 | 0.216 | 0 | 2390 | 751000 | 2020 | 830000
NE-HVAC-airAC-SpltPkg-240to759kBtuh-12p5eer | DEER2017 | D17 v2 |  | Any | EUn | 1985 | CZ08 | cWtd | Cap-Tons | 3042 | 766800 | None | 235 | 0.183 | 0 | 235 | 0.183 | 0 | 235 | 0.183 | 0 | 235 | 0.183 | 0 | DEER:HVAC_Split-Package_AC | Annual | 1719 | 235.2 | 0.183 | 0 | 235.2 | 0.183 | 0 | NE-HVAC-airAC-SpltPkg-240to759kBtuh-12p5eer_MZDEER2017AnyEUn1985CZ08cPVVG | 34752 | NE-HVAC-airAC-SpltPkg-240to759kBtuh-12p5eer_SZDEER2017AnyEUn1985CZ08cDXGF | 34751 |  | 250 | 0.175 | 0 | 176 | 0.215 | 0 | 250 | 0.175 | 0 | 176 | 0.215 | 0 | 3130 | 751000 | 2690 | 830000
NE-HVAC-airAC-SpltPkg-240to759kBtuh-12p5eer | DEER2017 | D17 v2 |  | Any | EUn | 1985 | CZ09 | cWtd | Cap-Tons | 3746 | 766800 | None | 216 | 0.209 | 0 | 216 | 0.209 | 0 | 216 | 0.209 | 0 | 216 | 0.209 | 0 | DEER:HVAC_Split-Package_AC | Annual | 1719 | 216.2 | 0.2092 | 0 | 216.2 | 0.2092 | 0 | NE-HVAC-airAC-SpltPkg-240to759kBtuh-12p5eer_MZDEER2017AnyEUn1985CZ09cPVVG | 34754 | NE-HVAC-airAC-SpltPkg-240to759kBtuh-12p5eer_SZDEER2017AnyEUn1985CZ09cDXGF | 34753 |  | 233 | 0.201 | 0 | 149 | 0.242 | 0 | 233 | 0.201 | 0 | 149 | 0.242 | 0 | 3820 | 751000 | 3450 | 830000
NE-HVAC-airAC-SpltPkg-240to759kBtuh-12p5eer | DEER2017 | D17 v2 |  | Any | EUn | 1985 | CZ10 | cWtd | Cap-Tons | 3636 | 766800 | None | 232 | 0.226 | 0 | 232 | 0.226 | 0 | 232 | 0.226 | 0 | 232 | 0.226 | 0 | DEER:HVAC_Split-Package_AC | Annual | 1719 | 232.2 | 0.2256 | 0 | 232.2 | 0.2256 | 0 | NE-HVAC-airAC-SpltPkg-240to759kBtuh-12p5eer_MZDEER2017AnyEUn1985CZ10cPVVG | 34756 | NE-HVAC-airAC-SpltPkg-240to759kBtuh-12p5eer_SZDEER2017AnyEUn1985CZ10cDXGF | 34755 |  | 247 | 0.216 | 0 | 173 | 0.264 | 0 | 247 | 0.216 | 0 | 173 | 0.264 | 0 | 3710 | 751000 | 3340 | 830000
NE-HVAC-airAC-SpltPkg-240to759kBtuh-12p5eer | DEER2017 | D17 v2 |  | Any | EUn | 1985 | CZ11 | cWtd | Cap-Tons | 3256 | 766800 | None | 233 | 0.179 | 0 | 233 | 0.179 | 0 | 233 | 0.179 | 0 | 233 | 0.179 | 0 | DEER:HVAC_Split-Package_AC | Annual | 1719 | 233 | 0.1788 | 0 | 233 | 0.1788 | 0 | NE-HVAC-airAC-SpltPkg-240to759kBtuh-12p5eer_MZDEER2017AnyEUn1985CZ11cPVVG | 34758 | NE-HVAC-airAC-SpltPkg-240to759kBtuh-12p5eer_SZDEER2017AnyEUn1985CZ11cDXGF | 34757 |  | 240 | 0.171 | 0 | 205 | 0.21 | 0 | 240 | 0.171 | 0 | 205 | 0.21 | 0 | 3340 | 751000 | 2920 | 830000
NE-HVAC-airAC-SpltPkg-240to759kBtuh-12p5eer | DEER2017 | D17 v2 |  | Any | EUn | 1985 | CZ12 | cWtd | Cap-Tons | 3276 | 766800 | None | 200 | 0.175 | 0 | 200 | 0.175 | 0 | 200 | 0.175 | 0 | 200 | 0.175 | 0 | DEER:HVAC_Split-Package_AC | Annual | 1719 | 200 | 0.1746 | 0 | 200 | 0.1746 | 0 | NE-HVAC-airAC-SpltPkg-240to759kBtuh-12p5eer_MZDEER2017AnyEUn1985CZ12cPVVG | 34760 | NE-HVAC-airAC-SpltPkg-240to759kBtuh-12p5eer_SZDEER2017AnyEUn1985CZ12cDXGF | 34759 |  | 209 | 0.168 | 0 | 164 | 0.201 | 0 | 209 | 0.168 | 0 | 164 | 0.201 | 0 | 3360 | 751000 | 2940 | 830000
NE-HVAC-airAC-SpltPkg-240to759kBtuh-12p5eer | DEER2017 | D17 v2 |  | Any | EUn | 1985 | CZ13 | cWtd | Cap-Tons | 3378 | 766800 | None | 236 | 0.174 | 0 | 236 | 0.174 | 0 | 236 | 0.174 | 0 | 236 | 0.174 | 0 | DEER:HVAC_Split-Package_AC | Annual | 1719 | 236.2 | 0.1742 | 0 | 236.2 | 0.1742 | 0 | NE-HVAC-airAC-SpltPkg-240to759kBtuh-12p5eer_MZDEER2017AnyEUn1985CZ13cPVVG | 34762 | NE-HVAC-airAC-SpltPkg-240to759kBtuh-12p5eer_SZDEER2017AnyEUn1985CZ13cDXGF | 34761 |  | 244 | 0.167 | 0 | 205 | 0.203 | 0 | 244 | 0.167 | 0 | 205 | 0.203 | 0 | 3460 | 751000 | 3050 | 830000
NE-HVAC-airAC-SpltPkg-240to759kBtuh-12p5eer | DEER2017 | D17 v2 |  | Any | EUn | 1985 | CZ14 | cWtd | Cap-Tons | 3286 | 766800 | None | 238 | 0.223 | 0 | 238 | 0.223 | 0 | 238 | 0.223 | 0 | 238 | 0.223 | 0 | DEER:HVAC_Split-Package_AC | Annual | 1719 | 237.8 | 0.223 | 0 | 237.8 | 0.223 | 0 | NE-HVAC-airAC-SpltPkg-240to759kBtuh-12p5eer_MZDEER2017AnyEUn1985CZ14cPVVG | 34764 | NE-HVAC-airAC-SpltPkg-240to759kBtuh-12p5eer_SZDEER2017AnyEUn1985CZ14cDXGF | 34763 |  | 245 | 0.214 | 0 | 209 | 0.259 | 0 | 245 | 0.214 | 0 | 209 | 0.259 | 0 | 3370 | 751000 | 2950 | 830000
NE-HVAC-airAC-SpltPkg-240to759kBtuh-12p5eer | DEER2017 | D17 v2 |  | Any | EUn | 1985 | CZ15 | cWtd | Cap-Tons | 3906 | 766800 | None | 372 | 0.222 | 0 | 372 | 0.222 | 0 | 372 | 0.222 | 0 | 372 | 0.222 | 0 | DEER:HVAC_Split-Package_AC | Annual | 1719 | 371.6 | 0.2218 | 0 | 371.6 | 0.2218 | 0 | NE-HVAC-airAC-SpltPkg-240to759kBtuh-12p5eer_MZDEER2017AnyEUn1985CZ15cPVVG | 34766 | NE-HVAC-airAC-SpltPkg-240to759kBtuh-12p5eer_SZDEER2017AnyEUn1985CZ15cDXGF | 34765 |  | 380 | 0.212 | 0 | 338 | 0.261 | 0 | 380 | 0.212 | 0 | 338 | 0.261 | 0 | 3980 | 751000 | 3610 | 830000
NE-HVAC-airAC-SpltPkg-240to759kBtuh-12p5eer | DEER2017 | D17 v2 |  | Any | EUn | 1985 | CZ16 | cWtd | Cap-Tons | 2324 | 766800 | None | 121 | 0.129 | 0 | 121 | 0.129 | 0 | 121 | 0.129 | 0 | 121 | 0.129 | 0 | DEER:HVAC_Split-Package_AC | Annual | 1719 | 121.2 | 0.1288 | 0 | 121.2 | 0.1288 | 0 | NE-HVAC-airAC-SpltPkg-240to759kBtuh-12p5eer_MZDEER2017AnyEUn1985CZ16cPVVG | 34768 | NE-HVAC-airAC-SpltPkg-240to759kBtuh-12p5eer_SZDEER2017AnyEUn1985CZ16cDXGF | 34767 |  | 126 | 0.124 | 0 | 102 | 0.148 | 0 | 126 | 0.124 | 0 | 102 | 0.148 | 0 | 2400 | 751000 | 2020 | 830000
NE-HVAC-airAC-SpltPkg-240to759kBtuh-12p5eer | DEER2017 | D17 v2 |  | Any | EUn | 1996 | CZ01 | cWtd | Cap-Tons | 1812 | 766800 | None | 47.3 | 0.0971 | 0 | 47.3 | 0.0971 | 0 | 47.3 | 0.0971 | 0 | 47.3 | 0.0971 | 0 | DEER:HVAC_Split-Package_AC | Annual | 1719 | 47.32 | 0.09708 | 0 | 47.32 | 0.09708 | 0 | NE-HVAC-airAC-SpltPkg-240to759kBtuh-12p5eer_MZDEER2017AnyEUn1996CZ01cPVVG | 56098 | NE-HVAC-airAC-SpltPkg-240to759kBtuh-12p5eer_SZDEER2017AnyEUn1996CZ01cDXGF | 56097 |  | 53 | 0.0911 | 0 | 24.6 | 0.121 | 0 | 53 | 0.0911 | 0 | 24.6 | 0.121 | 0 | 1870 | 751000 | 1580 | 830000
NE-HVAC-airAC-SpltPkg-240to759kBtuh-12p5eer | DEER2017 | D17 v2 |  | Any | EUn | 1996 | CZ02 | cWtd | Cap-Tons | 2416 | 766800 | None | 178 | 0.196 | 0 | 178 | 0.196 | 0 | 178 | 0.196 | 0 | 178 | 0.196 | 0 | DEER:HVAC_Split-Package_AC | Annual | 1719 | 178 | 0.1962 | 0 | 178 | 0.1962 | 0 | NE-HVAC-airAC-SpltPkg-240to759kBtuh-12p5eer_MZDEER2017AnyEUn1996CZ02cPVVG | 56100 | NE-HVAC-airAC-SpltPkg-240to759kBtuh-12p5eer_SZDEER2017AnyEUn1996CZ02cDXGF | 56099 |  | 189 | 0.19 | 0 | 134 | 0.221 | 0 | 189 | 0.19 | 0 | 134 | 0.221 | 0 | 2460 | 751000 | 2240 | 830000
NE-HVAC-airAC-SpltPkg-240to759kBtuh-12p5eer | DEER2017 | D17 v2 |  | Any | EUn | 1996 | CZ03 | cWtd | Cap-Tons | 2200 | 766800 | None | 131 | 0.127 | 0 | 131 | 0.127 | 0 | 131 | 0.127 | 0 | 131 | 0.127 | 0 | DEER:HVAC_Split-Package_AC | Annual | 1719 | 130.8 | 0.1274 | 0 | 130.8 | 0.1274 | 0 | NE-HVAC-airAC-SpltPkg-240to759kBtuh-12p5eer_MZDEER2017AnyEUn1996CZ03cPVVG | 56102 | NE-HVAC-airAC-SpltPkg-240to759kBtuh-12p5eer_SZDEER2017AnyEUn1996CZ03cDXGF | 56101 |  | 143 | 0.125 | 0 | 82 | 0.137 | 0 | 143 | 0.125 | 0 | 82 | 0.137 | 0 | 2260 | 751000 | 1960 | 830000
NE-HVAC-airAC-SpltPkg-240to759kBtuh-12p5eer | DEER2017 | D17 v2 |  | Any | EUn | 1996 | CZ04 | cWtd | Cap-Tons | 2628 | 766800 | None | 192 | 0.203 | 0 | 192 | 0.203 | 0 | 192 | 0.203 | 0 | 192 | 0.203 | 0 | DEER:HVAC_Split-Package_AC | Annual | 1719 | 192 | 0.203 | 0 | 192 | 0.203 | 0 | NE-HVAC-airAC-SpltPkg-240to759kBtuh-12p5eer_MZDEER2017AnyEUn1996CZ04cPVVG | 56104 | NE-HVAC-airAC-SpltPkg-240to759kBtuh-12p5eer_SZDEER2017AnyEUn1996CZ04cDXGF | 56103 |  | 206 | 0.195 | 0 | 136 | 0.235 | 0 | 206 | 0.195 | 0 | 136 | 0.235 | 0 | 2680 | 751000 | 2420 | 830000
NE-HVAC-airAC-SpltPkg-240to759kBtuh-12p5eer | DEER2017 | D17 v2 |  | Any | EUn | 1996 | CZ05 | cWtd | Cap-Tons | 2060 | 766800 | None | 142 | 0.137 | 0 | 142 | 0.137 | 0 | 142 | 0.137 | 0 | 142 | 0.137 | 0 | DEER:HVAC_Split-Package_AC | Annual | 1719 | 142.48 | 0.1368 | 0 | 142.48 | 0.1368 | 0 | NE-HVAC-airAC-SpltPkg-240to759kBtuh-12p5eer_MZDEER2017AnyEUn1996CZ05cPVVG | 56106 | NE-HVAC-airAC-SpltPkg-240to759kBtuh-12p5eer_SZDEER2017AnyEUn1996CZ05cDXGF | 56105 |  | 154 | 0.131 | 0 | 96.4 | 0.16 | 0 | 154 | 0.131 | 0 | 96.4 | 0.16 | 0 | 2120 | 751000 | 1820 | 830000
NE-HVAC-airAC-SpltPkg-240to759kBtuh-12p5eer | DEER2017 | D17 v2 |  | Any | EUn | 1996 | CZ06 | cWtd | Cap-Tons | 2428 | 766800 | None | 228 | 0.177 | 0 | 228 | 0.177 | 0 | 228 | 0.177 | 0 | 228 | 0.177 | 0 | DEER:HVAC_Split-Package_AC | Annual | 1719 | 228 | 0.1768 | 0 | 228 | 0.1768 | 0 | NE-HVAC-airAC-SpltPkg-240to759kBtuh-12p5eer_MZDEER2017AnyEUn1996CZ06cPVVG | 56108 | NE-HVAC-airAC-SpltPkg-240to759kBtuh-12p5eer_SZDEER2017AnyEUn1996CZ06cDXGF | 56107 |  | 246 | 0.17 | 0 | 156 | 0.204 | 0 | 246 | 0.17 | 0 | 156 | 0.204 | 0 | 2470 | 751000 | 2260 | 830000
NE-HVAC-airAC-SpltPkg-240to759kBtuh-12p5eer | DEER2017 | D17 v2 |  | Any | EUn | 1996 | CZ07 | cWtd | Cap-Tons | 2400 | 766800 | None | 220 | 0.163 | 0 | 220 | 0.163 | 0 | 220 | 0.163 | 0 | 220 | 0.163 | 0 | DEER:HVAC_Split-Package_AC | Annual | 1719 | 219.8 | 0.1628 | 0 | 219.8 | 0.1628 | 0 | NE-HVAC-airAC-SpltPkg-240to759kBtuh-12p5eer_MZDEER2017AnyEUn1996CZ07cPVVG | 56110 | NE-HVAC-airAC-SpltPkg-240to759kBtuh-12p5eer_SZDEER2017AnyEUn1996CZ07cDXGF | 56109 |  | 241 | 0.155 | 0 | 135 | 0.194 | 0 | 241 | 0.155 | 0 | 135 | 0.194 | 0 | 2460 | 751000 | 2160 | 830000
NE-HVAC-airAC-SpltPkg-240to759kBtuh-12p5eer | DEER2017 | D17 v2 |  | Any | EUn | 1996 | CZ08 | cWtd | Cap-Tons | 2656 | 766800 | None | 244 | 0.192 | 0 | 244 | 0.192 | 0 | 244 | 0.192 | 0 | 244 | 0.192 | 0 | DEER:HVAC_Split-Package_AC | Annual | 1719 | 244 | 0.1918 | 0 | 244 | 0.1918 | 0 | NE-HVAC-airAC-SpltPkg-240to759kBtuh-12p5eer_MZDEER2017AnyEUn1996CZ08cPVVG | 56112 | NE-HVAC-airAC-SpltPkg-240to759kBtuh-12p5eer_SZDEER2017AnyEUn1996CZ08cDXGF | 56111 |  | 261 | 0.185 | 0 | 176 | 0.219 | 0 | 261 | 0.185 | 0 | 176 | 0.219 | 0 | 2710 | 751000 | 2440 | 830000
NE-HVAC-airAC-SpltPkg-240to759kBtuh-12p5eer | DEER2017 | D17 v2 |  | Any | EUn | 1996 | CZ09 | cWtd | Cap-Tons | 3330 | 766800 | None | 224 | 0.218 | 0 | 224 | 0.218 | 0 | 224 | 0.218 | 0 | 224 | 0.218 | 0 | DEER:HVAC_Split-Package_AC | Annual | 1719 | 223.6 | 0.218 | 0 | 223.6 | 0.218 | 0 | NE-HVAC-airAC-SpltPkg-240to759kBtuh-12p5eer_MZDEER2017AnyEUn1996CZ09cPVVG | 56114 | NE-HVAC-airAC-SpltPkg-240to759kBtuh-12p5eer_SZDEER2017AnyEUn1996CZ09cDXGF | 56113 |  | 242 | 0.211 | 0 | 150 | 0.246 | 0 | 242 | 0.211 | 0 | 150 | 0.246 | 0 | 3370 | 751000 | 3170 | 830000
NE-HVAC-airAC-SpltPkg-240to759kBtuh-12p5eer | DEER2017 | D17 v2 |  | Any | EUn | 1996 | CZ10 | cWtd | Cap-Tons | 3204 | 766800 | None | 239 | 0.234 | 0 | 239 | 0.234 | 0 | 239 | 0.234 | 0 | 239 | 0.234 | 0 | DEER:HVAC_Split-Package_AC | Annual | 1719 | 238.8 | 0.2342 | 0 | 238.8 | 0.2342 | 0 | NE-HVAC-airAC-SpltPkg-240to759kBtuh-12p5eer_MZDEER2017AnyEUn1996CZ10cPVVG | 56116 | NE-HVAC-airAC-SpltPkg-240to759kBtuh-12p5eer_SZDEER2017AnyEUn1996CZ10cDXGF | 56115 |  | 255 | 0.226 | 0 | 174 | 0.267 | 0 | 255 | 0.226 | 0 | 174 | 0.267 | 0 | 3240 | 751000 | 3060 | 830000
NE-HVAC-airAC-SpltPkg-240to759kBtuh-12p5eer | DEER2017 | D17 v2 |  | Any | EUn | 1996 | CZ11 | cWtd | Cap-Tons | 2754 | 766800 | None | 241 | 0.189 | 0 | 241 | 0.189 | 0 | 241 | 0.189 | 0 | 241 | 0.189 | 0 | DEER:HVAC_Split-Package_AC | Annual | 1719 | 240.6 | 0.1894 | 0 | 240.6 | 0.1894 | 0 | NE-HVAC-airAC-SpltPkg-240to759kBtuh-12p5eer_MZDEER2017AnyEUn1996CZ11cPVVG | 56118 | NE-HVAC-airAC-SpltPkg-240to759kBtuh-12p5eer_SZDEER2017AnyEUn1996CZ11cDXGF | 56117 |  | 249 | 0.183 | 0 | 207 | 0.215 | 0 | 249 | 0.183 | 0 | 207 | 0.215 | 0 | 2800 | 751000 | 2570 | 830000
NE-HVAC-airAC-SpltPkg-240to759kBtuh-12p5eer | DEER2017 | D17 v2 |  | Any | EUn | 1996 | CZ12 | cWtd | Cap-Tons | 2794 | 766800 | None | 208 | 0.183 | 0 | 208 | 0.183 | 0 | 208 | 0.183 | 0 | 208 | 0.183 | 0 | DEER:HVAC_Split-Package_AC | Annual | 1719 | 207.6 | 0.1826 | 0 | 207.6 | 0.1826 | 0 | NE-HVAC-airAC-SpltPkg-240to759kBtuh-12p5eer_MZDEER2017AnyEUn1996CZ12cPVVG | 56120 | NE-HVAC-airAC-SpltPkg-240to759kBtuh-12p5eer_SZDEER2017AnyEUn1996CZ12cDXGF | 56119 |  | 219 | 0.177 | 0 | 162 | 0.205 | 0 | 219 | 0.177 | 0 | 162 | 0.205 | 0 | 2840 | 751000 | 2610 | 830000
NE-HVAC-airAC-SpltPkg-240to759kBtuh-12p5eer | DEER2017 | D17 v2 |  | Any | EUn | 1996 | CZ13 | cWtd | Cap-Tons | 2878 | 766800 | None | 245 | 0.183 | 0 | 245 | 0.183 | 0 | 245 | 0.183 | 0 | 245 | 0.183 | 0 | DEER:HVAC_Split-Package_AC | Annual | 1719 | 244.6 | 0.1828 | 0 | 244.6 | 0.1828 | 0 | NE-HVAC-airAC-SpltPkg-240to759kBtuh-12p5eer_MZDEER2017AnyEUn1996CZ13cPVVG | 56122 | NE-HVAC-airAC-SpltPkg-240to759kBtuh-12p5eer_SZDEER2017AnyEUn1996CZ13cDXGF | 56121 |  | 254 | 0.176 | 0 | 207 | 0.21 | 0 | 254 | 0.176 | 0 | 207 | 0.21 | 0 | 2920 | 751000 | 2710 | 830000
NE-HVAC-airAC-SpltPkg-240to759kBtuh-12p5eer | DEER2017 | D17 v2 |  | Any | EUn | 1996 | CZ14 | cWtd | Cap-Tons | 2772 | 766800 | None | 245 | 0.234 | 0 | 245 | 0.234 | 0 | 245 | 0.234 | 0 | 245 | 0.234 | 0 | DEER:HVAC_Split-Package_AC | Annual | 1719 | 244.6 | 0.2342 | 0 | 244.6 | 0.2342 | 0 | NE-HVAC-airAC-SpltPkg-240to759kBtuh-12p5eer_MZDEER2017AnyEUn1996CZ14cPVVG | 56124 | NE-HVAC-airAC-SpltPkg-240to759kBtuh-12p5eer_SZDEER2017AnyEUn1996CZ14cDXGF | 56123 |  | 253 | 0.227 | 0 | 211 | 0.263 | 0 | 253 | 0.227 | 0 | 211 | 0.263 | 0 | 2820 | 751000 | 2580 | 830000
NE-HVAC-airAC-SpltPkg-240to759kBtuh-12p5eer | DEER2017 | D17 v2 |  | Any | EUn | 1996 | CZ15 | cWtd | Cap-Tons | 3346 | 766800 | None | 378 | 0.233 | 0 | 378 | 0.233 | 0 | 378 | 0.233 | 0 | 378 | 0.233 | 0 | DEER:HVAC_Split-Package_AC | Annual | 1719 | 377.6 | 0.2332 | 0 | 377.6 | 0.2332 | 0 | NE-HVAC-airAC-SpltPkg-240to759kBtuh-12p5eer_MZDEER2017AnyEUn1996CZ15cPVVG | 56126 | NE-HVAC-airAC-SpltPkg-240to759kBtuh-12p5eer_SZDEER2017AnyEUn1996CZ15cDXGF | 56125 |  | 386 | 0.225 | 0 | 344 | 0.266 | 0 | 386 | 0.225 | 0 | 344 | 0.266 | 0 | 3380 | 751000 | 3210 | 830000
NE-HVAC-airAC-SpltPkg-240to759kBtuh-12p5eer | DEER2017 | D17 v2 |  | Any | EUn | 1996 | CZ16 | cWtd | Cap-Tons | 1888 | 766800 | None | 128 | 0.138 | 0 | 128 | 0.138 | 0 | 128 | 0.138 | 0 | 128 | 0.138 | 0 | DEER:HVAC_Split-Package_AC | Annual | 1719 | 128.4 | 0.1378 | 0 | 128.4 | 0.1378 | 0 | NE-HVAC-airAC-SpltPkg-240to759kBtuh-12p5eer_MZDEER2017AnyEUn1996CZ16cPVVG | 56128 | NE-HVAC-airAC-SpltPkg-240to759kBtuh-12p5eer_SZDEER2017AnyEUn1996CZ16cDXGF | 56127 |  | 135 | 0.134 | 0 | 102 | 0.153 | 0 | 135 | 0.134 | 0 | 102 | 0.153 | 0 | 1930 | 751000 | 1720 | 830000
NE-HVAC-airAC-SpltPkg-240to759kBtuh-12p5eer | DEER2017 | D17 v2 |  | Any | EUn | 2003 | CZ01 | cWtd | Cap-Tons | 1680 | 766800 | None | 67 | 0.105 | 0 | 67 | 0.105 | 0 | 67 | 0.105 | 0 | 67 | 0.105 | 0 | DEER:HVAC_Split-Package_AC | Annual | 1719 | 66.96 | 0.10464 | 0 | 66.96 | 0.10464 | 0 | NE-HVAC-airAC-SpltPkg-240to759kBtuh-12p5eer_MZDEER2017AnyEUn2003CZ01cPVVG | 77458 | NE-HVAC-airAC-SpltPkg-240to759kBtuh-12p5eer_SZDEER2017AnyEUn2003CZ01cDXGF | 77457 |  | 76.8 | 0.0998 | 0 | 27.6 | 0.124 | 0 | 76.8 | 0.0998 | 0 | 27.6 | 0.124 | 0 | 1720 | 751000 | 1520 | 830000
NE-HVAC-airAC-SpltPkg-240to759kBtuh-12p5eer | DEER2017 | D17 v2 |  | Any | EUn | 2003 | CZ02 | cWtd | Cap-Tons | 2432 | 766800 | None | 151 | 0.17 | 0 | 151 | 0.17 | 0 | 151 | 0.17 | 0 | 151 | 0.17 | 0 | DEER:HVAC_Split-Package_AC | Annual | 1719 | 151 | 0.1696 | 0 | 151 | 0.1696 | 0 | NE-HVAC-airAC-SpltPkg-240to759kBtuh-12p5eer_MZDEER2017AnyEUn2003CZ02cPVVG | 77460 | NE-HVAC-airAC-SpltPkg-240to759kBtuh-12p5eer_SZDEER2017AnyEUn2003CZ02cDXGF | 77459 |  | 160 | 0.163 | 0 | 115 | 0.196 | 0 | 160 | 0.163 | 0 | 115 | 0.196 | 0 | 2460 | 751000 | 2320 | 830000
NE-HVAC-airAC-SpltPkg-240to759kBtuh-12p5eer | DEER2017 | D17 v2 |  | Any | EUn | 2003 | CZ03 | cWtd | Cap-Tons | 2030 | 766800 | None | 138 | 0.122 | 0 | 138 | 0.122 | 0 | 138 | 0.122 | 0 | 138 | 0.122 | 0 | DEER:HVAC_Split-Package_AC | Annual | 1719 | 138.44 | 0.1216 | 0 | 138.44 | 0.1216 | 0 | NE-HVAC-airAC-SpltPkg-240to759kBtuh-12p5eer_MZDEER2017AnyEUn2003CZ03cPVVG | 77462 | NE-HVAC-airAC-SpltPkg-240to759kBtuh-12p5eer_SZDEER2017AnyEUn2003CZ03cDXGF | 77461 |  | 152 | 0.118 | 0 | 84.2 | 0.136 | 0 | 152 | 0.118 | 0 | 84.2 | 0.136 | 0 | 2070 | 751000 | 1870 | 830000
NE-HVAC-airAC-SpltPkg-240to759kBtuh-12p5eer | DEER2017 | D17 v2 |  | Any | EUn | 2003 | CZ04 | cWtd | Cap-Tons | 2418 | 766800 | None | 185 | 0.2 | 0 | 185 | 0.2 | 0 | 185 | 0.2 | 0 | 185 | 0.2 | 0 | DEER:HVAC_Split-Package_AC | Annual | 1719 | 185 | 0.1998 | 0 | 185 | 0.1998 | 0 | NE-HVAC-airAC-SpltPkg-240to759kBtuh-12p5eer_MZDEER2017AnyEUn2003CZ04cPVVG | 77464 | NE-HVAC-airAC-SpltPkg-240to759kBtuh-12p5eer_SZDEER2017AnyEUn2003CZ04cDXGF | 77463 |  | 197 | 0.191 | 0 | 137 | 0.235 | 0 | 197 | 0.191 | 0 | 137 | 0.235 | 0 | 2450 | 751000 | 2290 | 830000
NE-HVAC-airAC-SpltPkg-240to759kBtuh-12p5eer | DEER2017 | D17 v2 |  | Any | EUn | 2003 | CZ05 | cWtd | Cap-Tons | 1888 | 766800 | None | 149 | 0.132 | 0 | 149 | 0.132 | 0 | 149 | 0.132 | 0 | 149 | 0.132 | 0 | DEER:HVAC_Split-Package_AC | Annual | 1719 | 149.36 | 0.1318 | 0 | 149.36 | 0.1318 | 0 | NE-HVAC-airAC-SpltPkg-240to759kBtuh-12p5eer_MZDEER2017AnyEUn2003CZ05cPVVG | 77466 | NE-HVAC-airAC-SpltPkg-240to759kBtuh-12p5eer_SZDEER2017AnyEUn2003CZ05cDXGF | 77465 |  | 162 | 0.125 | 0 | 98.8 | 0.159 | 0 | 162 | 0.125 | 0 | 98.8 | 0.159 | 0 | 1930 | 751000 | 1720 | 830000
NE-HVAC-airAC-SpltPkg-240to759kBtuh-12p5eer | DEER2017 | D17 v2 |  | Any | EUn | 2003 | CZ06 | cWtd | Cap-Tons | 2268 | 766800 | None | 226 | 0.174 | 0 | 226 | 0.174 | 0 | 226 | 0.174 | 0 | 226 | 0.174 | 0 | DEER:HVAC_Split-Package_AC | Annual | 1719 | 226.2 | 0.174 | 0 | 226.2 | 0.174 | 0 | NE-HVAC-airAC-SpltPkg-240to759kBtuh-12p5eer_MZDEER2017AnyEUn2003CZ06cPVVG | 77468 | NE-HVAC-airAC-SpltPkg-240to759kBtuh-12p5eer_SZDEER2017AnyEUn2003CZ06cDXGF | 77467 |  | 243 | 0.167 | 0 | 159 | 0.202 | 0 | 243 | 0.167 | 0 | 159 | 0.202 | 0 | 2290 | 751000 | 2180 | 830000
NE-HVAC-airAC-SpltPkg-240to759kBtuh-12p5eer | DEER2017 | D17 v2 |  | Any | EUn | 2003 | CZ07 | cWtd | Cap-Tons | 1840 | 766800 | None | 257 | 0.191 | 0 | 257 | 0.191 | 0 | 257 | 0.191 | 0 | 257 | 0.191 | 0 | DEER:HVAC_Split-Package_AC | Annual | 1719 | 257.2 | 0.1912 | 0 | 257.2 | 0.1912 | 0 | NE-HVAC-airAC-SpltPkg-240to759kBtuh-12p5eer_MZDEER2017AnyEUn2003CZ07cPVVG | 77470 | NE-HVAC-airAC-SpltPkg-240to759kBtuh-12p5eer_SZDEER2017AnyEUn2003CZ07cDXGF | 77469 |  | 272 | 0.184 | 0 | 198 | 0.22 | 0 | 272 | 0.184 | 0 | 198 | 0.22 | 0 | 1870 | 751000 | 1720 | 830000
NE-HVAC-airAC-SpltPkg-240to759kBtuh-12p5eer | DEER2017 | D17 v2 |  | Any | EUn | 2003 | CZ08 | cWtd | Cap-Tons | 2494 | 766800 | None | 237 | 0.188 | 0 | 237 | 0.188 | 0 | 237 | 0.188 | 0 | 237 | 0.188 | 0 | DEER:HVAC_Split-Package_AC | Annual | 1719 | 237.4 | 0.1884 | 0 | 237.4 | 0.1884 | 0 | NE-HVAC-airAC-SpltPkg-240to759kBtuh-12p5eer_MZDEER2017AnyEUn2003CZ08cPVVG | 77472 | NE-HVAC-airAC-SpltPkg-240to759kBtuh-12p5eer_SZDEER2017AnyEUn2003CZ08cDXGF | 77471 |  | 252 | 0.181 | 0 | 179 | 0.218 | 0 | 252 | 0.181 | 0 | 179 | 0.218 | 0 | 2530 | 751000 | 2350 | 830000
NE-HVAC-airAC-SpltPkg-240to759kBtuh-12p5eer | DEER2017 | D17 v2 |  | Any | EUn | 2003 | CZ09 | cWtd | Cap-Tons | 3116 | 766800 | None | 212 | 0.216 | 0 | 212 | 0.216 | 0 | 212 | 0.216 | 0 | 212 | 0.216 | 0 | DEER:HVAC_Split-Package_AC | Annual | 1719 | 211.6 | 0.2162 | 0 | 211.6 | 0.2162 | 0 | NE-HVAC-airAC-SpltPkg-240to759kBtuh-12p5eer_MZDEER2017AnyEUn2003CZ09cPVVG | 77474 | NE-HVAC-airAC-SpltPkg-240to759kBtuh-12p5eer_SZDEER2017AnyEUn2003CZ09cDXGF | 77473 |  | 227 | 0.209 | 0 | 150 | 0.245 | 0 | 227 | 0.209 | 0 | 150 | 0.245 | 0 | 3130 | 751000 | 3060 | 830000
NE-HVAC-airAC-SpltPkg-240to759kBtuh-12p5eer | DEER2017 | D17 v2 |  | Any | EUn | 2003 | CZ10 | cWtd | Cap-Tons | 2672 | 766800 | None | 233 | 0.242 | 0 | 233 | 0.242 | 0 | 233 | 0.242 | 0 | 233 | 0.242 | 0 | DEER:HVAC_Split-Package_AC | Annual | 1719 | 232.6 | 0.2424 | 0 | 232.6 | 0.2424 | 0 | NE-HVAC-airAC-SpltPkg-240to759kBtuh-12p5eer_MZDEER2017AnyEUn2003CZ10cPVVG | 77476 | NE-HVAC-airAC-SpltPkg-240to759kBtuh-12p5eer_SZDEER2017AnyEUn2003CZ10cDXGF | 77475 |  | 244 | 0.234 | 0 | 187 | 0.276 | 0 | 244 | 0.234 | 0 | 187 | 0.276 | 0 | 2690 | 751000 | 2600 | 830000
NE-HVAC-airAC-SpltPkg-240to759kBtuh-12p5eer | DEER2017 | D17 v2 |  | Any | EUn | 2003 | CZ11 | cWtd | Cap-Tons | 2456 | 766800 | None | 233 | 0.187 | 0 | 233 | 0.187 | 0 | 233 | 0.187 | 0 | 233 | 0.187 | 0 | DEER:HVAC_Split-Package_AC | Annual | 1719 | 232.6 | 0.1868 | 0 | 232.6 | 0.1868 | 0 | NE-HVAC-airAC-SpltPkg-240to759kBtuh-12p5eer_MZDEER2017AnyEUn2003CZ11cPVVG | 77478 | NE-HVAC-airAC-SpltPkg-240to759kBtuh-12p5eer_SZDEER2017AnyEUn2003CZ11cDXGF | 77477 |  | 238 | 0.18 | 0 | 211 | 0.214 | 0 | 238 | 0.18 | 0 | 211 | 0.214 | 0 | 2480 | 751000 | 2360 | 830000
NE-HVAC-airAC-SpltPkg-240to759kBtuh-12p5eer | DEER2017 | D17 v2 |  | Any | EUn | 2003 | CZ12 | cWtd | Cap-Tons | 2526 | 766800 | None | 195 | 0.179 | 0 | 195 | 0.179 | 0 | 195 | 0.179 | 0 | 195 | 0.179 | 0 | DEER:HVAC_Split-Package_AC | Annual | 1719 | 194.6 | 0.1786 | 0 | 194.6 | 0.1786 | 0 | NE-HVAC-airAC-SpltPkg-240to759kBtuh-12p5eer_MZDEER2017AnyEUn2003CZ12cPVVG | 77480 | NE-HVAC-airAC-SpltPkg-240to759kBtuh-12p5eer_SZDEER2017AnyEUn2003CZ12cDXGF | 77479 |  | 202 | 0.172 | 0 | 165 | 0.205 | 0 | 202 | 0.172 | 0 | 165 | 0.205 | 0 | 2550 | 751000 | 2430 | 830000
NE-HVAC-airAC-SpltPkg-240to759kBtuh-12p5eer | DEER2017 | D17 v2 |  | Any | EUn | 2003 | CZ13 | cWtd | Cap-Tons | 2658 | 766800 | None | 227 | 0.176 | 0 | 227 | 0.176 | 0 | 227 | 0.176 | 0 | 227 | 0.176 | 0 | DEER:HVAC_Split-Package_AC | Annual | 1719 | 227.2 | 0.1762 | 0 | 227.2 | 0.1762 | 0 | NE-HVAC-airAC-SpltPkg-240to759kBtuh-12p5eer_MZDEER2017AnyEUn2003CZ13cPVVG | 77482 | NE-HVAC-airAC-SpltPkg-240to759kBtuh-12p5eer_SZDEER2017AnyEUn2003CZ13cDXGF | 77481 |  | 233 | 0.169 | 0 | 204 | 0.205 | 0 | 233 | 0.169 | 0 | 204 | 0.205 | 0 | 2680 | 751000 | 2570 | 830000
NE-HVAC-airAC-SpltPkg-240to759kBtuh-12p5eer | DEER2017 | D17 v2 |  | Any | EUn | 2003 | CZ14 | cWtd | Cap-Tons | 2484 | 766800 | None | 238 | 0.23 | 0 | 238 | 0.23 | 0 | 238 | 0.23 | 0 | 238 | 0.23 | 0 | DEER:HVAC_Split-Package_AC | Annual | 1719 | 238.4 | 0.2296 | 0 | 238.4 | 0.2296 | 0 | NE-HVAC-airAC-SpltPkg-240to759kBtuh-12p5eer_MZDEER2017AnyEUn2003CZ14cPVVG | 77484 | NE-HVAC-airAC-SpltPkg-240to759kBtuh-12p5eer_SZDEER2017AnyEUn2003CZ14cDXGF | 77483 |  | 244 | 0.221 | 0 | 216 | 0.264 | 0 | 244 | 0.221 | 0 | 216 | 0.264 | 0 | 2510 | 751000 | 2380 | 830000
NE-HVAC-airAC-SpltPkg-240to759kBtuh-12p5eer | DEER2017 | D17 v2 |  | Any | EUn | 2003 | CZ15 | cWtd | Cap-Tons | 2936 | 766800 | None | 373 | 0.234 | 0 | 373 | 0.234 | 0 | 373 | 0.234 | 0 | 373 | 0.234 | 0 | DEER:HVAC_Split-Package_AC | Annual | 1719 | 372.8 | 0.2336 | 0 | 372.8 | 0.2336 | 0 | NE-HVAC-airAC-SpltPkg-240to759kBtuh-12p5eer_MZDEER2017AnyEUn2003CZ15cPVVG | 77486 | NE-HVAC-airAC-SpltPkg-240to759kBtuh-12p5eer_SZDEER2017AnyEUn2003CZ15cDXGF | 77485 |  | 376 | 0.224 | 0 | 360 | 0.272 | 0 | 376 | 0.224 | 0 | 360 | 0.272 | 0 | 2950 | 751000 | 2880 | 830000
NE-HVAC-airAC-SpltPkg-240to759kBtuh-12p5eer | DEER2017 | D17 v2 |  | Any | EUn | 2003 | CZ16 | cWtd | Cap-Tons | 1706 | 766800 | None | 134 | 0.134 | 0 | 134 | 0.134 | 0 | 134 | 0.134 | 0 | 134 | 0.134 | 0 | DEER:HVAC_Split-Package_AC | Annual | 1719 | 133.8 | 0.1338 | 0 | 133.8 | 0.1338 | 0 | NE-HVAC-airAC-SpltPkg-240to759kBtuh-12p5eer_MZDEER2017AnyEUn2003CZ16cPVVG | 77488 | NE-HVAC-airAC-SpltPkg-240to759kBtuh-12p5eer_SZDEER2017AnyEUn2003CZ16cDXGF | 77487 |  | 140 | 0.129 | 0 | 109 | 0.153 | 0 | 140 | 0.129 | 0 | 109 | 0.153 | 0 | 1730 | 751000 | 1610 | 830000
NE-HVAC-airAC-SpltPkg-240to759kBtuh-12p5eer | DEER2017 | D17 v2 |  | Any | EUn | 2007 | CZ01 | cWtd | Cap-Tons | 1658 | 766800 | None | 66.5 | 0.104 | 0 | 66.5 | 0.104 | 0 | 66.5 | 0.104 | 0 | 66.5 | 0.104 | 0 | DEER:HVAC_Split-Package_AC | Annual | 1719 | 66.5 | 0.10404 | 0 | 66.5 | 0.10404 | 0 | NE-HVAC-airAC-SpltPkg-240to759kBtuh-12p5eer_MZDEER2017AnyEUn2007CZ01cPVVG | 98818 | NE-HVAC-airAC-SpltPkg-240to759kBtuh-12p5eer_SZDEER2017AnyEUn2007CZ01cDXGF | 98817 |  | 76.4 | 0.0993 | 0 | 26.9 | 0.123 | 0 | 76.4 | 0.0993 | 0 | 26.9 | 0.123 | 0 | 1700 | 751000 | 1490 | 830000
NE-HVAC-airAC-SpltPkg-240to759kBtuh-12p5eer | DEER2017 | D17 v2 |  | Any | EUn | 2007 | CZ02 | cWtd | Cap-Tons | 2412 | 766800 | None | 150 | 0.17 | 0 | 150 | 0.17 | 0 | 150 | 0.17 | 0 | 150 | 0.17 | 0 | DEER:HVAC_Split-Package_AC | Annual | 1719 | 150 | 0.1696 | 0 | 150 | 0.1696 | 0 | NE-HVAC-airAC-SpltPkg-240to759kBtuh-12p5eer_MZDEER2017AnyEUn2007CZ02cPVVG | 98820 | NE-HVAC-airAC-SpltPkg-240to759kBtuh-12p5eer_SZDEER2017AnyEUn2007CZ02cDXGF | 98819 |  | 159 | 0.163 | 0 | 114 | 0.196 | 0 | 159 | 0.163 | 0 | 114 | 0.196 | 0 | 2440 | 751000 | 2300 | 830000
NE-HVAC-airAC-SpltPkg-240to759kBtuh-12p5eer | DEER2017 | D17 v2 |  | Any | EUn | 2007 | CZ03 | cWtd | Cap-Tons | 2016 | 766800 | None | 137 | 0.121 | 0 | 137 | 0.121 | 0 | 137 | 0.121 | 0 | 137 | 0.121 | 0 | DEER:HVAC_Split-Package_AC | Annual | 1719 | 137.4 | 0.1206 | 0 | 137.4 | 0.1206 | 0 | NE-HVAC-airAC-SpltPkg-240to759kBtuh-12p5eer_MZDEER2017AnyEUn2007CZ03cPVVG | 98822 | NE-HVAC-airAC-SpltPkg-240to759kBtuh-12p5eer_SZDEER2017AnyEUn2007CZ03cDXGF | 98821 |  | 151 | 0.117 | 0 | 83 | 0.135 | 0 | 151 | 0.117 | 0 | 83 | 0.135 | 0 | 2060 | 751000 | 1840 | 830000
NE-HVAC-airAC-SpltPkg-240to759kBtuh-12p5eer | DEER2017 | D17 v2 |  | Any | EUn | 2007 | CZ04 | cWtd | Cap-Tons | 2398 | 766800 | None | 184 | 0.2 | 0 | 184 | 0.2 | 0 | 184 | 0.2 | 0 | 184 | 0.2 | 0 | DEER:HVAC_Split-Package_AC | Annual | 1719 | 184 | 0.1996 | 0 | 184 | 0.1996 | 0 | NE-HVAC-airAC-SpltPkg-240to759kBtuh-12p5eer_MZDEER2017AnyEUn2007CZ04cPVVG | 98824 | NE-HVAC-airAC-SpltPkg-240to759kBtuh-12p5eer_SZDEER2017AnyEUn2007CZ04cDXGF | 98823 |  | 196 | 0.191 | 0 | 136 | 0.234 | 0 | 196 | 0.191 | 0 | 136 | 0.234 | 0 | 2430 | 751000 | 2270 | 830000
NE-HVAC-airAC-SpltPkg-240to759kBtuh-12p5eer | DEER2017 | D17 v2 |  | Any | EUn | 2007 | CZ05 | cWtd | Cap-Tons | 1868 | 766800 | None | 149 | 0.132 | 0 | 149 | 0.132 | 0 | 149 | 0.132 | 0 | 149 | 0.132 | 0 | DEER:HVAC_Split-Package_AC | Annual | 1719 | 149.04 | 0.1316 | 0 | 149.04 | 0.1316 | 0 | NE-HVAC-airAC-SpltPkg-240to759kBtuh-12p5eer_MZDEER2017AnyEUn2007CZ05cPVVG | 98826 | NE-HVAC-airAC-SpltPkg-240to759kBtuh-12p5eer_SZDEER2017AnyEUn2007CZ05cDXGF | 98825 |  | 162 | 0.125 | 0 | 97.2 | 0.158 | 0 | 162 | 0.125 | 0 | 97.2 | 0.158 | 0 | 1910 | 751000 | 1700 | 830000
NE-HVAC-airAC-SpltPkg-240to759kBtuh-12p5eer | DEER2017 | D17 v2 |  | Any | EUn | 2007 | CZ06 | cWtd | Cap-Tons | 2248 | 766800 | None | 225 | 0.174 | 0 | 225 | 0.174 | 0 | 225 | 0.174 | 0 | 225 | 0.174 | 0 | DEER:HVAC_Split-Package_AC | Annual | 1719 | 225.2 | 0.1738 | 0 | 225.2 | 0.1738 | 0 | NE-HVAC-airAC-SpltPkg-240to759kBtuh-12p5eer_MZDEER2017AnyEUn2007CZ06cPVVG | 98828 | NE-HVAC-airAC-SpltPkg-240to759kBtuh-12p5eer_SZDEER2017AnyEUn2007CZ06cDXGF | 98827 |  | 242 | 0.167 | 0 | 158 | 0.201 | 0 | 242 | 0.167 | 0 | 158 | 0.201 | 0 | 2270 | 751000 | 2160 | 830000
NE-HVAC-airAC-SpltPkg-240to759kBtuh-12p5eer | DEER2017 | D17 v2 |  | Any | EUn | 2007 | CZ07 | cWtd | Cap-Tons | 1820 | 766800 | None | 256 | 0.191 | 0 | 256 | 0.191 | 0 | 256 | 0.191 | 0 | 256 | 0.191 | 0 | DEER:HVAC_Split-Package_AC | Annual | 1719 | 256 | 0.1912 | 0 | 256 | 0.1912 | 0 | NE-HVAC-airAC-SpltPkg-240to759kBtuh-12p5eer_MZDEER2017AnyEUn2007CZ07cPVVG | 98830 | NE-HVAC-airAC-SpltPkg-240to759kBtuh-12p5eer_SZDEER2017AnyEUn2007CZ07cDXGF | 98829 |  | 271 | 0.184 | 0 | 196 | 0.22 | 0 | 271 | 0.184 | 0 | 196 | 0.22 | 0 | 1850 | 751000 | 1700 | 830000
NE-HVAC-airAC-SpltPkg-240to759kBtuh-12p5eer | DEER2017 | D17 v2 |  | Any | EUn | 2007 | CZ08 | cWtd | Cap-Tons | 2472 | 766800 | None | 236 | 0.188 | 0 | 236 | 0.188 | 0 | 236 | 0.188 | 0 | 236 | 0.188 | 0 | DEER:HVAC_Split-Package_AC | Annual | 1719 | 236.2 | 0.1884 | 0 | 236.2 | 0.1884 | 0 | NE-HVAC-airAC-SpltPkg-240to759kBtuh-12p5eer_MZDEER2017AnyEUn2007CZ08cPVVG | 98832 | NE-HVAC-airAC-SpltPkg-240to759kBtuh-12p5eer_SZDEER2017AnyEUn2007CZ08cDXGF | 98831 |  | 251 | 0.181 | 0 | 177 | 0.218 | 0 | 251 | 0.181 | 0 | 177 | 0.218 | 0 | 2510 | 751000 | 2320 | 830000
NE-HVAC-airAC-SpltPkg-240to759kBtuh-12p5eer | DEER2017 | D17 v2 |  | Any | EUn | 2007 | CZ09 | cWtd | Cap-Tons | 3094 | 766800 | None | 211 | 0.215 | 0 | 211 | 0.215 | 0 | 211 | 0.215 | 0 | 211 | 0.215 | 0 | DEER:HVAC_Split-Package_AC | Annual | 1719 | 210.6 | 0.2154 | 0 | 210.6 | 0.2154 | 0 | NE-HVAC-airAC-SpltPkg-240to759kBtuh-12p5eer_MZDEER2017AnyEUn2007CZ09cPVVG | 98834 | NE-HVAC-airAC-SpltPkg-240to759kBtuh-12p5eer_SZDEER2017AnyEUn2007CZ09cDXGF | 98833 |  | 226 | 0.208 | 0 | 149 | 0.245 | 0 | 226 | 0.208 | 0 | 149 | 0.245 | 0 | 3110 | 751000 | 3030 | 830000
NE-HVAC-airAC-SpltPkg-240to759kBtuh-12p5eer | DEER2017 | D17 v2 |  | Any | EUn | 2007 | CZ10 | cWtd | Cap-Tons | 2650 | 766800 | None | 232 | 0.242 | 0 | 232 | 0.242 | 0 | 232 | 0.242 | 0 | 232 | 0.242 | 0 | DEER:HVAC_Split-Package_AC | Annual | 1719 | 231.6 | 0.2422 | 0 | 231.6 | 0.2422 | 0 | NE-HVAC-airAC-SpltPkg-240to759kBtuh-12p5eer_MZDEER2017AnyEUn2007CZ10cPVVG | 98836 | NE-HVAC-airAC-SpltPkg-240to759kBtuh-12p5eer_SZDEER2017AnyEUn2007CZ10cDXGF | 98835 |  | 243 | 0.234 | 0 | 186 | 0.275 | 0 | 243 | 0.234 | 0 | 186 | 0.275 | 0 | 2670 | 751000 | 2570 | 830000
NE-HVAC-airAC-SpltPkg-240to759kBtuh-12p5eer | DEER2017 | D17 v2 |  | Any | EUn | 2007 | CZ11 | cWtd | Cap-Tons | 2434 | 766800 | None | 232 | 0.187 | 0 | 232 | 0.187 | 0 | 232 | 0.187 | 0 | 232 | 0.187 | 0 | DEER:HVAC_Split-Package_AC | Annual | 1719 | 231.8 | 0.187 | 0 | 231.8 | 0.187 | 0 | NE-HVAC-airAC-SpltPkg-240to759kBtuh-12p5eer_MZDEER2017AnyEUn2007CZ11cPVVG | 98838 | NE-HVAC-airAC-SpltPkg-240to759kBtuh-12p5eer_SZDEER2017AnyEUn2007CZ11cDXGF | 98837 |  | 237 | 0.18 | 0 | 211 | 0.215 | 0 | 237 | 0.18 | 0 | 211 | 0.215 | 0 | 2460 | 751000 | 2330 | 830000
NE-HVAC-airAC-SpltPkg-240to759kBtuh-12p5eer | DEER2017 | D17 v2 |  | Any | EUn | 2007 | CZ12 | cWtd | Cap-Tons | 2504 | 766800 | None | 194 | 0.179 | 0 | 194 | 0.179 | 0 | 194 | 0.179 | 0 | 194 | 0.179 | 0 | DEER:HVAC_Split-Package_AC | Annual | 1719 | 193.6 | 0.1786 | 0 | 193.6 | 0.1786 | 0 | NE-HVAC-airAC-SpltPkg-240to759kBtuh-12p5eer_MZDEER2017AnyEUn2007CZ12cPVVG | 98840 | NE-HVAC-airAC-SpltPkg-240to759kBtuh-12p5eer_SZDEER2017AnyEUn2007CZ12cDXGF | 98839 |  | 201 | 0.172 | 0 | 164 | 0.205 | 0 | 201 | 0.172 | 0 | 164 | 0.205 | 0 | 2530 | 751000 | 2400 | 830000
NE-HVAC-airAC-SpltPkg-240to759kBtuh-12p5eer | DEER2017 | D17 v2 |  | Any | EUn | 2007 | CZ13 | cWtd | Cap-Tons | 2636 | 766800 | None | 226 | 0.176 | 0 | 226 | 0.176 | 0 | 226 | 0.176 | 0 | 226 | 0.176 | 0 | DEER:HVAC_Split-Package_AC | Annual | 1719 | 226.4 | 0.1764 | 0 | 226.4 | 0.1764 | 0 | NE-HVAC-airAC-SpltPkg-240to759kBtuh-12p5eer_MZDEER2017AnyEUn2007CZ13cPVVG | 98842 | NE-HVAC-airAC-SpltPkg-240to759kBtuh-12p5eer_SZDEER2017AnyEUn2007CZ13cDXGF | 98841 |  | 232 | 0.169 | 0 | 204 | 0.206 | 0 | 232 | 0.169 | 0 | 204 | 0.206 | 0 | 2660 | 751000 | 2540 | 830000
NE-HVAC-airAC-SpltPkg-240to759kBtuh-12p5eer | DEER2017 | D17 v2 |  | Any | EUn | 2007 | CZ14 | cWtd | Cap-Tons | 2462 | 766800 | None | 238 | 0.229 | 0 | 238 | 0.229 | 0 | 238 | 0.229 | 0 | 238 | 0.229 | 0 | DEER:HVAC_Split-Package_AC | Annual | 1719 | 237.6 | 0.2288 | 0 | 237.6 | 0.2288 | 0 | NE-HVAC-airAC-SpltPkg-240to759kBtuh-12p5eer_MZDEER2017AnyEUn2007CZ14cPVVG | 98844 | NE-HVAC-airAC-SpltPkg-240to759kBtuh-12p5eer_SZDEER2017AnyEUn2007CZ14cDXGF | 98843 |  | 243 | 0.22 | 0 | 216 | 0.264 | 0 | 243 | 0.22 | 0 | 216 | 0.264 | 0 | 2490 | 751000 | 2350 | 830000
NE-HVAC-airAC-SpltPkg-240to759kBtuh-12p5eer | DEER2017 | D17 v2 |  | Any | EUn | 2007 | CZ15 | cWtd | Cap-Tons | 2914 | 766800 | None | 373 | 0.234 | 0 | 373 | 0.234 | 0 | 373 | 0.234 | 0 | 373 | 0.234 | 0 | DEER:HVAC_Split-Package_AC | Annual | 1719 | 372.6 | 0.2336 | 0 | 372.6 | 0.2336 | 0 | NE-HVAC-airAC-SpltPkg-240to759kBtuh-12p5eer_MZDEER2017AnyEUn2007CZ15cPVVG | 98846 | NE-HVAC-airAC-SpltPkg-240to759kBtuh-12p5eer_SZDEER2017AnyEUn2007CZ15cDXGF | 98845 |  | 376 | 0.224 | 0 | 359 | 0.272 | 0 | 376 | 0.224 | 0 | 359 | 0.272 | 0 | 2930 | 751000 | 2850 | 830000
NE-HVAC-airAC-SpltPkg-240to759kBtuh-12p5eer | DEER2017 | D17 v2 |  | Any | EUn | 2007 | CZ16 | cWtd | Cap-Tons | 1694 | 766800 | None | 134 | 0.134 | 0 | 134 | 0.134 | 0 | 134 | 0.134 | 0 | 134 | 0.134 | 0 | DEER:HVAC_Split-Package_AC | Annual | 1719 | 133.8 | 0.1338 | 0 | 133.8 | 0.1338 | 0 | NE-HVAC-airAC-SpltPkg-240to759kBtuh-12p5eer_MZDEER2017AnyEUn2007CZ16cPVVG | 98848 | NE-HVAC-airAC-SpltPkg-240to759kBtuh-12p5eer_SZDEER2017AnyEUn2007CZ16cDXGF | 98847 |  | 140 | 0.129 | 0 | 109 | 0.153 | 0 | 140 | 0.129 | 0 | 109 | 0.153 | 0 | 1720 | 751000 | 1590 | 830000
NE-HVAC-airAC-SpltPkg-240to759kBtuh-12p5eer | DEER2017 | D17 v2 |  | Any | EUn | 2011 | CZ01 | cWtd | Cap-Tons | 1630 | 766800 | None | 152 | 0.11 | -0.103 | 67.3 | 0.104 | 0 | 152 | 0.11 | -0.103 | 67.3 | 0.104 | 0 | DEER:HVAC_Split-Package_AC | Annual | 1719 | 152.04 | 0.10992 | -0.1028 | 67.3 | 0.10432 | 0 | NE-HVAC-airAC-SpltPkg-240to759kBtuh-12p5eer_MZDEER2017AnyEUn2011CZ01cPVVG | 120178 | NE-HVAC-airAC-SpltPkg-240to759kBtuh-12p5eer_SZDEER2017AnyEUn2011CZ01cDXGF | 120177 |  | 77.3 | 0.0994 | 0 | 451 | 0.152 | -0.514 | 77.3 | 0.0994 | 0 | 27.3 | 0.124 | 0 | 1670 | 751000 | 1470 | 830000
NE-HVAC-airAC-SpltPkg-240to759kBtuh-12p5eer | DEER2017 | D17 v2 |  | Any | EUn | 2011 | CZ02 | cWtd | Cap-Tons | 2366 | 766800 | None | 246 | 0.199 | -0.964 | 151 | 0.169 | 0 | 246 | 0.199 | -0.964 | 151 | 0.169 | 0 | DEER:HVAC_Split-Package_AC | Annual | 1719 | 245.8 | 0.199 | -0.964 | 150.8 | 0.1692 | 0 | NE-HVAC-airAC-SpltPkg-240to759kBtuh-12p5eer_MZDEER2017AnyEUn2011CZ02cPVVG | 120180 | NE-HVAC-airAC-SpltPkg-240to759kBtuh-12p5eer_SZDEER2017AnyEUn2011CZ02cDXGF | 120179 |  | 160 | 0.163 | 0 | 589 | 0.343 | -4.82 | 160 | 0.163 | 0 | 114 | 0.194 | 0 | 2390 | 751000 | 2270 | 830000
NE-HVAC-airAC-SpltPkg-240to759kBtuh-12p5eer | DEER2017 | D17 v2 |  | Any | EUn | 2011 | CZ03 | cWtd | Cap-Tons | 1970 | 766800 | None | 223 | 0.151 | -0.29 | 139 | 0.122 | 0 | 223 | 0.151 | -0.29 | 139 | 0.122 | 0 | DEER:HVAC_Split-Package_AC | Annual | 1719 | 223.2 | 0.151 | -0.29 | 139.28 | 0.1216 | 0 | NE-HVAC-airAC-SpltPkg-240to759kBtuh-12p5eer_MZDEER2017AnyEUn2011CZ03cPVVG | 120182 | NE-HVAC-airAC-SpltPkg-240to759kBtuh-12p5eer_SZDEER2017AnyEUn2011CZ03cDXGF | 120181 |  | 153 | 0.118 | 0 | 504 | 0.283 | -1.45 | 153 | 0.118 | 0 | 84.4 | 0.136 | 0 | 2010 | 751000 | 1810 | 830000
NE-HVAC-airAC-SpltPkg-240to759kBtuh-12p5eer | DEER2017 | D17 v2 |  | Any | EUn | 2011 | CZ04 | cWtd | Cap-Tons | 2350 | 766800 | None | 287 | 0.22 | -0.528 | 185 | 0.2 | 0 | 287 | 0.22 | -0.528 | 185 | 0.2 | 0 | DEER:HVAC_Split-Package_AC | Annual | 1719 | 286.8 | 0.2198 | -0.528 | 184.8 | 0.1996 | 0 | NE-HVAC-airAC-SpltPkg-240to759kBtuh-12p5eer_MZDEER2017AnyEUn2011CZ04cPVVG | 120184 | NE-HVAC-airAC-SpltPkg-240to759kBtuh-12p5eer_SZDEER2017AnyEUn2011CZ04cDXGF | 120183 |  | 197 | 0.191 | 0 | 646 | 0.335 | -2.64 | 197 | 0.191 | 0 | 136 | 0.234 | 0 | 2380 | 751000 | 2230 | 830000
NE-HVAC-airAC-SpltPkg-240to759kBtuh-12p5eer | DEER2017 | D17 v2 |  | Any | EUn | 2011 | CZ05 | cWtd | Cap-Tons | 1830 | 766800 | None | 232 | 0.155 | -0.113 | 150 | 0.132 | 0 | 232 | 0.155 | -0.113 | 150 | 0.132 | 0 | DEER:HVAC_Split-Package_AC | Annual | 1719 | 231.8 | 0.1548 | -0.1132 | 150.26 | 0.1316 | 0 | NE-HVAC-airAC-SpltPkg-240to759kBtuh-12p5eer_MZDEER2017AnyEUn2011CZ05cPVVG | 120186 | NE-HVAC-airAC-SpltPkg-240to759kBtuh-12p5eer_SZDEER2017AnyEUn2011CZ05cDXGF | 120185 |  | 163 | 0.125 | 0 | 507 | 0.274 | -0.566 | 163 | 0.125 | 0 | 99.3 | 0.158 | 0 | 1870 | 751000 | 1670 | 830000
NE-HVAC-airAC-SpltPkg-240to759kBtuh-12p5eer | DEER2017 | D17 v2 |  | Any | EUn | 2011 | CZ06 | cWtd | Cap-Tons | 2218 | 766800 | None | 315 | 0.192 | -0.181 | 225 | 0.174 | 0 | 315 | 0.192 | -0.181 | 225 | 0.174 | 0 | DEER:HVAC_Split-Package_AC | Annual | 1719 | 314.8 | 0.1924 | -0.1808 | 225.2 | 0.1738 | 0 | NE-HVAC-airAC-SpltPkg-240to759kBtuh-12p5eer_MZDEER2017AnyEUn2011CZ06cPVVG | 120188 | NE-HVAC-airAC-SpltPkg-240to759kBtuh-12p5eer_SZDEER2017AnyEUn2011CZ06cDXGF | 120187 |  | 242 | 0.167 | 0 | 606 | 0.294 | -0.904 | 242 | 0.167 | 0 | 158 | 0.201 | 0 | 2240 | 751000 | 2130 | 830000
NE-HVAC-airAC-SpltPkg-240to759kBtuh-12p5eer | DEER2017 | D17 v2 |  | Any | EUn | 2011 | CZ07 | cWtd | Cap-Tons | 1782 | 766800 | None | 327 | 0.198 | 0.142 | 257 | 0.191 | 0 | 327 | 0.198 | 0.142 | 257 | 0.191 | 0 | DEER:HVAC_Split-Package_AC | Annual | 1719 | 327.4 | 0.1982 | 0.1422 | 257 | 0.191 | 0 | NE-HVAC-airAC-SpltPkg-240to759kBtuh-12p5eer_MZDEER2017AnyEUn2011CZ07cPVVG | 120190 | NE-HVAC-airAC-SpltPkg-240to759kBtuh-12p5eer_SZDEER2017AnyEUn2011CZ07cDXGF | 120189 |  | 272 | 0.184 | 0 | 549 | 0.255 | 0.711 | 272 | 0.184 | 0 | 197 | 0.219 | 0 | 1810 | 751000 | 1670 | 830000
NE-HVAC-airAC-SpltPkg-240to759kBtuh-12p5eer | DEER2017 | D17 v2 |  | Any | EUn | 2011 | CZ08 | cWtd | Cap-Tons | 2418 | 766800 | None | 336 | 0.207 | -0.172 | 237 | 0.188 | 0 | 336 | 0.207 | -0.172 | 237 | 0.188 | 0 | DEER:HVAC_Split-Package_AC | Annual | 1719 | 335.8 | 0.2074 | -0.1718 | 237.2 | 0.1882 | 0 | NE-HVAC-airAC-SpltPkg-240to759kBtuh-12p5eer_MZDEER2017AnyEUn2011CZ08cPVVG | 120192 | NE-HVAC-airAC-SpltPkg-240to759kBtuh-12p5eer_SZDEER2017AnyEUn2011CZ08cDXGF | 120191 |  | 252 | 0.181 | 0 | 671 | 0.313 | -0.859 | 252 | 0.181 | 0 | 178 | 0.217 | 0 | 2450 | 751000 | 2290 | 830000
NE-HVAC-airAC-SpltPkg-240to759kBtuh-12p5eer | DEER2017 | D17 v2 |  | Any | EUn | 2011 | CZ09 | cWtd | Cap-Tons | 3028 | 766800 | None | 321 | 0.238 | -0.478 | 211 | 0.215 | 0 | 321 | 0.238 | -0.478 | 211 | 0.215 | 0 | DEER:HVAC_Split-Package_AC | Annual | 1719 | 321.2 | 0.2384 | -0.478 | 210.6 | 0.215 | 0 | NE-HVAC-airAC-SpltPkg-240to759kBtuh-12p5eer_MZDEER2017AnyEUn2011CZ09cPVVG | 120194 | NE-HVAC-airAC-SpltPkg-240to759kBtuh-12p5eer_SZDEER2017AnyEUn2011CZ09cDXGF | 120193 |  | 226 | 0.208 | 0 | 702 | 0.36 | -2.39 | 226 | 0.208 | 0 | 149 | 0.243 | 0 | 3040 | 751000 | 2980 | 830000
NE-HVAC-airAC-SpltPkg-240to759kBtuh-12p5eer | DEER2017 | D17 v2 |  | Any | EUn | 2011 | CZ10 | cWtd | Cap-Tons | 2602 | 766800 | None | 339 | 0.261 | -0.438 | 232 | 0.242 | 0 | 339 | 0.261 | -0.438 | 232 | 0.242 | 0 | DEER:HVAC_Split-Package_AC | Annual | 1719 | 338.6 | 0.261 | -0.438 | 231.6 | 0.2422 | 0 | NE-HVAC-airAC-SpltPkg-240to759kBtuh-12p5eer_MZDEER2017AnyEUn2011CZ10cPVVG | 120196 | NE-HVAC-airAC-SpltPkg-240to759kBtuh-12p5eer_SZDEER2017AnyEUn2011CZ10cDXGF | 120195 |  | 243 | 0.234 | 0 | 721 | 0.369 | -2.19 | 243 | 0.234 | 0 | 186 | 0.275 | 0 | 2620 | 751000 | 2530 | 830000
NE-HVAC-airAC-SpltPkg-240to759kBtuh-12p5eer | DEER2017 | D17 v2 |  | Any | EUn | 2011 | CZ11 | cWtd | Cap-Tons | 2378 | 766800 | None | 338 | 0.217 | -0.94 | 232 | 0.187 | 0 | 338 | 0.217 | -0.94 | 232 | 0.187 | 0 | DEER:HVAC_Split-Package_AC | Annual | 1719 | 338 | 0.2168 | -0.94 | 232.4 | 0.1866 | 0 | NE-HVAC-airAC-SpltPkg-240to759kBtuh-12p5eer_MZDEER2017AnyEUn2011CZ11cPVVG | 120198 | NE-HVAC-airAC-SpltPkg-240to759kBtuh-12p5eer_SZDEER2017AnyEUn2011CZ11cDXGF | 120197 |  | 238 | 0.18 | 0 | 738 | 0.364 | -4.7 | 238 | 0.18 | 0 | 210 | 0.213 | 0 | 2400 | 751000 | 2290 | 830000
NE-HVAC-airAC-SpltPkg-240to759kBtuh-12p5eer | DEER2017 | D17 v2 |  | Any | EUn | 2011 | CZ12 | cWtd | Cap-Tons | 2448 | 766800 | None | 301 | 0.207 | -0.934 | 194 | 0.178 | 0 | 301 | 0.207 | -0.934 | 194 | 0.178 | 0 | DEER:HVAC_Split-Package_AC | Annual | 1719 | 301 | 0.2066 | -0.934 | 193.6 | 0.1784 | 0 | NE-HVAC-airAC-SpltPkg-240to759kBtuh-12p5eer_MZDEER2017AnyEUn2011CZ12cPVVG | 120200 | NE-HVAC-airAC-SpltPkg-240to759kBtuh-12p5eer_SZDEER2017AnyEUn2011CZ12cDXGF | 120199 |  | 201 | 0.172 | 0 | 701 | 0.345 | -4.67 | 201 | 0.172 | 0 | 164 | 0.204 | 0 | 2470 | 751000 | 2360 | 830000
NE-HVAC-airAC-SpltPkg-240to759kBtuh-12p5eer | DEER2017 | D17 v2 |  | Any | EUn | 2011 | CZ13 | cWtd | Cap-Tons | 2580 | 766800 | None | 331 | 0.203 | -0.916 | 226 | 0.176 | 0 | 331 | 0.203 | -0.916 | 226 | 0.176 | 0 | DEER:HVAC_Split-Package_AC | Annual | 1719 | 331.2 | 0.2026 | -0.916 | 226 | 0.1762 | 0 | NE-HVAC-airAC-SpltPkg-240to759kBtuh-12p5eer_MZDEER2017AnyEUn2011CZ13cPVVG | 120202 | NE-HVAC-airAC-SpltPkg-240to759kBtuh-12p5eer_SZDEER2017AnyEUn2011CZ13cDXGF | 120201 |  | 232 | 0.169 | 0 | 728 | 0.337 | -4.58 | 232 | 0.169 | 0 | 202 | 0.205 | 0 | 2600 | 751000 | 2500 | 830000
NE-HVAC-airAC-SpltPkg-240to759kBtuh-12p5eer | DEER2017 | D17 v2 |  | Any | EUn | 2011 | CZ14 | cWtd | Cap-Tons | 2406 | 766800 | None | 346 | 0.245 | -0.828 | 238 | 0.228 | 0 | 346 | 0.245 | -0.828 | 238 | 0.228 | 0 | DEER:HVAC_Split-Package_AC | Annual | 1719 | 346.2 | 0.2448 | -0.828 | 238.2 | 0.2284 | 0 | NE-HVAC-airAC-SpltPkg-240to759kBtuh-12p5eer_MZDEER2017AnyEUn2011CZ14cPVVG | 120204 | NE-HVAC-airAC-SpltPkg-240to759kBtuh-12p5eer_SZDEER2017AnyEUn2011CZ14cDXGF | 120203 |  | 244 | 0.22 | 0 | 755 | 0.344 | -4.14 | 244 | 0.22 | 0 | 215 | 0.262 | 0 | 2430 | 751000 | 2310 | 830000
NE-HVAC-airAC-SpltPkg-240to759kBtuh-12p5eer | DEER2017 | D17 v2 |  | Any | EUn | 2011 | CZ15 | cWtd | Cap-Tons | 2858 | 766800 | None | 488 | 0.256 | -0.152 | 371 | 0.233 | 0 | 488 | 0.256 | -0.152 | 371 | 0.233 | 0 | DEER:HVAC_Split-Package_AC | Annual | 1719 | 488 | 0.256 | -0.152 | 371.4 | 0.2332 | 0 | NE-HVAC-airAC-SpltPkg-240to759kBtuh-12p5eer_MZDEER2017AnyEUn2011CZ15cPVVG | 120206 | NE-HVAC-airAC-SpltPkg-240to759kBtuh-12p5eer_SZDEER2017AnyEUn2011CZ15cDXGF | 120205 |  | 375 | 0.224 | 0 | 940 | 0.384 | -0.76 | 375 | 0.224 | 0 | 357 | 0.27 | 0 | 2870 | 751000 | 2810 | 830000
NE-HVAC-airAC-SpltPkg-240to759kBtuh-12p5eer | DEER2017 | D17 v2 |  | Any | EUn | 2011 | CZ16 | cWtd | Cap-Tons | 1686 | 766800 | None | 227 | 0.162 | -0.542 | 133 | 0.13 | 0 | 227 | 0.162 | -0.542 | 133 | 0.13 | 0 | DEER:HVAC_Split-Package_AC | Annual | 1719 | 226.6 | 0.1624 | -0.542 | 132.6 | 0.1304 | 0 | NE-HVAC-airAC-SpltPkg-240to759kBtuh-12p5eer_MZDEER2017AnyEUn2011CZ16cPVVG | 120208 | NE-HVAC-airAC-SpltPkg-240to759kBtuh-12p5eer_SZDEER2017AnyEUn2011CZ16cDXGF | 120207 |  | 139 | 0.126 | 0 | 577 | 0.308 | -2.71 | 139 | 0.126 | 0 | 107 | 0.148 | 0 | 1710 | 751000 | 1590 | 830000
NE-HVAC-airAC-SpltPkg-240to759kBtuh-12p5eer | DEER2017 | D17 v2 |  | Any | EUn | 2014 | CZ01 | cWtd | Cap-Tons | 1522 | 766800 | None | 68.2 | 0.106 | 0 | 68.2 | 0.106 | 0 | 68.2 | 0.106 | 0 | 68.2 | 0.106 | 0 | DEER:HVAC_Split-Package_AC | Annual | 1719 | 68.16 | 0.1064 | 0 | 68.16 | 0.1064 | 0 | NE-HVAC-airAC-SpltPkg-240to759kBtuh-12p5eer_MZDEER2017AnyEUn2014CZ01cPVVG | 141538 | NE-HVAC-airAC-SpltPkg-240to759kBtuh-12p5eer_SZDEER2017AnyEUn2014CZ01cDXGF | 141537 |  | 78 | 0.101 | 0 | 28.8 | 0.128 | 0 | 78 | 0.101 | 0 | 28.8 | 0.128 | 0 | 1560 | 751000 | 1370 | 830000
NE-HVAC-airAC-SpltPkg-240to759kBtuh-12p5eer | DEER2017 | D17 v2 |  | Any | EUn | 2014 | CZ02 | cWtd | Cap-Tons | 2286 | 766800 | None | 149 | 0.168 | 0 | 149 | 0.168 | 0 | 149 | 0.168 | 0 | 149 | 0.168 | 0 | DEER:HVAC_Split-Package_AC | Annual | 1719 | 149 | 0.1682 | 0 | 149 | 0.1682 | 0 | NE-HVAC-airAC-SpltPkg-240to759kBtuh-12p5eer_MZDEER2017AnyEUn2014CZ02cPVVG | 141540 | NE-HVAC-airAC-SpltPkg-240to759kBtuh-12p5eer_SZDEER2017AnyEUn2014CZ02cDXGF | 141539 |  | 158 | 0.162 | 0 | 113 | 0.193 | 0 | 158 | 0.162 | 0 | 113 | 0.193 | 0 | 2310 | 751000 | 2190 | 830000
NE-HVAC-airAC-SpltPkg-240to759kBtuh-12p5eer | DEER2017 | D17 v2 |  | Any | EUn | 2014 | CZ03 | cWtd | Cap-Tons | 1794 | 766800 | None | 139 | 0.12 | 0 | 139 | 0.12 | 0 | 139 | 0.12 | 0 | 139 | 0.12 | 0 | DEER:HVAC_Split-Package_AC | Annual | 1719 | 139.44 | 0.1202 | 0 | 139.44 | 0.1202 | 0 | NE-HVAC-airAC-SpltPkg-240to759kBtuh-12p5eer_MZDEER2017AnyEUn2014CZ03cPVVG | 141542 | NE-HVAC-airAC-SpltPkg-240to759kBtuh-12p5eer_SZDEER2017AnyEUn2014CZ03cDXGF | 141541 |  | 152 | 0.117 | 0 | 89.2 | 0.133 | 0 | 152 | 0.117 | 0 | 89.2 | 0.133 | 0 | 1830 | 751000 | 1650 | 830000
NE-HVAC-airAC-SpltPkg-240to759kBtuh-12p5eer | DEER2017 | D17 v2 |  | Any | EUn | 2014 | CZ04 | cWtd | Cap-Tons | 2144 | 766800 | None | 180 | 0.202 | 0 | 180 | 0.202 | 0 | 180 | 0.202 | 0 | 180 | 0.202 | 0 | DEER:HVAC_Split-Package_AC | Annual | 1719 | 180 | 0.2024 | 0 | 180 | 0.2024 | 0 | NE-HVAC-airAC-SpltPkg-240to759kBtuh-12p5eer_MZDEER2017AnyEUn2014CZ04cPVVG | 141544 | NE-HVAC-airAC-SpltPkg-240to759kBtuh-12p5eer_SZDEER2017AnyEUn2014CZ04cDXGF | 141543 |  | 191 | 0.194 | 0 | 136 | 0.236 | 0 | 191 | 0.194 | 0 | 136 | 0.236 | 0 | 2170 | 751000 | 2040 | 830000
NE-HVAC-airAC-SpltPkg-240to759kBtuh-12p5eer | DEER2017 | D17 v2 |  | Any | EUn | 2014 | CZ05 | cWtd | Cap-Tons | 1652 | 766800 | None | 151 | 0.133 | 0 | 151 | 0.133 | 0 | 151 | 0.133 | 0 | 151 | 0.133 | 0 | DEER:HVAC_Split-Package_AC | Annual | 1719 | 151 | 0.133 | 0 | 151 | 0.133 | 0 | NE-HVAC-airAC-SpltPkg-240to759kBtuh-12p5eer_MZDEER2017AnyEUn2014CZ05cPVVG | 141546 | NE-HVAC-airAC-SpltPkg-240to759kBtuh-12p5eer_SZDEER2017AnyEUn2014CZ05cDXGF | 141545 |  | 162 | 0.126 | 0 | 107 | 0.161 | 0 | 162 | 0.126 | 0 | 107 | 0.161 | 0 | 1690 | 751000 | 1500 | 830000
NE-HVAC-airAC-SpltPkg-240to759kBtuh-12p5eer | DEER2017 | D17 v2 |  | Any | EUn | 2014 | CZ06 | cWtd | Cap-Tons | 1982 | 766800 | None | 224 | 0.178 | 0 | 224 | 0.178 | 0 | 224 | 0.178 | 0 | 224 | 0.178 | 0 | DEER:HVAC_Split-Package_AC | Annual | 1719 | 224.2 | 0.178 | 0 | 224.2 | 0.178 | 0 | NE-HVAC-airAC-SpltPkg-240to759kBtuh-12p5eer_MZDEER2017AnyEUn2014CZ06cPVVG | 141548 | NE-HVAC-airAC-SpltPkg-240to759kBtuh-12p5eer_SZDEER2017AnyEUn2014CZ06cDXGF | 141547 |  | 239 | 0.171 | 0 | 165 | 0.206 | 0 | 239 | 0.171 | 0 | 165 | 0.206 | 0 | 2000 | 751000 | 1910 | 830000
NE-HVAC-airAC-SpltPkg-240to759kBtuh-12p5eer | DEER2017 | D17 v2 |  | Any | EUn | 2014 | CZ07 | cWtd | Cap-Tons | 1574 | 766800 | None | 261 | 0.197 | 0 | 261 | 0.197 | 0 | 261 | 0.197 | 0 | 261 | 0.197 | 0 | DEER:HVAC_Split-Package_AC | Annual | 1719 | 261.2 | 0.1974 | 0 | 261.2 | 0.1974 | 0 | NE-HVAC-airAC-SpltPkg-240to759kBtuh-12p5eer_MZDEER2017AnyEUn2014CZ07cPVVG | 141550 | NE-HVAC-airAC-SpltPkg-240to759kBtuh-12p5eer_SZDEER2017AnyEUn2014CZ07cDXGF | 141549 |  | 271 | 0.191 | 0 | 222 | 0.223 | 0 | 271 | 0.191 | 0 | 222 | 0.223 | 0 | 1600 | 751000 | 1470 | 830000
NE-HVAC-airAC-SpltPkg-240to759kBtuh-12p5eer | DEER2017 | D17 v2 |  | Any | EUn | 2014 | CZ08 | cWtd | Cap-Tons | 2170 | 766800 | None | 234 | 0.192 | 0 | 234 | 0.192 | 0 | 234 | 0.192 | 0 | 234 | 0.192 | 0 | DEER:HVAC_Split-Package_AC | Annual | 1719 | 234.2 | 0.1922 | 0 | 234.2 | 0.1922 | 0 | NE-HVAC-airAC-SpltPkg-240to759kBtuh-12p5eer_MZDEER2017AnyEUn2014CZ08cPVVG | 141552 | NE-HVAC-airAC-SpltPkg-240to759kBtuh-12p5eer_SZDEER2017AnyEUn2014CZ08cDXGF | 141551 |  | 247 | 0.185 | 0 | 183 | 0.221 | 0 | 247 | 0.185 | 0 | 183 | 0.221 | 0 | 2200 | 751000 | 2050 | 830000
NE-HVAC-airAC-SpltPkg-240to759kBtuh-12p5eer | DEER2017 | D17 v2 |  | Any | EUn | 2014 | CZ09 | cWtd | Cap-Tons | 2750 | 766800 | None | 205 | 0.219 | 0 | 205 | 0.219 | 0 | 205 | 0.219 | 0 | 205 | 0.219 | 0 | DEER:HVAC_Split-Package_AC | Annual | 1719 | 204.8 | 0.219 | 0 | 204.8 | 0.219 | 0 | NE-HVAC-airAC-SpltPkg-240to759kBtuh-12p5eer_MZDEER2017AnyEUn2014CZ09cPVVG | 141554 | NE-HVAC-airAC-SpltPkg-240to759kBtuh-12p5eer_SZDEER2017AnyEUn2014CZ09cDXGF | 141553 |  | 219 | 0.212 | 0 | 148 | 0.247 | 0 | 219 | 0.212 | 0 | 148 | 0.247 | 0 | 2760 | 751000 | 2710 | 830000
NE-HVAC-airAC-SpltPkg-240to759kBtuh-12p5eer | DEER2017 | D17 v2 |  | Any | EUn | 2014 | CZ10 | cWtd | Cap-Tons | 2506 | 766800 | None | 229 | 0.243 | 0 | 229 | 0.243 | 0 | 229 | 0.243 | 0 | 229 | 0.243 | 0 | DEER:HVAC_Split-Package_AC | Annual | 1719 | 228.8 | 0.243 | 0 | 228.8 | 0.243 | 0 | NE-HVAC-airAC-SpltPkg-240to759kBtuh-12p5eer_MZDEER2017AnyEUn2014CZ10cPVVG | 141556 | NE-HVAC-airAC-SpltPkg-240to759kBtuh-12p5eer_SZDEER2017AnyEUn2014CZ10cDXGF | 141555 |  | 240 | 0.235 | 0 | 184 | 0.275 | 0 | 240 | 0.235 | 0 | 184 | 0.275 | 0 | 2520 | 751000 | 2450 | 830000
NE-HVAC-airAC-SpltPkg-240to759kBtuh-12p5eer | DEER2017 | D17 v2 |  | Any | EUn | 2014 | CZ11 | cWtd | Cap-Tons | 2290 | 766800 | None | 230 | 0.187 | 0 | 230 | 0.187 | 0 | 230 | 0.187 | 0 | 230 | 0.187 | 0 | DEER:HVAC_Split-Package_AC | Annual | 1719 | 230 | 0.1866 | 0 | 230 | 0.1866 | 0 | NE-HVAC-airAC-SpltPkg-240to759kBtuh-12p5eer_MZDEER2017AnyEUn2014CZ11cPVVG | 141558 | NE-HVAC-airAC-SpltPkg-240to759kBtuh-12p5eer_SZDEER2017AnyEUn2014CZ11cDXGF | 141557 |  | 235 | 0.18 | 0 | 210 | 0.213 | 0 | 235 | 0.18 | 0 | 210 | 0.213 | 0 | 2310 | 751000 | 2210 | 830000
NE-HVAC-airAC-SpltPkg-240to759kBtuh-12p5eer | DEER2017 | D17 v2 |  | Any | EUn | 2014 | CZ12 | cWtd | Cap-Tons | 2368 | 766800 | None | 191 | 0.178 | 0 | 191 | 0.178 | 0 | 191 | 0.178 | 0 | 191 | 0.178 | 0 | DEER:HVAC_Split-Package_AC | Annual | 1719 | 190.6 | 0.1776 | 0 | 190.6 | 0.1776 | 0 | NE-HVAC-airAC-SpltPkg-240to759kBtuh-12p5eer_MZDEER2017AnyEUn2014CZ12cPVVG | 141560 | NE-HVAC-airAC-SpltPkg-240to759kBtuh-12p5eer_SZDEER2017AnyEUn2014CZ12cDXGF | 141559 |  | 198 | 0.171 | 0 | 161 | 0.204 | 0 | 198 | 0.171 | 0 | 161 | 0.204 | 0 | 2390 | 751000 | 2280 | 830000
NE-HVAC-airAC-SpltPkg-240to759kBtuh-12p5eer | DEER2017 | D17 v2 |  | Any | EUn | 2014 | CZ13 | cWtd | Cap-Tons | 2490 | 766800 | None | 224 | 0.175 | 0 | 224 | 0.175 | 0 | 224 | 0.175 | 0 | 224 | 0.175 | 0 | DEER:HVAC_Split-Package_AC | Annual | 1719 | 223.6 | 0.1752 | 0 | 223.6 | 0.1752 | 0 | NE-HVAC-airAC-SpltPkg-240to759kBtuh-12p5eer_MZDEER2017AnyEUn2014CZ13cPVVG | 141562 | NE-HVAC-airAC-SpltPkg-240to759kBtuh-12p5eer_SZDEER2017AnyEUn2014CZ13cDXGF | 141561 |  | 229 | 0.168 | 0 | 202 | 0.204 | 0 | 229 | 0.168 | 0 | 202 | 0.204 | 0 | 2510 | 751000 | 2410 | 830000
NE-HVAC-airAC-SpltPkg-240to759kBtuh-12p5eer | DEER2017 | D17 v2 |  | Any | EUn | 2014 | CZ14 | cWtd | Cap-Tons | 2318 | 766800 | None | 236 | 0.229 | 0 | 236 | 0.229 | 0 | 236 | 0.229 | 0 | 236 | 0.229 | 0 | DEER:HVAC_Split-Package_AC | Annual | 1719 | 235.8 | 0.2294 | 0 | 235.8 | 0.2294 | 0 | NE-HVAC-airAC-SpltPkg-240to759kBtuh-12p5eer_MZDEER2017AnyEUn2014CZ14cPVVG | 141564 | NE-HVAC-airAC-SpltPkg-240to759kBtuh-12p5eer_SZDEER2017AnyEUn2014CZ14cDXGF | 141563 |  | 241 | 0.221 | 0 | 215 | 0.263 | 0 | 241 | 0.221 | 0 | 215 | 0.263 | 0 | 2340 | 751000 | 2230 | 830000
NE-HVAC-airAC-SpltPkg-240to759kBtuh-12p5eer | DEER2017 | D17 v2 |  | Any | EUn | 2014 | CZ15 | cWtd | Cap-Tons | 2750 | 766800 | None | 369 | 0.234 | 0 | 369 | 0.234 | 0 | 369 | 0.234 | 0 | 369 | 0.234 | 0 | DEER:HVAC_Split-Package_AC | Annual | 1719 | 369.4 | 0.2344 | 0 | 369.4 | 0.2344 | 0 | NE-HVAC-airAC-SpltPkg-240to759kBtuh-12p5eer_MZDEER2017AnyEUn2014CZ15cPVVG | 141566 | NE-HVAC-airAC-SpltPkg-240to759kBtuh-12p5eer_SZDEER2017AnyEUn2014CZ15cDXGF | 141565 |  | 372 | 0.225 | 0 | 359 | 0.272 | 0 | 372 | 0.225 | 0 | 359 | 0.272 | 0 | 2760 | 751000 | 2710 | 830000
NE-HVAC-airAC-SpltPkg-240to759kBtuh-12p5eer | DEER2017 | D17 v2 |  | Any | EUn | 2014 | CZ16 | cWtd | Cap-Tons | 1568 | 766800 | None | 129 | 0.131 | 0 | 129 | 0.131 | 0 | 129 | 0.131 | 0 | 129 | 0.131 | 0 | DEER:HVAC_Split-Package_AC | Annual | 1719 | 129.4 | 0.1306 | 0 | 129.4 | 0.1306 | 0 | NE-HVAC-airAC-SpltPkg-240to759kBtuh-12p5eer_MZDEER2017AnyEUn2014CZ16cPVVG | 141568 | NE-HVAC-airAC-SpltPkg-240to759kBtuh-12p5eer_SZDEER2017AnyEUn2014CZ16cDXGF | 141567 |  | 135 | 0.126 | 0 | 107 | 0.149 | 0 | 135 | 0.126 | 0 | 107 | 0.149 | 0 | 1590 | 751000 | 1480 | 830000
NE-HVAC-airAC-SpltPkg-240to759kBtuh-12p5eer | DEER2017 | D17 v2 |  | Any | EUn | New | CZ01 | cWtd | Cap-Tons | 1522 | 766800 | None | 68.2 | 0.106 | 0 | 68.2 | 0.106 | 0 | 68.2 | 0.106 | 0 | 68.2 | 0.106 | 0 | DEER:HVAC_Split-Package_AC | Annual | 1719 | 68.16 | 0.1064 | 0 | 68.16 | 0.1064 | 0 | NE-HVAC-airAC-SpltPkg-240to759kBtuh-12p5eer_MZDEER2017AnyEUnNewCZ01cPVVG | 166386 | NE-HVAC-airAC-SpltPkg-240to759kBtuh-12p5eer_SZDEER2017AnyEUnNewCZ01cDXGF | 166385 |  | 78 | 0.101 | 0 | 28.8 | 0.128 | 0 | 78 | 0.101 | 0 | 28.8 | 0.128 | 0 | 1560 | 751000 | 1370 | 830000
NE-HVAC-airAC-SpltPkg-240to759kBtuh-12p5eer | DEER2017 | D17 v2 |  | Any | EUn | New | CZ02 | cWtd | Cap-Tons | 2286 | 766800 | None | 149 | 0.168 | 0 | 149 | 0.168 | 0 | 149 | 0.168 | 0 | 149 | 0.168 | 0 | DEER:HVAC_Split-Package_AC | Annual | 1719 | 149 | 0.1682 | 0 | 149 | 0.1682 | 0 | NE-HVAC-airAC-SpltPkg-240to759kBtuh-12p5eer_MZDEER2017AnyEUnNewCZ02cPVVG | 166388 | NE-HVAC-airAC-SpltPkg-240to759kBtuh-12p5eer_SZDEER2017AnyEUnNewCZ02cDXGF | 166387 |  | 158 | 0.162 | 0 | 113 | 0.193 | 0 | 158 | 0.162 | 0 | 113 | 0.193 | 0 | 2310 | 751000 | 2190 | 830000
NE-HVAC-airAC-SpltPkg-240to759kBtuh-12p5eer | DEER2017 | D17 v2 |  | Any | EUn | New | CZ03 | cWtd | Cap-Tons | 1794 | 766800 | None | 139 | 0.12 | 0 | 139 | 0.12 | 0 | 139 | 0.12 | 0 | 139 | 0.12 | 0 | DEER:HVAC_Split-Package_AC | Annual | 1719 | 139.44 | 0.1202 | 0 | 139.44 | 0.1202 | 0 | NE-HVAC-airAC-SpltPkg-240to759kBtuh-12p5eer_MZDEER2017AnyEUnNewCZ03cPVVG | 166390 | NE-HVAC-airAC-SpltPkg-240to759kBtuh-12p5eer_SZDEER2017AnyEUnNewCZ03cDXGF | 166389 |  | 152 | 0.117 | 0 | 89.2 | 0.133 | 0 | 152 | 0.117 | 0 | 89.2 | 0.133 | 0 | 1830 | 751000 | 1650 | 830000
NE-HVAC-airAC-SpltPkg-240to759kBtuh-12p5eer | DEER2017 | D17 v2 |  | Any | EUn | New | CZ04 | cWtd | Cap-Tons | 2144 | 766800 | None | 180 | 0.202 | 0 | 180 | 0.202 | 0 | 180 | 0.202 | 0 | 180 | 0.202 | 0 | DEER:HVAC_Split-Package_AC | Annual | 1719 | 180 | 0.2024 | 0 | 180 | 0.2024 | 0 | NE-HVAC-airAC-SpltPkg-240to759kBtuh-12p5eer_MZDEER2017AnyEUnNewCZ04cPVVG | 166392 | NE-HVAC-airAC-SpltPkg-240to759kBtuh-12p5eer_SZDEER2017AnyEUnNewCZ04cDXGF | 166391 |  | 191 | 0.194 | 0 | 136 | 0.236 | 0 | 191 | 0.194 | 0 | 136 | 0.236 | 0 | 2170 | 751000 | 2040 | 830000
NE-HVAC-airAC-SpltPkg-240to759kBtuh-12p5eer | DEER2017 | D17 v2 |  | Any | EUn | New | CZ05 | cWtd | Cap-Tons | 1652 | 766800 | None | 151 | 0.133 | 0 | 151 | 0.133 | 0 | 151 | 0.133 | 0 | 151 | 0.133 | 0 | DEER:HVAC_Split-Package_AC | Annual | 1719 | 151 | 0.133 | 0 | 151 | 0.133 | 0 | NE-HVAC-airAC-SpltPkg-240to759kBtuh-12p5eer_MZDEER2017AnyEUnNewCZ05cPVVG | 166394 | NE-HVAC-airAC-SpltPkg-240to759kBtuh-12p5eer_SZDEER2017AnyEUnNewCZ05cDXGF | 166393 |  | 162 | 0.126 | 0 | 107 | 0.161 | 0 | 162 | 0.126 | 0 | 107 | 0.161 | 0 | 1690 | 751000 | 1500 | 830000
NE-HVAC-airAC-SpltPkg-240to759kBtuh-12p5eer | DEER2017 | D17 v2 |  | Any | EUn | New | CZ06 | cWtd | Cap-Tons | 1982 | 766800 | None | 224 | 0.178 | 0 | 224 | 0.178 | 0 | 224 | 0.178 | 0 | 224 | 0.178 | 0 | DEER:HVAC_Split-Package_AC | Annual | 1719 | 224.2 | 0.178 | 0 | 224.2 | 0.178 | 0 | NE-HVAC-airAC-SpltPkg-240to759kBtuh-12p5eer_MZDEER2017AnyEUnNewCZ06cPVVG | 166396 | NE-HVAC-airAC-SpltPkg-240to759kBtuh-12p5eer_SZDEER2017AnyEUnNewCZ06cDXGF | 166395 |  | 239 | 0.171 | 0 | 165 | 0.206 | 0 | 239 | 0.171 | 0 | 165 | 0.206 | 0 | 2000 | 751000 | 1910 | 830000
NE-HVAC-airAC-SpltPkg-240to759kBtuh-12p5eer | DEER2017 | D17 v2 |  | Any | EUn | New | CZ07 | cWtd | Cap-Tons | 1574 | 766800 | None | 261 | 0.197 | 0 | 261 | 0.197 | 0 | 261 | 0.197 | 0 | 261 | 0.197 | 0 | DEER:HVAC_Split-Package_AC | Annual | 1719 | 261.2 | 0.1974 | 0 | 261.2 | 0.1974 | 0 | NE-HVAC-airAC-SpltPkg-240to759kBtuh-12p5eer_MZDEER2017AnyEUnNewCZ07cPVVG | 166398 | NE-HVAC-airAC-SpltPkg-240to759kBtuh-12p5eer_SZDEER2017AnyEUnNewCZ07cDXGF | 166397 |  | 271 | 0.191 | 0 | 222 | 0.223 | 0 | 271 | 0.191 | 0 | 222 | 0.223 | 0 | 1600 | 751000 | 1470 | 830000
NE-HVAC-airAC-SpltPkg-240to759kBtuh-12p5eer | DEER2017 | D17 v2 |  | Any | EUn | New | CZ08 | cWtd | Cap-Tons | 2170 | 766800 | None | 234 | 0.192 | 0 | 234 | 0.192 | 0 | 234 | 0.192 | 0 | 234 | 0.192 | 0 | DEER:HVAC_Split-Package_AC | Annual | 1719 | 234.2 | 0.1922 | 0 | 234.2 | 0.1922 | 0 | NE-HVAC-airAC-SpltPkg-240to759kBtuh-12p5eer_MZDEER2017AnyEUnNewCZ08cPVVG | 166400 | NE-HVAC-airAC-SpltPkg-240to759kBtuh-12p5eer_SZDEER2017AnyEUnNewCZ08cDXGF | 166399 |  | 247 | 0.185 | 0 | 183 | 0.221 | 0 | 247 | 0.185 | 0 | 183 | 0.221 | 0 | 2200 | 751000 | 2050 | 830000
NE-HVAC-airAC-SpltPkg-240to759kBtuh-12p5eer | DEER2017 | D17 v2 |  | Any | EUn | New | CZ09 | cWtd | Cap-Tons | 2750 | 766800 | None | 205 | 0.219 | 0 | 205 | 0.219 | 0 | 205 | 0.219 | 0 | 205 | 0.219 | 0 | DEER:HVAC_Split-Package_AC | Annual | 1719 | 204.8 | 0.219 | 0 | 204.8 | 0.219 | 0 | NE-HVAC-airAC-SpltPkg-240to759kBtuh-12p5eer_MZDEER2017AnyEUnNewCZ09cPVVG | 166402 | NE-HVAC-airAC-SpltPkg-240to759kBtuh-12p5eer_SZDEER2017AnyEUnNewCZ09cDXGF | 166401 |  | 219 | 0.212 | 0 | 148 | 0.247 | 0 | 219 | 0.212 | 0 | 148 | 0.247 | 0 | 2760 | 751000 | 2710 | 830000
NE-HVAC-airAC-SpltPkg-240to759kBtuh-12p5eer | DEER2017 | D17 v2 |  | Any | EUn | New | CZ10 | cWtd | Cap-Tons | 2506 | 766800 | None | 229 | 0.243 | 0 | 229 | 0.243 | 0 | 229 | 0.243 | 0 | 229 | 0.243 | 0 | DEER:HVAC_Split-Package_AC | Annual | 1719 | 228.8 | 0.243 | 0 | 228.8 | 0.243 | 0 | NE-HVAC-airAC-SpltPkg-240to759kBtuh-12p5eer_MZDEER2017AnyEUnNewCZ10cPVVG | 166404 | NE-HVAC-airAC-SpltPkg-240to759kBtuh-12p5eer_SZDEER2017AnyEUnNewCZ10cDXGF | 166403 |  | 240 | 0.235 | 0 | 184 | 0.275 | 0 | 240 | 0.235 | 0 | 184 | 0.275 | 0 | 2520 | 751000 | 2450 | 830000
NE-HVAC-airAC-SpltPkg-240to759kBtuh-12p5eer | DEER2017 | D17 v2 |  | Any | EUn | New | CZ11 | cWtd | Cap-Tons | 2290 | 766800 | None | 230 | 0.187 | 0 | 230 | 0.187 | 0 | 230 | 0.187 | 0 | 230 | 0.187 | 0 | DEER:HVAC_Split-Package_AC | Annual | 1719 | 230 | 0.1866 | 0 | 230 | 0.1866 | 0 | NE-HVAC-airAC-SpltPkg-240to759kBtuh-12p5eer_MZDEER2017AnyEUnNewCZ11cPVVG | 166406 | NE-HVAC-airAC-SpltPkg-240to759kBtuh-12p5eer_SZDEER2017AnyEUnNewCZ11cDXGF | 166405 |  | 235 | 0.18 | 0 | 210 | 0.213 | 0 | 235 | 0.18 | 0 | 210 | 0.213 | 0 | 2310 | 751000 | 2210 | 830000
NE-HVAC-airAC-SpltPkg-240to759kBtuh-12p5eer | DEER2017 | D17 v2 |  | Any | EUn | New | CZ12 | cWtd | Cap-Tons | 2368 | 766800 | None | 191 | 0.178 | 0 | 191 | 0.178 | 0 | 191 | 0.178 | 0 | 191 | 0.178 | 0 | DEER:HVAC_Split-Package_AC | Annual | 1719 | 190.6 | 0.1776 | 0 | 190.6 | 0.1776 | 0 | NE-HVAC-airAC-SpltPkg-240to759kBtuh-12p5eer_MZDEER2017AnyEUnNewCZ12cPVVG | 166408 | NE-HVAC-airAC-SpltPkg-240to759kBtuh-12p5eer_SZDEER2017AnyEUnNewCZ12cDXGF | 166407 |  | 198 | 0.171 | 0 | 161 | 0.204 | 0 | 198 | 0.171 | 0 | 161 | 0.204 | 0 | 2390 | 751000 | 2280 | 830000
NE-HVAC-airAC-SpltPkg-240to759kBtuh-12p5eer | DEER2017 | D17 v2 |  | Any | EUn | New | CZ13 | cWtd | Cap-Tons | 2490 | 766800 | None | 224 | 0.175 | 0 | 224 | 0.175 | 0 | 224 | 0.175 | 0 | 224 | 0.175 | 0 | DEER:HVAC_Split-Package_AC | Annual | 1719 | 223.6 | 0.1752 | 0 | 223.6 | 0.1752 | 0 | NE-HVAC-airAC-SpltPkg-240to759kBtuh-12p5eer_MZDEER2017AnyEUnNewCZ13cPVVG | 166410 | NE-HVAC-airAC-SpltPkg-240to759kBtuh-12p5eer_SZDEER2017AnyEUnNewCZ13cDXGF | 166409 |  | 229 | 0.168 | 0 | 202 | 0.204 | 0 | 229 | 0.168 | 0 | 202 | 0.204 | 0 | 2510 | 751000 | 2410 | 830000
NE-HVAC-airAC-SpltPkg-240to759kBtuh-12p5eer | DEER2017 | D17 v2 |  | Any | EUn | New | CZ14 | cWtd | Cap-Tons | 2318 | 766800 | None | 236 | 0.229 | 0 | 236 | 0.229 | 0 | 236 | 0.229 | 0 | 236 | 0.229 | 0 | DEER:HVAC_Split-Package_AC | Annual | 1719 | 235.8 | 0.2294 | 0 | 235.8 | 0.2294 | 0 | NE-HVAC-airAC-SpltPkg-240to759kBtuh-12p5eer_MZDEER2017AnyEUnNewCZ14cPVVG | 166412 | NE-HVAC-airAC-SpltPkg-240to759kBtuh-12p5eer_SZDEER2017AnyEUnNewCZ14cDXGF | 166411 |  | 241 | 0.221 | 0 | 215 | 0.263 | 0 | 241 | 0.221 | 0 | 215 | 0.263 | 0 | 2340 | 751000 | 2230 | 830000
NE-HVAC-airAC-SpltPkg-240to759kBtuh-12p5eer | DEER2017 | D17 v2 |  | Any | EUn | New | CZ15 | cWtd | Cap-Tons | 2750 | 766800 | None | 369 | 0.234 | 0 | 369 | 0.234 | 0 | 369 | 0.234 | 0 | 369 | 0.234 | 0 | DEER:HVAC_Split-Package_AC | Annual | 1719 | 369.4 | 0.2344 | 0 | 369.4 | 0.2344 | 0 | NE-HVAC-airAC-SpltPkg-240to759kBtuh-12p5eer_MZDEER2017AnyEUnNewCZ15cPVVG | 166414 | NE-HVAC-airAC-SpltPkg-240to759kBtuh-12p5eer_SZDEER2017AnyEUnNewCZ15cDXGF | 166413 |  | 372 | 0.225 | 0 | 359 | 0.272 | 0 | 372 | 0.225 | 0 | 359 | 0.272 | 0 | 2760 | 751000 | 2710 | 830000
NE-HVAC-airAC-SpltPkg-240to759kBtuh-12p5eer | DEER2017 | D17 v2 |  | Any | EUn | New | CZ16 | cWtd | Cap-Tons | 1568 | 766800 | None | 129 | 0.131 | 0 | 129 | 0.131 | 0 | 129 | 0.131 | 0 | 129 | 0.131 | 0 | DEER:HVAC_Split-Package_AC | Annual | 1719 | 129.4 | 0.1306 | 0 | 129.4 | 0.1306 | 0 | NE-HVAC-airAC-SpltPkg-240to759kBtuh-12p5eer_MZDEER2017AnyEUnNewCZ16cPVVG | 166416 | NE-HVAC-airAC-SpltPkg-240to759kBtuh-12p5eer_SZDEER2017AnyEUnNewCZ16cDXGF | 166415 |  | 135 | 0.126 | 0 | 107 | 0.149 | 0 | 135 | 0.126 | 0 | 107 | 0.149 | 0 | 1590 | 751000 | 1480 | 830000
NE-HVAC-airAC-SpltPkg-240to759kBtuh-12p5eer | DEER2017 | D17 v2 |  | Any | Gro | 1975 | CZ01 | cDXGF | Cap-Tons | 58 | 46400 | None | 1.63 | 0.0144 | 0 | 1.63 | 0.0144 | 0 | 1.63 | 0.0144 | 0 | 1.63 | 0.0144 | 0 | DEER:HVAC_Split-Package_AC | Annual | 1719 | 1.63 | 0.0144 | 0 | 1.63 | 0.0144 | 0 | NE-HVAC-airAC-SpltPkg-240to759kBtuh-12p5eer_MZDEER2017AnyGro1975CZ01cPVVG | #N/A | NE-HVAC-airAC-SpltPkg-240to759kBtuh-12p5eer_SZDEER2017AnyGro1975CZ01cDXGF | 13409 |  | #N/A | #N/A | #N/A | 1.63 | 0.0144 | 0 | #N/A | #N/A | #N/A | 1.63 | 0.0144 | 0 | #N/A | #N/A | 58 | 46400
NE-HVAC-airAC-SpltPkg-240to759kBtuh-12p5eer | DEER2017 | D17 v2 |  | Any | Gro | 1975 | CZ02 | cDXGF | Cap-Tons | 141 | 46400 | None | 52.8 | 0.117 | 0 | 52.8 | 0.117 | 0 | 52.8 | 0.117 | 0 | 52.8 | 0.117 | 0 | DEER:HVAC_Split-Package_AC | Annual | 1719 | 52.8 | 0.117 | 0 | 52.8 | 0.117 | 0 | NE-HVAC-airAC-SpltPkg-240to759kBtuh-12p5eer_MZDEER2017AnyGro1975CZ02cPVVG | #N/A | NE-HVAC-airAC-SpltPkg-240to759kBtuh-12p5eer_SZDEER2017AnyGro1975CZ02cDXGF | 13410 |  | #N/A | #N/A | #N/A | 52.8 | 0.117 | 0 | #N/A | #N/A | #N/A | 52.8 | 0.117 | 0 | #N/A | #N/A | 141 | 46400
NE-HVAC-airAC-SpltPkg-240to759kBtuh-12p5eer | DEER2017 | D17 v2 |  | Any | Gro | 1975 | CZ03 | cDXGF | Cap-Tons | 100 | 46400 | None | 15.2 | 0.0723 | 0 | 15.2 | 0.0723 | 0 | 15.2 | 0.0723 | 0 | 15.2 | 0.0723 | 0 | DEER:HVAC_Split-Package_AC | Annual | 1719 | 15.2 | 0.0723 | 0 | 15.2 | 0.0723 | 0 | NE-HVAC-airAC-SpltPkg-240to759kBtuh-12p5eer_MZDEER2017AnyGro1975CZ03cPVVG | #N/A | NE-HVAC-airAC-SpltPkg-240to759kBtuh-12p5eer_SZDEER2017AnyGro1975CZ03cDXGF | 13411 |  | #N/A | #N/A | #N/A | 15.2 | 0.0723 | 0 | #N/A | #N/A | #N/A | 15.2 | 0.0723 | 0 | #N/A | #N/A | 100 | 46400
NE-HVAC-airAC-SpltPkg-240to759kBtuh-12p5eer | DEER2017 | D17 v2 |  | Any | Gro | 1975 | CZ04 | cDXGF | Cap-Tons | 123 | 46400 | None | 57.7 | 0.105 | 0 | 57.7 | 0.105 | 0 | 57.7 | 0.105 | 0 | 57.7 | 0.105 | 0 | DEER:HVAC_Split-Package_AC | Annual | 1719 | 57.7 | 0.105 | 0 | 57.7 | 0.105 | 0 | NE-HVAC-airAC-SpltPkg-240to759kBtuh-12p5eer_MZDEER2017AnyGro1975CZ04cPVVG | #N/A | NE-HVAC-airAC-SpltPkg-240to759kBtuh-12p5eer_SZDEER2017AnyGro1975CZ04cDXGF | 13412 |  | #N/A | #N/A | #N/A | 57.7 | 0.105 | 0 | #N/A | #N/A | #N/A | 57.7 | 0.105 | 0 | #N/A | #N/A | 123 | 46400
NE-HVAC-airAC-SpltPkg-240to759kBtuh-12p5eer | DEER2017 | D17 v2 |  | Any | Gro | 1975 | CZ05 | cDXGF | Cap-Tons | 90.6 | 46400 | None | 14.7 | 0.0423 | 0 | 14.7 | 0.0423 | 0 | 14.7 | 0.0423 | 0 | 14.7 | 0.0423 | 0 | DEER:HVAC_Split-Package_AC | Annual | 1719 | 14.7 | 0.0423 | 0 | 14.7 | 0.0423 | 0 | NE-HVAC-airAC-SpltPkg-240to759kBtuh-12p5eer_MZDEER2017AnyGro1975CZ05cPVVG | #N/A | NE-HVAC-airAC-SpltPkg-240to759kBtuh-12p5eer_SZDEER2017AnyGro1975CZ05cDXGF | 13413 |  | #N/A | #N/A | #N/A | 14.7 | 0.0423 | 0 | #N/A | #N/A | #N/A | 14.7 | 0.0423 | 0 | #N/A | #N/A | 90.6 | 46400
NE-HVAC-airAC-SpltPkg-240to759kBtuh-12p5eer | DEER2017 | D17 v2 |  | Any | Gro | 1975 | CZ06 | cDXGF | Cap-Tons | 115 | 46400 | None | 48.5 | 0.0859 | 0 | 48.5 | 0.0859 | 0 | 48.5 | 0.0859 | 0 | 48.5 | 0.0859 | 0 | DEER:HVAC_Split-Package_AC | Annual | 1719 | 48.5 | 0.0859 | 0 | 48.5 | 0.0859 | 0 | NE-HVAC-airAC-SpltPkg-240to759kBtuh-12p5eer_MZDEER2017AnyGro1975CZ06cPVVG | #N/A | NE-HVAC-airAC-SpltPkg-240to759kBtuh-12p5eer_SZDEER2017AnyGro1975CZ06cDXGF | 13414 |  | #N/A | #N/A | #N/A | 48.5 | 0.0859 | 0 | #N/A | #N/A | #N/A | 48.5 | 0.0859 | 0 | #N/A | #N/A | 115 | 46400
NE-HVAC-airAC-SpltPkg-240to759kBtuh-12p5eer | DEER2017 | D17 v2 |  | Any | Gro | 1975 | CZ07 | cDXGF | Cap-Tons | 99.5 | 46400 | None | 36 | 0.0777 | 0 | 36 | 0.0777 | 0 | 36 | 0.0777 | 0 | 36 | 0.0777 | 0 | DEER:HVAC_Split-Package_AC | Annual | 1719 | 36 | 0.0777 | 0 | 36 | 0.0777 | 0 | NE-HVAC-airAC-SpltPkg-240to759kBtuh-12p5eer_MZDEER2017AnyGro1975CZ07cPVVG | #N/A | NE-HVAC-airAC-SpltPkg-240to759kBtuh-12p5eer_SZDEER2017AnyGro1975CZ07cDXGF | 13415 |  | #N/A | #N/A | #N/A | 36 | 0.0777 | 0 | #N/A | #N/A | #N/A | 36 | 0.0777 | 0 | #N/A | #N/A | 99.5 | 46400
NE-HVAC-airAC-SpltPkg-240to759kBtuh-12p5eer | DEER2017 | D17 v2 |  | Any | Gro | 1975 | CZ08 | cDXGF | Cap-Tons | 140 | 46400 | None | 70.8 | 0.0951 | 0 | 70.8 | 0.0951 | 0 | 70.8 | 0.0951 | 0 | 70.8 | 0.0951 | 0 | DEER:HVAC_Split-Package_AC | Annual | 1719 | 70.8 | 0.0951 | 0 | 70.8 | 0.0951 | 0 | NE-HVAC-airAC-SpltPkg-240to759kBtuh-12p5eer_MZDEER2017AnyGro1975CZ08cPVVG | #N/A | NE-HVAC-airAC-SpltPkg-240to759kBtuh-12p5eer_SZDEER2017AnyGro1975CZ08cDXGF | 13416 |  | #N/A | #N/A | #N/A | 70.8 | 0.0951 | 0 | #N/A | #N/A | #N/A | 70.8 | 0.0951 | 0 | #N/A | #N/A | 140 | 46400
NE-HVAC-airAC-SpltPkg-240to759kBtuh-12p5eer | DEER2017 | D17 v2 |  | Any | Gro | 1975 | CZ09 | cDXGF | Cap-Tons | 162 | 46400 | None | 83.2 | 0.13 | 0 | 83.2 | 0.13 | 0 | 83.2 | 0.13 | 0 | 83.2 | 0.13 | 0 | DEER:HVAC_Split-Package_AC | Annual | 1719 | 83.2 | 0.13 | 0 | 83.2 | 0.13 | 0 | NE-HVAC-airAC-SpltPkg-240to759kBtuh-12p5eer_MZDEER2017AnyGro1975CZ09cPVVG | #N/A | NE-HVAC-airAC-SpltPkg-240to759kBtuh-12p5eer_SZDEER2017AnyGro1975CZ09cDXGF | 13417 |  | #N/A | #N/A | #N/A | 83.2 | 0.13 | 0 | #N/A | #N/A | #N/A | 83.2 | 0.13 | 0 | #N/A | #N/A | 162 | 46400
NE-HVAC-airAC-SpltPkg-240to759kBtuh-12p5eer | DEER2017 | D17 v2 |  | Any | Gro | 1975 | CZ10 | cDXGF | Cap-Tons | 163 | 46400 | None | 98.7 | 0.136 | 0 | 98.7 | 0.136 | 0 | 98.7 | 0.136 | 0 | 98.7 | 0.136 | 0 | DEER:HVAC_Split-Package_AC | Annual | 1719 | 98.7 | 0.136 | 0 | 98.7 | 0.136 | 0 | NE-HVAC-airAC-SpltPkg-240to759kBtuh-12p5eer_MZDEER2017AnyGro1975CZ10cPVVG | #N/A | NE-HVAC-airAC-SpltPkg-240to759kBtuh-12p5eer_SZDEER2017AnyGro1975CZ10cDXGF | 13418 |  | #N/A | #N/A | #N/A | 98.7 | 0.136 | 0 | #N/A | #N/A | #N/A | 98.7 | 0.136 | 0 | #N/A | #N/A | 163 | 46400
NE-HVAC-airAC-SpltPkg-240to759kBtuh-12p5eer | DEER2017 | D17 v2 |  | Any | Gro | 1975 | CZ11 | cDXGF | Cap-Tons | 173 | 46400 | None | 112 | 0.123 | 0 | 112 | 0.123 | 0 | 112 | 0.123 | 0 | 112 | 0.123 | 0 | DEER:HVAC_Split-Package_AC | Annual | 1719 | 112 | 0.123 | 0 | 112 | 0.123 | 0 | NE-HVAC-airAC-SpltPkg-240to759kBtuh-12p5eer_MZDEER2017AnyGro1975CZ11cPVVG | #N/A | NE-HVAC-airAC-SpltPkg-240to759kBtuh-12p5eer_SZDEER2017AnyGro1975CZ11cDXGF | 13419 |  | #N/A | #N/A | #N/A | 112 | 0.123 | 0 | #N/A | #N/A | #N/A | 112 | 0.123 | 0 | #N/A | #N/A | 173 | 46400
NE-HVAC-airAC-SpltPkg-240to759kBtuh-12p5eer | DEER2017 | D17 v2 |  | Any | Gro | 1975 | CZ12 | cDXGF | Cap-Tons | 173 | 46400 | None | 78.7 | 0.112 | 0 | 78.7 | 0.112 | 0 | 78.7 | 0.112 | 0 | 78.7 | 0.112 | 0 | DEER:HVAC_Split-Package_AC | Annual | 1719 | 78.7 | 0.112 | 0 | 78.7 | 0.112 | 0 | NE-HVAC-airAC-SpltPkg-240to759kBtuh-12p5eer_MZDEER2017AnyGro1975CZ12cPVVG | #N/A | NE-HVAC-airAC-SpltPkg-240to759kBtuh-12p5eer_SZDEER2017AnyGro1975CZ12cDXGF | 13420 |  | #N/A | #N/A | #N/A | 78.7 | 0.112 | 0 | #N/A | #N/A | #N/A | 78.7 | 0.112 | 0 | #N/A | #N/A | 173 | 46400
NE-HVAC-airAC-SpltPkg-240to759kBtuh-12p5eer | DEER2017 | D17 v2 |  | Any | Gro | 1975 | CZ13 | cDXGF | Cap-Tons | 171 | 46400 | None | 121 | 0.12 | 0 | 121 | 0.12 | 0 | 121 | 0.12 | 0 | 121 | 0.12 | 0 | DEER:HVAC_Split-Package_AC | Annual | 1719 | 121 | 0.12 | 0 | 121 | 0.12 | 0 | NE-HVAC-airAC-SpltPkg-240to759kBtuh-12p5eer_MZDEER2017AnyGro1975CZ13cPVVG | #N/A | NE-HVAC-airAC-SpltPkg-240to759kBtuh-12p5eer_SZDEER2017AnyGro1975CZ13cDXGF | 13421 |  | #N/A | #N/A | #N/A | 121 | 0.12 | 0 | #N/A | #N/A | #N/A | 121 | 0.12 | 0 | #N/A | #N/A | 171 | 46400
NE-HVAC-airAC-SpltPkg-240to759kBtuh-12p5eer | DEER2017 | D17 v2 |  | Any | Gro | 1975 | CZ14 | cDXGF | Cap-Tons | 179 | 46400 | None | 115 | 0.114 | 0 | 115 | 0.114 | 0 | 115 | 0.114 | 0 | 115 | 0.114 | 0 | DEER:HVAC_Split-Package_AC | Annual | 1719 | 115 | 0.114 | 0 | 115 | 0.114 | 0 | NE-HVAC-airAC-SpltPkg-240to759kBtuh-12p5eer_MZDEER2017AnyGro1975CZ14cPVVG | #N/A | NE-HVAC-airAC-SpltPkg-240to759kBtuh-12p5eer_SZDEER2017AnyGro1975CZ14cDXGF | 13422 |  | #N/A | #N/A | #N/A | 115 | 0.114 | 0 | #N/A | #N/A | #N/A | 115 | 0.114 | 0 | #N/A | #N/A | 179 | 46400
NE-HVAC-airAC-SpltPkg-240to759kBtuh-12p5eer | DEER2017 | D17 v2 |  | Any | Gro | 1975 | CZ15 | cDXGF | Cap-Tons | 229 | 46400 | None | 204 | 0.123 | 0 | 204 | 0.123 | 0 | 204 | 0.123 | 0 | 204 | 0.123 | 0 | DEER:HVAC_Split-Package_AC | Annual | 1719 | 204 | 0.123 | 0 | 204 | 0.123 | 0 | NE-HVAC-airAC-SpltPkg-240to759kBtuh-12p5eer_MZDEER2017AnyGro1975CZ15cPVVG | #N/A | NE-HVAC-airAC-SpltPkg-240to759kBtuh-12p5eer_SZDEER2017AnyGro1975CZ15cDXGF | 13423 |  | #N/A | #N/A | #N/A | 204 | 0.123 | 0 | #N/A | #N/A | #N/A | 204 | 0.123 | 0 | #N/A | #N/A | 229 | 46400
NE-HVAC-airAC-SpltPkg-240to759kBtuh-12p5eer | DEER2017 | D17 v2 |  | Any | Gro | 1975 | CZ16 | cDXGF | Cap-Tons | 102 | 46400 | None | 39.5 | 0.0833 | 0 | 39.5 | 0.0833 | 0 | 39.5 | 0.0833 | 0 | 39.5 | 0.0833 | 0 | DEER:HVAC_Split-Package_AC | Annual | 1719 | 39.5 | 0.0833 | 0 | 39.5 | 0.0833 | 0 | NE-HVAC-airAC-SpltPkg-240to759kBtuh-12p5eer_MZDEER2017AnyGro1975CZ16cPVVG | #N/A | NE-HVAC-airAC-SpltPkg-240to759kBtuh-12p5eer_SZDEER2017AnyGro1975CZ16cDXGF | 13424 |  | #N/A | #N/A | #N/A | 39.5 | 0.0833 | 0 | #N/A | #N/A | #N/A | 39.5 | 0.0833 | 0 | #N/A | #N/A | 102 | 46400
NE-HVAC-airAC-SpltPkg-240to759kBtuh-12p5eer | DEER2017 | D17 v2 |  | Any | Gro | 1985 | CZ01 | cDXGF | Cap-Tons | 50.7 | 46400 | None | 1.6 | 0.0105 | 0 | 1.6 | 0.0105 | 0 | 1.6 | 0.0105 | 0 | 1.6 | 0.0105 | 0 | DEER:HVAC_Split-Package_AC | Annual | 1719 | 1.6 | 0.0105 | 0 | 1.6 | 0.0105 | 0 | NE-HVAC-airAC-SpltPkg-240to759kBtuh-12p5eer_MZDEER2017AnyGro1985CZ01cPVVG | #N/A | NE-HVAC-airAC-SpltPkg-240to759kBtuh-12p5eer_SZDEER2017AnyGro1985CZ01cDXGF | 34769 |  | #N/A | #N/A | #N/A | 1.6 | 0.0105 | 0 | #N/A | #N/A | #N/A | 1.6 | 0.0105 | 0 | #N/A | #N/A | 50.7 | 46400
NE-HVAC-airAC-SpltPkg-240to759kBtuh-12p5eer | DEER2017 | D17 v2 |  | Any | Gro | 1985 | CZ02 | cDXGF | Cap-Tons | 131 | 46400 | None | 47.5 | 0.113 | 0 | 47.5 | 0.113 | 0 | 47.5 | 0.113 | 0 | 47.5 | 0.113 | 0 | DEER:HVAC_Split-Package_AC | Annual | 1719 | 47.5 | 0.113 | 0 | 47.5 | 0.113 | 0 | NE-HVAC-airAC-SpltPkg-240to759kBtuh-12p5eer_MZDEER2017AnyGro1985CZ02cPVVG | #N/A | NE-HVAC-airAC-SpltPkg-240to759kBtuh-12p5eer_SZDEER2017AnyGro1985CZ02cDXGF | 34770 |  | #N/A | #N/A | #N/A | 47.5 | 0.113 | 0 | #N/A | #N/A | #N/A | 47.5 | 0.113 | 0 | #N/A | #N/A | 131 | 46400
NE-HVAC-airAC-SpltPkg-240to759kBtuh-12p5eer | DEER2017 | D17 v2 |  | Any | Gro | 1985 | CZ03 | cDXGF | Cap-Tons | 91.6 | 46400 | None | 12.2 | 0.0668 | 0 | 12.2 | 0.0668 | 0 | 12.2 | 0.0668 | 0 | 12.2 | 0.0668 | 0 | DEER:HVAC_Split-Package_AC | Annual | 1719 | 12.2 | 0.0668 | 0 | 12.2 | 0.0668 | 0 | NE-HVAC-airAC-SpltPkg-240to759kBtuh-12p5eer_MZDEER2017AnyGro1985CZ03cPVVG | #N/A | NE-HVAC-airAC-SpltPkg-240to759kBtuh-12p5eer_SZDEER2017AnyGro1985CZ03cDXGF | 34771 |  | #N/A | #N/A | #N/A | 12.2 | 0.0668 | 0 | #N/A | #N/A | #N/A | 12.2 | 0.0668 | 0 | #N/A | #N/A | 91.6 | 46400
NE-HVAC-airAC-SpltPkg-240to759kBtuh-12p5eer | DEER2017 | D17 v2 |  | Any | Gro | 1985 | CZ04 | cDXGF | Cap-Tons | 118 | 46400 | None | 50.3 | 0.1 | 0 | 50.3 | 0.1 | 0 | 50.3 | 0.1 | 0 | 50.3 | 0.1 | 0 | DEER:HVAC_Split-Package_AC | Annual | 1719 | 50.3 | 0.1 | 0 | 50.3 | 0.1 | 0 | NE-HVAC-airAC-SpltPkg-240to759kBtuh-12p5eer_MZDEER2017AnyGro1985CZ04cPVVG | #N/A | NE-HVAC-airAC-SpltPkg-240to759kBtuh-12p5eer_SZDEER2017AnyGro1985CZ04cDXGF | 34772 |  | #N/A | #N/A | #N/A | 50.3 | 0.1 | 0 | #N/A | #N/A | #N/A | 50.3 | 0.1 | 0 | #N/A | #N/A | 118 | 46400
NE-HVAC-airAC-SpltPkg-240to759kBtuh-12p5eer | DEER2017 | D17 v2 |  | Any | Gro | 1985 | CZ05 | cDXGF | Cap-Tons | 79.9 | 46400 | None | 11.7 | 0.0391 | 0 | 11.7 | 0.0391 | 0 | 11.7 | 0.0391 | 0 | 11.7 | 0.0391 | 0 | DEER:HVAC_Split-Package_AC | Annual | 1719 | 11.7 | 0.0391 | 0 | 11.7 | 0.0391 | 0 | NE-HVAC-airAC-SpltPkg-240to759kBtuh-12p5eer_MZDEER2017AnyGro1985CZ05cPVVG | #N/A | NE-HVAC-airAC-SpltPkg-240to759kBtuh-12p5eer_SZDEER2017AnyGro1985CZ05cDXGF | 34773 |  | #N/A | #N/A | #N/A | 11.7 | 0.0391 | 0 | #N/A | #N/A | #N/A | 11.7 | 0.0391 | 0 | #N/A | #N/A | 79.9 | 46400
NE-HVAC-airAC-SpltPkg-240to759kBtuh-12p5eer | DEER2017 | D17 v2 |  | Any | Gro | 1985 | CZ06 | cDXGF | Cap-Tons | 115 | 46400 | None | 37.8 | 0.0767 | 0 | 37.8 | 0.0767 | 0 | 37.8 | 0.0767 | 0 | 37.8 | 0.0767 | 0 | DEER:HVAC_Split-Package_AC | Annual | 1719 | 37.8 | 0.0767 | 0 | 37.8 | 0.0767 | 0 | NE-HVAC-airAC-SpltPkg-240to759kBtuh-12p5eer_MZDEER2017AnyGro1985CZ06cPVVG | #N/A | NE-HVAC-airAC-SpltPkg-240to759kBtuh-12p5eer_SZDEER2017AnyGro1985CZ06cDXGF | 34774 |  | #N/A | #N/A | #N/A | 37.8 | 0.0767 | 0 | #N/A | #N/A | #N/A | 37.8 | 0.0767 | 0 | #N/A | #N/A | 115 | 46400
NE-HVAC-airAC-SpltPkg-240to759kBtuh-12p5eer | DEER2017 | D17 v2 |  | Any | Gro | 1985 | CZ07 | cDXGF | Cap-Tons | 93 | 46400 | None | 28.1 | 0.0703 | 0 | 28.1 | 0.0703 | 0 | 28.1 | 0.0703 | 0 | 28.1 | 0.0703 | 0 | DEER:HVAC_Split-Package_AC | Annual | 1719 | 28.1 | 0.0703 | 0 | 28.1 | 0.0703 | 0 | NE-HVAC-airAC-SpltPkg-240to759kBtuh-12p5eer_MZDEER2017AnyGro1985CZ07cPVVG | #N/A | NE-HVAC-airAC-SpltPkg-240to759kBtuh-12p5eer_SZDEER2017AnyGro1985CZ07cDXGF | 34775 |  | #N/A | #N/A | #N/A | 28.1 | 0.0703 | 0 | #N/A | #N/A | #N/A | 28.1 | 0.0703 | 0 | #N/A | #N/A | 93 | 46400
NE-HVAC-airAC-SpltPkg-240to759kBtuh-12p5eer | DEER2017 | D17 v2 |  | Any | Gro | 1985 | CZ08 | cDXGF | Cap-Tons | 121 | 46400 | None | 66 | 0.0947 | 0 | 66 | 0.0947 | 0 | 66 | 0.0947 | 0 | 66 | 0.0947 | 0 | DEER:HVAC_Split-Package_AC | Annual | 1719 | 66 | 0.0947 | 0 | 66 | 0.0947 | 0 | NE-HVAC-airAC-SpltPkg-240to759kBtuh-12p5eer_MZDEER2017AnyGro1985CZ08cPVVG | #N/A | NE-HVAC-airAC-SpltPkg-240to759kBtuh-12p5eer_SZDEER2017AnyGro1985CZ08cDXGF | 34776 |  | #N/A | #N/A | #N/A | 66 | 0.0947 | 0 | #N/A | #N/A | #N/A | 66 | 0.0947 | 0 | #N/A | #N/A | 121 | 46400
NE-HVAC-airAC-SpltPkg-240to759kBtuh-12p5eer | DEER2017 | D17 v2 |  | Any | Gro | 1985 | CZ09 | cDXGF | Cap-Tons | 158 | 46400 | None | 74.3 | 0.123 | 0 | 74.3 | 0.123 | 0 | 74.3 | 0.123 | 0 | 74.3 | 0.123 | 0 | DEER:HVAC_Split-Package_AC | Annual | 1719 | 74.3 | 0.123 | 0 | 74.3 | 0.123 | 0 | NE-HVAC-airAC-SpltPkg-240to759kBtuh-12p5eer_MZDEER2017AnyGro1985CZ09cPVVG | #N/A | NE-HVAC-airAC-SpltPkg-240to759kBtuh-12p5eer_SZDEER2017AnyGro1985CZ09cDXGF | 34777 |  | #N/A | #N/A | #N/A | 74.3 | 0.123 | 0 | #N/A | #N/A | #N/A | 74.3 | 0.123 | 0 | #N/A | #N/A | 158 | 46400
NE-HVAC-airAC-SpltPkg-240to759kBtuh-12p5eer | DEER2017 | D17 v2 |  | Any | Gro | 1985 | CZ10 | cDXGF | Cap-Tons | 153 | 46400 | None | 92.4 | 0.132 | 0 | 92.4 | 0.132 | 0 | 92.4 | 0.132 | 0 | 92.4 | 0.132 | 0 | DEER:HVAC_Split-Package_AC | Annual | 1719 | 92.4 | 0.132 | 0 | 92.4 | 0.132 | 0 | NE-HVAC-airAC-SpltPkg-240to759kBtuh-12p5eer_MZDEER2017AnyGro1985CZ10cPVVG | #N/A | NE-HVAC-airAC-SpltPkg-240to759kBtuh-12p5eer_SZDEER2017AnyGro1985CZ10cDXGF | 34778 |  | #N/A | #N/A | #N/A | 92.4 | 0.132 | 0 | #N/A | #N/A | #N/A | 92.4 | 0.132 | 0 | #N/A | #N/A | 153 | 46400
NE-HVAC-airAC-SpltPkg-240to759kBtuh-12p5eer | DEER2017 | D17 v2 |  | Any | Gro | 1985 | CZ11 | cDXGF | Cap-Tons | 158 | 46400 | None | 109 | 0.12 | 0 | 109 | 0.12 | 0 | 109 | 0.12 | 0 | 109 | 0.12 | 0 | DEER:HVAC_Split-Package_AC | Annual | 1719 | 109 | 0.12 | 0 | 109 | 0.12 | 0 | NE-HVAC-airAC-SpltPkg-240to759kBtuh-12p5eer_MZDEER2017AnyGro1985CZ11cPVVG | #N/A | NE-HVAC-airAC-SpltPkg-240to759kBtuh-12p5eer_SZDEER2017AnyGro1985CZ11cDXGF | 34779 |  | #N/A | #N/A | #N/A | 109 | 0.12 | 0 | #N/A | #N/A | #N/A | 109 | 0.12 | 0 | #N/A | #N/A | 158 | 46400
NE-HVAC-airAC-SpltPkg-240to759kBtuh-12p5eer | DEER2017 | D17 v2 |  | Any | Gro | 1985 | CZ12 | cDXGF | Cap-Tons | 160 | 46400 | None | 73.9 | 0.109 | 0 | 73.9 | 0.109 | 0 | 73.9 | 0.109 | 0 | 73.9 | 0.109 | 0 | DEER:HVAC_Split-Package_AC | Annual | 1719 | 73.9 | 0.109 | 0 | 73.9 | 0.109 | 0 | NE-HVAC-airAC-SpltPkg-240to759kBtuh-12p5eer_MZDEER2017AnyGro1985CZ12cPVVG | #N/A | NE-HVAC-airAC-SpltPkg-240to759kBtuh-12p5eer_SZDEER2017AnyGro1985CZ12cDXGF | 34780 |  | #N/A | #N/A | #N/A | 73.9 | 0.109 | 0 | #N/A | #N/A | #N/A | 73.9 | 0.109 | 0 | #N/A | #N/A | 160 | 46400
NE-HVAC-airAC-SpltPkg-240to759kBtuh-12p5eer | DEER2017 | D17 v2 |  | Any | Gro | 1985 | CZ13 | cDXGF | Cap-Tons | 159 | 46400 | None | 116 | 0.116 | 0 | 116 | 0.116 | 0 | 116 | 0.116 | 0 | 116 | 0.116 | 0 | DEER:HVAC_Split-Package_AC | Annual | 1719 | 116 | 0.116 | 0 | 116 | 0.116 | 0 | NE-HVAC-airAC-SpltPkg-240to759kBtuh-12p5eer_MZDEER2017AnyGro1985CZ13cPVVG | #N/A | NE-HVAC-airAC-SpltPkg-240to759kBtuh-12p5eer_SZDEER2017AnyGro1985CZ13cDXGF | 34781 |  | #N/A | #N/A | #N/A | 116 | 0.116 | 0 | #N/A | #N/A | #N/A | 116 | 0.116 | 0 | #N/A | #N/A | 159 | 46400
NE-HVAC-airAC-SpltPkg-240to759kBtuh-12p5eer | DEER2017 | D17 v2 |  | Any | Gro | 1985 | CZ14 | cDXGF | Cap-Tons | 165 | 46400 | None | 109 | 0.112 | 0 | 109 | 0.112 | 0 | 109 | 0.112 | 0 | 109 | 0.112 | 0 | DEER:HVAC_Split-Package_AC | Annual | 1719 | 109 | 0.112 | 0 | 109 | 0.112 | 0 | NE-HVAC-airAC-SpltPkg-240to759kBtuh-12p5eer_MZDEER2017AnyGro1985CZ14cPVVG | #N/A | NE-HVAC-airAC-SpltPkg-240to759kBtuh-12p5eer_SZDEER2017AnyGro1985CZ14cDXGF | 34782 |  | #N/A | #N/A | #N/A | 109 | 0.112 | 0 | #N/A | #N/A | #N/A | 109 | 0.112 | 0 | #N/A | #N/A | 165 | 46400
NE-HVAC-airAC-SpltPkg-240to759kBtuh-12p5eer | DEER2017 | D17 v2 |  | Any | Gro | 1985 | CZ15 | cDXGF | Cap-Tons | 212 | 46400 | None | 197 | 0.121 | 0 | 197 | 0.121 | 0 | 197 | 0.121 | 0 | 197 | 0.121 | 0 | DEER:HVAC_Split-Package_AC | Annual | 1719 | 197 | 0.121 | 0 | 197 | 0.121 | 0 | NE-HVAC-airAC-SpltPkg-240to759kBtuh-12p5eer_MZDEER2017AnyGro1985CZ15cPVVG | #N/A | NE-HVAC-airAC-SpltPkg-240to759kBtuh-12p5eer_SZDEER2017AnyGro1985CZ15cDXGF | 34783 |  | #N/A | #N/A | #N/A | 197 | 0.121 | 0 | #N/A | #N/A | #N/A | 197 | 0.121 | 0 | #N/A | #N/A | 212 | 46400
NE-HVAC-airAC-SpltPkg-240to759kBtuh-12p5eer | DEER2017 | D17 v2 |  | Any | Gro | 1985 | CZ16 | cDXGF | Cap-Tons | 91.2 | 46400 | None | 33.9 | 0.0779 | 0 | 33.9 | 0.0779 | 0 | 33.9 | 0.0779 | 0 | 33.9 | 0.0779 | 0 | DEER:HVAC_Split-Package_AC | Annual | 1719 | 33.9 | 0.0779 | 0 | 33.9 | 0.0779 | 0 | NE-HVAC-airAC-SpltPkg-240to759kBtuh-12p5eer_MZDEER2017AnyGro1985CZ16cPVVG | #N/A | NE-HVAC-airAC-SpltPkg-240to759kBtuh-12p5eer_SZDEER2017AnyGro1985CZ16cDXGF | 34784 |  | #N/A | #N/A | #N/A | 33.9 | 0.0779 | 0 | #N/A | #N/A | #N/A | 33.9 | 0.0779 | 0 | #N/A | #N/A | 91.2 | 46400
NE-HVAC-airAC-SpltPkg-240to759kBtuh-12p5eer | DEER2017 | D17 v2 |  | Any | Gro | 1996 | CZ01 | cDXGF | Cap-Tons | 58 | 46400 | None | 1.11 | 0.00775 | 0 | 1.11 | 0.00775 | 0 | 1.11 | 0.00775 | 0 | 1.11 | 0.00775 | 0 | DEER:HVAC_Split-Package_AC | Annual | 1719 | 1.11 | 0.00775 | 0 | 1.11 | 0.00775 | 0 | NE-HVAC-airAC-SpltPkg-240to759kBtuh-12p5eer_MZDEER2017AnyGro1996CZ01cPVVG | #N/A | NE-HVAC-airAC-SpltPkg-240to759kBtuh-12p5eer_SZDEER2017AnyGro1996CZ01cDXGF | 56129 |  | #N/A | #N/A | #N/A | 1.11 | 0.00775 | 0 | #N/A | #N/A | #N/A | 1.11 | 0.00775 | 0 | #N/A | #N/A | 58 | 46400
NE-HVAC-airAC-SpltPkg-240to759kBtuh-12p5eer | DEER2017 | D17 v2 |  | Any | Gro | 1996 | CZ02 | cDXGF | Cap-Tons | 123 | 46400 | None | 42.7 | 0.109 | 0 | 42.7 | 0.109 | 0 | 42.7 | 0.109 | 0 | 42.7 | 0.109 | 0 | DEER:HVAC_Split-Package_AC | Annual | 1719 | 42.7 | 0.109 | 0 | 42.7 | 0.109 | 0 | NE-HVAC-airAC-SpltPkg-240to759kBtuh-12p5eer_MZDEER2017AnyGro1996CZ02cPVVG | #N/A | NE-HVAC-airAC-SpltPkg-240to759kBtuh-12p5eer_SZDEER2017AnyGro1996CZ02cDXGF | 56130 |  | #N/A | #N/A | #N/A | 42.7 | 0.109 | 0 | #N/A | #N/A | #N/A | 42.7 | 0.109 | 0 | #N/A | #N/A | 123 | 46400
NE-HVAC-airAC-SpltPkg-240to759kBtuh-12p5eer | DEER2017 | D17 v2 |  | Any | Gro | 1996 | CZ03 | cDXGF | Cap-Tons | 83.5 | 46400 | None | 10.5 | 0.061 | 0 | 10.5 | 0.061 | 0 | 10.5 | 0.061 | 0 | 10.5 | 0.061 | 0 | DEER:HVAC_Split-Package_AC | Annual | 1719 | 10.5 | 0.061 | 0 | 10.5 | 0.061 | 0 | NE-HVAC-airAC-SpltPkg-240to759kBtuh-12p5eer_MZDEER2017AnyGro1996CZ03cPVVG | #N/A | NE-HVAC-airAC-SpltPkg-240to759kBtuh-12p5eer_SZDEER2017AnyGro1996CZ03cDXGF | 56131 |  | #N/A | #N/A | #N/A | 10.5 | 0.061 | 0 | #N/A | #N/A | #N/A | 10.5 | 0.061 | 0 | #N/A | #N/A | 83.5 | 46400
NE-HVAC-airAC-SpltPkg-240to759kBtuh-12p5eer | DEER2017 | D17 v2 |  | Any | Gro | 1996 | CZ04 | cDXGF | Cap-Tons | 106 | 46400 | None | 45.9 | 0.0994 | 0 | 45.9 | 0.0994 | 0 | 45.9 | 0.0994 | 0 | 45.9 | 0.0994 | 0 | DEER:HVAC_Split-Package_AC | Annual | 1719 | 45.9 | 0.0994 | 0 | 45.9 | 0.0994 | 0 | NE-HVAC-airAC-SpltPkg-240to759kBtuh-12p5eer_MZDEER2017AnyGro1996CZ04cPVVG | #N/A | NE-HVAC-airAC-SpltPkg-240to759kBtuh-12p5eer_SZDEER2017AnyGro1996CZ04cDXGF | 56132 |  | #N/A | #N/A | #N/A | 45.9 | 0.0994 | 0 | #N/A | #N/A | #N/A | 45.9 | 0.0994 | 0 | #N/A | #N/A | 106 | 46400
NE-HVAC-airAC-SpltPkg-240to759kBtuh-12p5eer | DEER2017 | D17 v2 |  | Any | Gro | 1996 | CZ05 | cDXGF | Cap-Tons | 68.1 | 46400 | None | 10.2 | 0.0373 | 0 | 10.2 | 0.0373 | 0 | 10.2 | 0.0373 | 0 | 10.2 | 0.0373 | 0 | DEER:HVAC_Split-Package_AC | Annual | 1719 | 10.2 | 0.0373 | 0 | 10.2 | 0.0373 | 0 | NE-HVAC-airAC-SpltPkg-240to759kBtuh-12p5eer_MZDEER2017AnyGro1996CZ05cPVVG | #N/A | NE-HVAC-airAC-SpltPkg-240to759kBtuh-12p5eer_SZDEER2017AnyGro1996CZ05cDXGF | 56133 |  | #N/A | #N/A | #N/A | 10.2 | 0.0373 | 0 | #N/A | #N/A | #N/A | 10.2 | 0.0373 | 0 | #N/A | #N/A | 68.1 | 46400
NE-HVAC-airAC-SpltPkg-240to759kBtuh-12p5eer | DEER2017 | D17 v2 |  | Any | Gro | 1996 | CZ06 | cDXGF | Cap-Tons | 108 | 46400 | None | 30.5 | 0.0718 | 0 | 30.5 | 0.0718 | 0 | 30.5 | 0.0718 | 0 | 30.5 | 0.0718 | 0 | DEER:HVAC_Split-Package_AC | Annual | 1719 | 30.5 | 0.0718 | 0 | 30.5 | 0.0718 | 0 | NE-HVAC-airAC-SpltPkg-240to759kBtuh-12p5eer_MZDEER2017AnyGro1996CZ06cPVVG | #N/A | NE-HVAC-airAC-SpltPkg-240to759kBtuh-12p5eer_SZDEER2017AnyGro1996CZ06cDXGF | 56134 |  | #N/A | #N/A | #N/A | 30.5 | 0.0718 | 0 | #N/A | #N/A | #N/A | 30.5 | 0.0718 | 0 | #N/A | #N/A | 108 | 46400
NE-HVAC-airAC-SpltPkg-240to759kBtuh-12p5eer | DEER2017 | D17 v2 |  | Any | Gro | 1996 | CZ07 | cDXGF | Cap-Tons | 88 | 46400 | None | 22 | 0.062 | 0 | 22 | 0.062 | 0 | 22 | 0.062 | 0 | 22 | 0.062 | 0 | DEER:HVAC_Split-Package_AC | Annual | 1719 | 22 | 0.062 | 0 | 22 | 0.062 | 0 | NE-HVAC-airAC-SpltPkg-240to759kBtuh-12p5eer_MZDEER2017AnyGro1996CZ07cPVVG | #N/A | NE-HVAC-airAC-SpltPkg-240to759kBtuh-12p5eer_SZDEER2017AnyGro1996CZ07cDXGF | 56135 |  | #N/A | #N/A | #N/A | 22 | 0.062 | 0 | #N/A | #N/A | #N/A | 22 | 0.062 | 0 | #N/A | #N/A | 88 | 46400
NE-HVAC-airAC-SpltPkg-240to759kBtuh-12p5eer | DEER2017 | D17 v2 |  | Any | Gro | 1996 | CZ08 | cDXGF | Cap-Tons | 107 | 46400 | None | 60.5 | 0.0936 | 0 | 60.5 | 0.0936 | 0 | 60.5 | 0.0936 | 0 | 60.5 | 0.0936 | 0 | DEER:HVAC_Split-Package_AC | Annual | 1719 | 60.5 | 0.0936 | 0 | 60.5 | 0.0936 | 0 | NE-HVAC-airAC-SpltPkg-240to759kBtuh-12p5eer_MZDEER2017AnyGro1996CZ08cPVVG | #N/A | NE-HVAC-airAC-SpltPkg-240to759kBtuh-12p5eer_SZDEER2017AnyGro1996CZ08cDXGF | 56136 |  | #N/A | #N/A | #N/A | 60.5 | 0.0936 | 0 | #N/A | #N/A | #N/A | 60.5 | 0.0936 | 0 | #N/A | #N/A | 107 | 46400
NE-HVAC-airAC-SpltPkg-240to759kBtuh-12p5eer | DEER2017 | D17 v2 |  | Any | Gro | 1996 | CZ09 | cDXGF | Cap-Tons | 150 | 46400 | None | 68.1 | 0.118 | 0 | 68.1 | 0.118 | 0 | 68.1 | 0.118 | 0 | 68.1 | 0.118 | 0 | DEER:HVAC_Split-Package_AC | Annual | 1719 | 68.1 | 0.118 | 0 | 68.1 | 0.118 | 0 | NE-HVAC-airAC-SpltPkg-240to759kBtuh-12p5eer_MZDEER2017AnyGro1996CZ09cPVVG | #N/A | NE-HVAC-airAC-SpltPkg-240to759kBtuh-12p5eer_SZDEER2017AnyGro1996CZ09cDXGF | 56137 |  | #N/A | #N/A | #N/A | 68.1 | 0.118 | 0 | #N/A | #N/A | #N/A | 68.1 | 0.118 | 0 | #N/A | #N/A | 150 | 46400
NE-HVAC-airAC-SpltPkg-240to759kBtuh-12p5eer | DEER2017 | D17 v2 |  | Any | Gro | 1996 | CZ10 | cDXGF | Cap-Tons | 144 | 46400 | None | 86.9 | 0.128 | 0 | 86.9 | 0.128 | 0 | 86.9 | 0.128 | 0 | 86.9 | 0.128 | 0 | DEER:HVAC_Split-Package_AC | Annual | 1719 | 86.9 | 0.128 | 0 | 86.9 | 0.128 | 0 | NE-HVAC-airAC-SpltPkg-240to759kBtuh-12p5eer_MZDEER2017AnyGro1996CZ10cPVVG | #N/A | NE-HVAC-airAC-SpltPkg-240to759kBtuh-12p5eer_SZDEER2017AnyGro1996CZ10cDXGF | 56138 |  | #N/A | #N/A | #N/A | 86.9 | 0.128 | 0 | #N/A | #N/A | #N/A | 86.9 | 0.128 | 0 | #N/A | #N/A | 144 | 46400
NE-HVAC-airAC-SpltPkg-240to759kBtuh-12p5eer | DEER2017 | D17 v2 |  | Any | Gro | 1996 | CZ11 | cDXGF | Cap-Tons | 145 | 46400 | None | 105 | 0.117 | 0 | 105 | 0.117 | 0 | 105 | 0.117 | 0 | 105 | 0.117 | 0 | DEER:HVAC_Split-Package_AC | Annual | 1719 | 105 | 0.117 | 0 | 105 | 0.117 | 0 | NE-HVAC-airAC-SpltPkg-240to759kBtuh-12p5eer_MZDEER2017AnyGro1996CZ11cPVVG | #N/A | NE-HVAC-airAC-SpltPkg-240to759kBtuh-12p5eer_SZDEER2017AnyGro1996CZ11cDXGF | 56139 |  | #N/A | #N/A | #N/A | 105 | 0.117 | 0 | #N/A | #N/A | #N/A | 105 | 0.117 | 0 | #N/A | #N/A | 145 | 46400
NE-HVAC-airAC-SpltPkg-240to759kBtuh-12p5eer | DEER2017 | D17 v2 |  | Any | Gro | 1996 | CZ12 | cDXGF | Cap-Tons | 149 | 46400 | None | 69.1 | 0.105 | 0 | 69.1 | 0.105 | 0 | 69.1 | 0.105 | 0 | 69.1 | 0.105 | 0 | DEER:HVAC_Split-Package_AC | Annual | 1719 | 69.1 | 0.105 | 0 | 69.1 | 0.105 | 0 | NE-HVAC-airAC-SpltPkg-240to759kBtuh-12p5eer_MZDEER2017AnyGro1996CZ12cPVVG | #N/A | NE-HVAC-airAC-SpltPkg-240to759kBtuh-12p5eer_SZDEER2017AnyGro1996CZ12cDXGF | 56140 |  | #N/A | #N/A | #N/A | 69.1 | 0.105 | 0 | #N/A | #N/A | #N/A | 69.1 | 0.105 | 0 | #N/A | #N/A | 149 | 46400
NE-HVAC-airAC-SpltPkg-240to759kBtuh-12p5eer | DEER2017 | D17 v2 |  | Any | Gro | 1996 | CZ13 | cDXGF | Cap-Tons | 148 | 46400 | None | 110 | 0.112 | 0 | 110 | 0.112 | 0 | 110 | 0.112 | 0 | 110 | 0.112 | 0 | DEER:HVAC_Split-Package_AC | Annual | 1719 | 110 | 0.112 | 0 | 110 | 0.112 | 0 | NE-HVAC-airAC-SpltPkg-240to759kBtuh-12p5eer_MZDEER2017AnyGro1996CZ13cPVVG | #N/A | NE-HVAC-airAC-SpltPkg-240to759kBtuh-12p5eer_SZDEER2017AnyGro1996CZ13cDXGF | 56141 |  | #N/A | #N/A | #N/A | 110 | 0.112 | 0 | #N/A | #N/A | #N/A | 110 | 0.112 | 0 | #N/A | #N/A | 148 | 46400
NE-HVAC-airAC-SpltPkg-240to759kBtuh-12p5eer | DEER2017 | D17 v2 |  | Any | Gro | 1996 | CZ14 | cDXGF | Cap-Tons | 153 | 46400 | None | 101 | 0.11 | 0 | 101 | 0.11 | 0 | 101 | 0.11 | 0 | 101 | 0.11 | 0 | DEER:HVAC_Split-Package_AC | Annual | 1719 | 101 | 0.11 | 0 | 101 | 0.11 | 0 | NE-HVAC-airAC-SpltPkg-240to759kBtuh-12p5eer_MZDEER2017AnyGro1996CZ14cPVVG | #N/A | NE-HVAC-airAC-SpltPkg-240to759kBtuh-12p5eer_SZDEER2017AnyGro1996CZ14cDXGF | 56142 |  | #N/A | #N/A | #N/A | 101 | 0.11 | 0 | #N/A | #N/A | #N/A | 101 | 0.11 | 0 | #N/A | #N/A | 153 | 46400
NE-HVAC-airAC-SpltPkg-240to759kBtuh-12p5eer | DEER2017 | D17 v2 |  | Any | Gro | 1996 | CZ15 | cDXGF | Cap-Tons | 197 | 46400 | None | 188 | 0.118 | 0 | 188 | 0.118 | 0 | 188 | 0.118 | 0 | 188 | 0.118 | 0 | DEER:HVAC_Split-Package_AC | Annual | 1719 | 188 | 0.118 | 0 | 188 | 0.118 | 0 | NE-HVAC-airAC-SpltPkg-240to759kBtuh-12p5eer_MZDEER2017AnyGro1996CZ15cPVVG | #N/A | NE-HVAC-airAC-SpltPkg-240to759kBtuh-12p5eer_SZDEER2017AnyGro1996CZ15cDXGF | 56143 |  | #N/A | #N/A | #N/A | 188 | 0.118 | 0 | #N/A | #N/A | #N/A | 188 | 0.118 | 0 | #N/A | #N/A | 197 | 46400
NE-HVAC-airAC-SpltPkg-240to759kBtuh-12p5eer | DEER2017 | D17 v2 |  | Any | Gro | 1996 | CZ16 | cDXGF | Cap-Tons | 84.2 | 46400 | None | 28.4 | 0.0714 | 0 | 28.4 | 0.0714 | 0 | 28.4 | 0.0714 | 0 | 28.4 | 0.0714 | 0 | DEER:HVAC_Split-Package_AC | Annual | 1719 | 28.4 | 0.0714 | 0 | 28.4 | 0.0714 | 0 | NE-HVAC-airAC-SpltPkg-240to759kBtuh-12p5eer_MZDEER2017AnyGro1996CZ16cPVVG | #N/A | NE-HVAC-airAC-SpltPkg-240to759kBtuh-12p5eer_SZDEER2017AnyGro1996CZ16cDXGF | 56144 |  | #N/A | #N/A | #N/A | 28.4 | 0.0714 | 0 | #N/A | #N/A | #N/A | 28.4 | 0.0714 | 0 | #N/A | #N/A | 84.2 | 46400
NE-HVAC-airAC-SpltPkg-240to759kBtuh-12p5eer | DEER2017 | D17 v2 |  | Any | Gro | 2003 | CZ01 | cDXGF | Cap-Tons | 56.5 | 46400 | None | 1.2 | 0.00711 | 0 | 1.2 | 0.00711 | 0 | 1.2 | 0.00711 | 0 | 1.2 | 0.00711 | 0 | DEER:HVAC_Split-Package_AC | Annual | 1719 | 1.2 | 0.00711 | 0 | 1.2 | 0.00711 | 0 | NE-HVAC-airAC-SpltPkg-240to759kBtuh-12p5eer_MZDEER2017AnyGro2003CZ01cPVVG | #N/A | NE-HVAC-airAC-SpltPkg-240to759kBtuh-12p5eer_SZDEER2017AnyGro2003CZ01cDXGF | 77489 |  | #N/A | #N/A | #N/A | 1.2 | 0.00711 | 0 | #N/A | #N/A | #N/A | 1.2 | 0.00711 | 0 | #N/A | #N/A | 56.5 | 46400
NE-HVAC-airAC-SpltPkg-240to759kBtuh-12p5eer | DEER2017 | D17 v2 |  | Any | Gro | 2003 | CZ02 | cDXGF | Cap-Tons | 119 | 46400 | None | 40.4 | 0.106 | 0 | 40.4 | 0.106 | 0 | 40.4 | 0.106 | 0 | 40.4 | 0.106 | 0 | DEER:HVAC_Split-Package_AC | Annual | 1719 | 40.4 | 0.106 | 0 | 40.4 | 0.106 | 0 | NE-HVAC-airAC-SpltPkg-240to759kBtuh-12p5eer_MZDEER2017AnyGro2003CZ02cPVVG | #N/A | NE-HVAC-airAC-SpltPkg-240to759kBtuh-12p5eer_SZDEER2017AnyGro2003CZ02cDXGF | 77490 |  | #N/A | #N/A | #N/A | 40.4 | 0.106 | 0 | #N/A | #N/A | #N/A | 40.4 | 0.106 | 0 | #N/A | #N/A | 119 | 46400
NE-HVAC-airAC-SpltPkg-240to759kBtuh-12p5eer | DEER2017 | D17 v2 |  | Any | Gro | 2003 | CZ03 | cDXGF | Cap-Tons | 80.5 | 46400 | None | 9.59 | 0.0578 | 0 | 9.59 | 0.0578 | 0 | 9.59 | 0.0578 | 0 | 9.59 | 0.0578 | 0 | DEER:HVAC_Split-Package_AC | Annual | 1719 | 9.59 | 0.0578 | 0 | 9.59 | 0.0578 | 0 | NE-HVAC-airAC-SpltPkg-240to759kBtuh-12p5eer_MZDEER2017AnyGro2003CZ03cPVVG | #N/A | NE-HVAC-airAC-SpltPkg-240to759kBtuh-12p5eer_SZDEER2017AnyGro2003CZ03cDXGF | 77491 |  | #N/A | #N/A | #N/A | 9.59 | 0.0578 | 0 | #N/A | #N/A | #N/A | 9.59 | 0.0578 | 0 | #N/A | #N/A | 80.5 | 46400
NE-HVAC-airAC-SpltPkg-240to759kBtuh-12p5eer | DEER2017 | D17 v2 |  | Any | Gro | 2003 | CZ04 | cDXGF | Cap-Tons | 102 | 46400 | None | 42.6 | 0.097 | 0 | 42.6 | 0.097 | 0 | 42.6 | 0.097 | 0 | 42.6 | 0.097 | 0 | DEER:HVAC_Split-Package_AC | Annual | 1719 | 42.6 | 0.097 | 0 | 42.6 | 0.097 | 0 | NE-HVAC-airAC-SpltPkg-240to759kBtuh-12p5eer_MZDEER2017AnyGro2003CZ04cPVVG | #N/A | NE-HVAC-airAC-SpltPkg-240to759kBtuh-12p5eer_SZDEER2017AnyGro2003CZ04cDXGF | 77492 |  | #N/A | #N/A | #N/A | 42.6 | 0.097 | 0 | #N/A | #N/A | #N/A | 42.6 | 0.097 | 0 | #N/A | #N/A | 102 | 46400
NE-HVAC-airAC-SpltPkg-240to759kBtuh-12p5eer | DEER2017 | D17 v2 |  | Any | Gro | 2003 | CZ05 | cDXGF | Cap-Tons | 65.6 | 46400 | None | 9.05 | 0.0347 | 0 | 9.05 | 0.0347 | 0 | 9.05 | 0.0347 | 0 | 9.05 | 0.0347 | 0 | DEER:HVAC_Split-Package_AC | Annual | 1719 | 9.05 | 0.0347 | 0 | 9.05 | 0.0347 | 0 | NE-HVAC-airAC-SpltPkg-240to759kBtuh-12p5eer_MZDEER2017AnyGro2003CZ05cPVVG | #N/A | NE-HVAC-airAC-SpltPkg-240to759kBtuh-12p5eer_SZDEER2017AnyGro2003CZ05cDXGF | 77493 |  | #N/A | #N/A | #N/A | 9.05 | 0.0347 | 0 | #N/A | #N/A | #N/A | 9.05 | 0.0347 | 0 | #N/A | #N/A | 65.6 | 46400
NE-HVAC-airAC-SpltPkg-240to759kBtuh-12p5eer | DEER2017 | D17 v2 |  | Any | Gro | 2003 | CZ06 | cDXGF | Cap-Tons | 104 | 46400 | None | 27.1 | 0.0697 | 0 | 27.1 | 0.0697 | 0 | 27.1 | 0.0697 | 0 | 27.1 | 0.0697 | 0 | DEER:HVAC_Split-Package_AC | Annual | 1719 | 27.1 | 0.0697 | 0 | 27.1 | 0.0697 | 0 | NE-HVAC-airAC-SpltPkg-240to759kBtuh-12p5eer_MZDEER2017AnyGro2003CZ06cPVVG | #N/A | NE-HVAC-airAC-SpltPkg-240to759kBtuh-12p5eer_SZDEER2017AnyGro2003CZ06cDXGF | 77494 |  | #N/A | #N/A | #N/A | 27.1 | 0.0697 | 0 | #N/A | #N/A | #N/A | 27.1 | 0.0697 | 0 | #N/A | #N/A | 104 | 46400
NE-HVAC-airAC-SpltPkg-240to759kBtuh-12p5eer | DEER2017 | D17 v2 |  | Any | Gro | 2003 | CZ07 | cDXGF | Cap-Tons | 84.9 | 46400 | None | 19.5 | 0.0581 | 0 | 19.5 | 0.0581 | 0 | 19.5 | 0.0581 | 0 | 19.5 | 0.0581 | 0 | DEER:HVAC_Split-Package_AC | Annual | 1719 | 19.5 | 0.0581 | 0 | 19.5 | 0.0581 | 0 | NE-HVAC-airAC-SpltPkg-240to759kBtuh-12p5eer_MZDEER2017AnyGro2003CZ07cPVVG | #N/A | NE-HVAC-airAC-SpltPkg-240to759kBtuh-12p5eer_SZDEER2017AnyGro2003CZ07cDXGF | 77495 |  | #N/A | #N/A | #N/A | 19.5 | 0.0581 | 0 | #N/A | #N/A | #N/A | 19.5 | 0.0581 | 0 | #N/A | #N/A | 84.9 | 46400
NE-HVAC-airAC-SpltPkg-240to759kBtuh-12p5eer | DEER2017 | D17 v2 |  | Any | Gro | 2003 | CZ08 | cDXGF | Cap-Tons | 103 | 46400 | None | 56.3 | 0.0917 | 0 | 56.3 | 0.0917 | 0 | 56.3 | 0.0917 | 0 | 56.3 | 0.0917 | 0 | DEER:HVAC_Split-Package_AC | Annual | 1719 | 56.3 | 0.0917 | 0 | 56.3 | 0.0917 | 0 | NE-HVAC-airAC-SpltPkg-240to759kBtuh-12p5eer_MZDEER2017AnyGro2003CZ08cPVVG | #N/A | NE-HVAC-airAC-SpltPkg-240to759kBtuh-12p5eer_SZDEER2017AnyGro2003CZ08cDXGF | 77496 |  | #N/A | #N/A | #N/A | 56.3 | 0.0917 | 0 | #N/A | #N/A | #N/A | 56.3 | 0.0917 | 0 | #N/A | #N/A | 103 | 46400
NE-HVAC-airAC-SpltPkg-240to759kBtuh-12p5eer | DEER2017 | D17 v2 |  | Any | Gro | 2003 | CZ09 | cDXGF | Cap-Tons | 145 | 46400 | None | 64.5 | 0.116 | 0 | 64.5 | 0.116 | 0 | 64.5 | 0.116 | 0 | 64.5 | 0.116 | 0 | DEER:HVAC_Split-Package_AC | Annual | 1719 | 64.5 | 0.116 | 0 | 64.5 | 0.116 | 0 | NE-HVAC-airAC-SpltPkg-240to759kBtuh-12p5eer_MZDEER2017AnyGro2003CZ09cPVVG | #N/A | NE-HVAC-airAC-SpltPkg-240to759kBtuh-12p5eer_SZDEER2017AnyGro2003CZ09cDXGF | 77497 |  | #N/A | #N/A | #N/A | 64.5 | 0.116 | 0 | #N/A | #N/A | #N/A | 64.5 | 0.116 | 0 | #N/A | #N/A | 145 | 46400
NE-HVAC-airAC-SpltPkg-240to759kBtuh-12p5eer | DEER2017 | D17 v2 |  | Any | Gro | 2003 | CZ10 | cDXGF | Cap-Tons | 138 | 46400 | None | 83.6 | 0.125 | 0 | 83.6 | 0.125 | 0 | 83.6 | 0.125 | 0 | 83.6 | 0.125 | 0 | DEER:HVAC_Split-Package_AC | Annual | 1719 | 83.6 | 0.125 | 0 | 83.6 | 0.125 | 0 | NE-HVAC-airAC-SpltPkg-240to759kBtuh-12p5eer_MZDEER2017AnyGro2003CZ10cPVVG | #N/A | NE-HVAC-airAC-SpltPkg-240to759kBtuh-12p5eer_SZDEER2017AnyGro2003CZ10cDXGF | 77498 |  | #N/A | #N/A | #N/A | 83.6 | 0.125 | 0 | #N/A | #N/A | #N/A | 83.6 | 0.125 | 0 | #N/A | #N/A | 138 | 46400
NE-HVAC-airAC-SpltPkg-240to759kBtuh-12p5eer | DEER2017 | D17 v2 |  | Any | Gro | 2003 | CZ11 | cDXGF | Cap-Tons | 139 | 46400 | None | 102 | 0.117 | 0 | 102 | 0.117 | 0 | 102 | 0.117 | 0 | 102 | 0.117 | 0 | DEER:HVAC_Split-Package_AC | Annual | 1719 | 102 | 0.117 | 0 | 102 | 0.117 | 0 | NE-HVAC-airAC-SpltPkg-240to759kBtuh-12p5eer_MZDEER2017AnyGro2003CZ11cPVVG | #N/A | NE-HVAC-airAC-SpltPkg-240to759kBtuh-12p5eer_SZDEER2017AnyGro2003CZ11cDXGF | 77499 |  | #N/A | #N/A | #N/A | 102 | 0.117 | 0 | #N/A | #N/A | #N/A | 102 | 0.117 | 0 | #N/A | #N/A | 139 | 46400
NE-HVAC-airAC-SpltPkg-240to759kBtuh-12p5eer | DEER2017 | D17 v2 |  | Any | Gro | 2003 | CZ12 | cDXGF | Cap-Tons | 144 | 46400 | None | 66.7 | 0.104 | 0 | 66.7 | 0.104 | 0 | 66.7 | 0.104 | 0 | 66.7 | 0.104 | 0 | DEER:HVAC_Split-Package_AC | Annual | 1719 | 66.7 | 0.104 | 0 | 66.7 | 0.104 | 0 | NE-HVAC-airAC-SpltPkg-240to759kBtuh-12p5eer_MZDEER2017AnyGro2003CZ12cPVVG | #N/A | NE-HVAC-airAC-SpltPkg-240to759kBtuh-12p5eer_SZDEER2017AnyGro2003CZ12cDXGF | 77500 |  | #N/A | #N/A | #N/A | 66.7 | 0.104 | 0 | #N/A | #N/A | #N/A | 66.7 | 0.104 | 0 | #N/A | #N/A | 144 | 46400
NE-HVAC-airAC-SpltPkg-240to759kBtuh-12p5eer | DEER2017 | D17 v2 |  | Any | Gro | 2003 | CZ13 | cDXGF | Cap-Tons | 143 | 46400 | None | 107 | 0.111 | 0 | 107 | 0.111 | 0 | 107 | 0.111 | 0 | 107 | 0.111 | 0 | DEER:HVAC_Split-Package_AC | Annual | 1719 | 107 | 0.111 | 0 | 107 | 0.111 | 0 | NE-HVAC-airAC-SpltPkg-240to759kBtuh-12p5eer_MZDEER2017AnyGro2003CZ13cPVVG | #N/A | NE-HVAC-airAC-SpltPkg-240to759kBtuh-12p5eer_SZDEER2017AnyGro2003CZ13cDXGF | 77501 |  | #N/A | #N/A | #N/A | 107 | 0.111 | 0 | #N/A | #N/A | #N/A | 107 | 0.111 | 0 | #N/A | #N/A | 143 | 46400
NE-HVAC-airAC-SpltPkg-240to759kBtuh-12p5eer | DEER2017 | D17 v2 |  | Any | Gro | 2003 | CZ14 | cDXGF | Cap-Tons | 151 | 46400 | None | 101 | 0.11 | 0 | 101 | 0.11 | 0 | 101 | 0.11 | 0 | 101 | 0.11 | 0 | DEER:HVAC_Split-Package_AC | Annual | 1719 | 101 | 0.11 | 0 | 101 | 0.11 | 0 | NE-HVAC-airAC-SpltPkg-240to759kBtuh-12p5eer_MZDEER2017AnyGro2003CZ14cPVVG | #N/A | NE-HVAC-airAC-SpltPkg-240to759kBtuh-12p5eer_SZDEER2017AnyGro2003CZ14cDXGF | 77502 |  | #N/A | #N/A | #N/A | 101 | 0.11 | 0 | #N/A | #N/A | #N/A | 101 | 0.11 | 0 | #N/A | #N/A | 151 | 46400
NE-HVAC-airAC-SpltPkg-240to759kBtuh-12p5eer | DEER2017 | D17 v2 |  | Any | Gro | 2003 | CZ15 | cDXGF | Cap-Tons | 195 | 46400 | None | 190 | 0.12 | 0 | 190 | 0.12 | 0 | 190 | 0.12 | 0 | 190 | 0.12 | 0 | DEER:HVAC_Split-Package_AC | Annual | 1719 | 190 | 0.12 | 0 | 190 | 0.12 | 0 | NE-HVAC-airAC-SpltPkg-240to759kBtuh-12p5eer_MZDEER2017AnyGro2003CZ15cPVVG | #N/A | NE-HVAC-airAC-SpltPkg-240to759kBtuh-12p5eer_SZDEER2017AnyGro2003CZ15cDXGF | 77503 |  | #N/A | #N/A | #N/A | 190 | 0.12 | 0 | #N/A | #N/A | #N/A | 190 | 0.12 | 0 | #N/A | #N/A | 195 | 46400
NE-HVAC-airAC-SpltPkg-240to759kBtuh-12p5eer | DEER2017 | D17 v2 |  | Any | Gro | 2003 | CZ16 | cDXGF | Cap-Tons | 82.4 | 46400 | None | 26.7 | 0.0697 | 0 | 26.7 | 0.0697 | 0 | 26.7 | 0.0697 | 0 | 26.7 | 0.0697 | 0 | DEER:HVAC_Split-Package_AC | Annual | 1719 | 26.7 | 0.0697 | 0 | 26.7 | 0.0697 | 0 | NE-HVAC-airAC-SpltPkg-240to759kBtuh-12p5eer_MZDEER2017AnyGro2003CZ16cPVVG | #N/A | NE-HVAC-airAC-SpltPkg-240to759kBtuh-12p5eer_SZDEER2017AnyGro2003CZ16cDXGF | 77504 |  | #N/A | #N/A | #N/A | 26.7 | 0.0697 | 0 | #N/A | #N/A | #N/A | 26.7 | 0.0697 | 0 | #N/A | #N/A | 82.4 | 46400
NE-HVAC-airAC-SpltPkg-240to759kBtuh-12p5eer | DEER2017 | D17 v2 |  | Any | Gro | 2007 | CZ01 | cDXGF | Cap-Tons | 56.4 | 46400 | None | 2.59 | 0.0223 | 0 | 2.59 | 0.0223 | 0 | 2.59 | 0.0223 | 0 | 2.59 | 0.0223 | 0 | DEER:HVAC_Split-Package_AC | Annual | 1719 | 2.59 | 0.0223 | 0 | 2.59 | 0.0223 | 0 | NE-HVAC-airAC-SpltPkg-240to759kBtuh-12p5eer_MZDEER2017AnyGro2007CZ01cPVVG | #N/A | NE-HVAC-airAC-SpltPkg-240to759kBtuh-12p5eer_SZDEER2017AnyGro2007CZ01cDXGF | 98849 |  | #N/A | #N/A | #N/A | 2.59 | 0.0223 | 0 | #N/A | #N/A | #N/A | 2.59 | 0.0223 | 0 | #N/A | #N/A | 56.4 | 46400
NE-HVAC-airAC-SpltPkg-240to759kBtuh-12p5eer | DEER2017 | D17 v2 |  | Any | Gro | 2007 | CZ02 | cDXGF | Cap-Tons | 118 | 46400 | None | 73 | 0.127 | 0 | 73 | 0.127 | 0 | 73 | 0.127 | 0 | 73 | 0.127 | 0 | DEER:HVAC_Split-Package_AC | Annual | 1719 | 73 | 0.127 | 0 | 73 | 0.127 | 0 | NE-HVAC-airAC-SpltPkg-240to759kBtuh-12p5eer_MZDEER2017AnyGro2007CZ02cPVVG | #N/A | NE-HVAC-airAC-SpltPkg-240to759kBtuh-12p5eer_SZDEER2017AnyGro2007CZ02cDXGF | 98850 |  | #N/A | #N/A | #N/A | 73 | 0.127 | 0 | #N/A | #N/A | #N/A | 73 | 0.127 | 0 | #N/A | #N/A | 118 | 46400
NE-HVAC-airAC-SpltPkg-240to759kBtuh-12p5eer | DEER2017 | D17 v2 |  | Any | Gro | 2007 | CZ03 | cDXGF | Cap-Tons | 80.4 | 46400 | None | 27.3 | 0.0929 | 0 | 27.3 | 0.0929 | 0 | 27.3 | 0.0929 | 0 | 27.3 | 0.0929 | 0 | DEER:HVAC_Split-Package_AC | Annual | 1719 | 27.3 | 0.0929 | 0 | 27.3 | 0.0929 | 0 | NE-HVAC-airAC-SpltPkg-240to759kBtuh-12p5eer_MZDEER2017AnyGro2007CZ03cPVVG | #N/A | NE-HVAC-airAC-SpltPkg-240to759kBtuh-12p5eer_SZDEER2017AnyGro2007CZ03cDXGF | 98851 |  | #N/A | #N/A | #N/A | 27.3 | 0.0929 | 0 | #N/A | #N/A | #N/A | 27.3 | 0.0929 | 0 | #N/A | #N/A | 80.4 | 46400
NE-HVAC-airAC-SpltPkg-240to759kBtuh-12p5eer | DEER2017 | D17 v2 |  | Any | Gro | 2007 | CZ04 | cDXGF | Cap-Tons | 102 | 46400 | None | 85.7 | 0.121 | 0 | 85.7 | 0.121 | 0 | 85.7 | 0.121 | 0 | 85.7 | 0.121 | 0 | DEER:HVAC_Split-Package_AC | Annual | 1719 | 85.7 | 0.121 | 0 | 85.7 | 0.121 | 0 | NE-HVAC-airAC-SpltPkg-240to759kBtuh-12p5eer_MZDEER2017AnyGro2007CZ04cPVVG | #N/A | NE-HVAC-airAC-SpltPkg-240to759kBtuh-12p5eer_SZDEER2017AnyGro2007CZ04cDXGF | 98852 |  | #N/A | #N/A | #N/A | 85.7 | 0.121 | 0 | #N/A | #N/A | #N/A | 85.7 | 0.121 | 0 | #N/A | #N/A | 102 | 46400
NE-HVAC-airAC-SpltPkg-240to759kBtuh-12p5eer | DEER2017 | D17 v2 |  | Any | Gro | 2007 | CZ05 | cDXGF | Cap-Tons | 65.5 | 46400 | None | 29.2 | 0.0641 | 0 | 29.2 | 0.0641 | 0 | 29.2 | 0.0641 | 0 | 29.2 | 0.0641 | 0 | DEER:HVAC_Split-Package_AC | Annual | 1719 | 29.2 | 0.0641 | 0 | 29.2 | 0.0641 | 0 | NE-HVAC-airAC-SpltPkg-240to759kBtuh-12p5eer_MZDEER2017AnyGro2007CZ05cPVVG | #N/A | NE-HVAC-airAC-SpltPkg-240to759kBtuh-12p5eer_SZDEER2017AnyGro2007CZ05cDXGF | 98853 |  | #N/A | #N/A | #N/A | 29.2 | 0.0641 | 0 | #N/A | #N/A | #N/A | 29.2 | 0.0641 | 0 | #N/A | #N/A | 65.5 | 46400
NE-HVAC-airAC-SpltPkg-240to759kBtuh-12p5eer | DEER2017 | D17 v2 |  | Any | Gro | 2007 | CZ06 | cDXGF | Cap-Tons | 104 | 46400 | None | 77 | 0.0998 | 0 | 77 | 0.0998 | 0 | 77 | 0.0998 | 0 | 77 | 0.0998 | 0 | DEER:HVAC_Split-Package_AC | Annual | 1719 | 77 | 0.0998 | 0 | 77 | 0.0998 | 0 | NE-HVAC-airAC-SpltPkg-240to759kBtuh-12p5eer_MZDEER2017AnyGro2007CZ06cPVVG | #N/A | NE-HVAC-airAC-SpltPkg-240to759kBtuh-12p5eer_SZDEER2017AnyGro2007CZ06cDXGF | 98854 |  | #N/A | #N/A | #N/A | 77 | 0.0998 | 0 | #N/A | #N/A | #N/A | 77 | 0.0998 | 0 | #N/A | #N/A | 104 | 46400
NE-HVAC-airAC-SpltPkg-240to759kBtuh-12p5eer | DEER2017 | D17 v2 |  | Any | Gro | 2007 | CZ07 | cDXGF | Cap-Tons | 84.8 | 46400 | None | 66.7 | 0.0991 | 0 | 66.7 | 0.0991 | 0 | 66.7 | 0.0991 | 0 | 66.7 | 0.0991 | 0 | DEER:HVAC_Split-Package_AC | Annual | 1719 | 66.7 | 0.0991 | 0 | 66.7 | 0.0991 | 0 | NE-HVAC-airAC-SpltPkg-240to759kBtuh-12p5eer_MZDEER2017AnyGro2007CZ07cPVVG | #N/A | NE-HVAC-airAC-SpltPkg-240to759kBtuh-12p5eer_SZDEER2017AnyGro2007CZ07cDXGF | 98855 |  | #N/A | #N/A | #N/A | 66.7 | 0.0991 | 0 | #N/A | #N/A | #N/A | 66.7 | 0.0991 | 0 | #N/A | #N/A | 84.8 | 46400
NE-HVAC-airAC-SpltPkg-240to759kBtuh-12p5eer | DEER2017 | D17 v2 |  | Any | Gro | 2007 | CZ08 | cDXGF | Cap-Tons | 103 | 46400 | None | 116 | 0.119 | 0 | 116 | 0.119 | 0 | 116 | 0.119 | 0 | 116 | 0.119 | 0 | DEER:HVAC_Split-Package_AC | Annual | 1719 | 116 | 0.119 | 0 | 116 | 0.119 | 0 | NE-HVAC-airAC-SpltPkg-240to759kBtuh-12p5eer_MZDEER2017AnyGro2007CZ08cPVVG | #N/A | NE-HVAC-airAC-SpltPkg-240to759kBtuh-12p5eer_SZDEER2017AnyGro2007CZ08cDXGF | 98856 |  | #N/A | #N/A | #N/A | 116 | 0.119 | 0 | #N/A | #N/A | #N/A | 116 | 0.119 | 0 | #N/A | #N/A | 103 | 46400
NE-HVAC-airAC-SpltPkg-240to759kBtuh-12p5eer | DEER2017 | D17 v2 |  | Any | Gro | 2007 | CZ09 | cDXGF | Cap-Tons | 145 | 46400 | None | 113 | 0.136 | 0 | 113 | 0.136 | 0 | 113 | 0.136 | 0 | 113 | 0.136 | 0 | DEER:HVAC_Split-Package_AC | Annual | 1719 | 113 | 0.136 | 0 | 113 | 0.136 | 0 | NE-HVAC-airAC-SpltPkg-240to759kBtuh-12p5eer_MZDEER2017AnyGro2007CZ09cPVVG | #N/A | NE-HVAC-airAC-SpltPkg-240to759kBtuh-12p5eer_SZDEER2017AnyGro2007CZ09cDXGF | 98857 |  | #N/A | #N/A | #N/A | 113 | 0.136 | 0 | #N/A | #N/A | #N/A | 113 | 0.136 | 0 | #N/A | #N/A | 145 | 46400
NE-HVAC-airAC-SpltPkg-240to759kBtuh-12p5eer | DEER2017 | D17 v2 |  | Any | Gro | 2007 | CZ10 | cDXGF | Cap-Tons | 138 | 46400 | None | 134 | 0.142 | 0 | 134 | 0.142 | 0 | 134 | 0.142 | 0 | 134 | 0.142 | 0 | DEER:HVAC_Split-Package_AC | Annual | 1719 | 134 | 0.142 | 0 | 134 | 0.142 | 0 | NE-HVAC-airAC-SpltPkg-240to759kBtuh-12p5eer_MZDEER2017AnyGro2007CZ10cPVVG | #N/A | NE-HVAC-airAC-SpltPkg-240to759kBtuh-12p5eer_SZDEER2017AnyGro2007CZ10cDXGF | 98858 |  | #N/A | #N/A | #N/A | 134 | 0.142 | 0 | #N/A | #N/A | #N/A | 134 | 0.142 | 0 | #N/A | #N/A | 138 | 46400
NE-HVAC-airAC-SpltPkg-240to759kBtuh-12p5eer | DEER2017 | D17 v2 |  | Any | Gro | 2007 | CZ11 | cDXGF | Cap-Tons | 139 | 46400 | None | 149 | 0.136 | 0 | 149 | 0.136 | 0 | 149 | 0.136 | 0 | 149 | 0.136 | 0 | DEER:HVAC_Split-Package_AC | Annual | 1719 | 149 | 0.136 | 0 | 149 | 0.136 | 0 | NE-HVAC-airAC-SpltPkg-240to759kBtuh-12p5eer_MZDEER2017AnyGro2007CZ11cPVVG | #N/A | NE-HVAC-airAC-SpltPkg-240to759kBtuh-12p5eer_SZDEER2017AnyGro2007CZ11cDXGF | 98859 |  | #N/A | #N/A | #N/A | 149 | 0.136 | 0 | #N/A | #N/A | #N/A | 149 | 0.136 | 0 | #N/A | #N/A | 139 | 46400
NE-HVAC-airAC-SpltPkg-240to759kBtuh-12p5eer | DEER2017 | D17 v2 |  | Any | Gro | 2007 | CZ12 | cDXGF | Cap-Tons | 144 | 46400 | None | 107 | 0.123 | 0 | 107 | 0.123 | 0 | 107 | 0.123 | 0 | 107 | 0.123 | 0 | DEER:HVAC_Split-Package_AC | Annual | 1719 | 107 | 0.123 | 0 | 107 | 0.123 | 0 | NE-HVAC-airAC-SpltPkg-240to759kBtuh-12p5eer_MZDEER2017AnyGro2007CZ12cPVVG | #N/A | NE-HVAC-airAC-SpltPkg-240to759kBtuh-12p5eer_SZDEER2017AnyGro2007CZ12cDXGF | 98860 |  | #N/A | #N/A | #N/A | 107 | 0.123 | 0 | #N/A | #N/A | #N/A | 107 | 0.123 | 0 | #N/A | #N/A | 144 | 46400
NE-HVAC-airAC-SpltPkg-240to759kBtuh-12p5eer | DEER2017 | D17 v2 |  | Any | Gro | 2007 | CZ13 | cDXGF | Cap-Tons | 143 | 46400 | None | 156 | 0.131 | 0 | 156 | 0.131 | 0 | 156 | 0.131 | 0 | 156 | 0.131 | 0 | DEER:HVAC_Split-Package_AC | Annual | 1719 | 156 | 0.131 | 0 | 156 | 0.131 | 0 | NE-HVAC-airAC-SpltPkg-240to759kBtuh-12p5eer_MZDEER2017AnyGro2007CZ13cPVVG | #N/A | NE-HVAC-airAC-SpltPkg-240to759kBtuh-12p5eer_SZDEER2017AnyGro2007CZ13cDXGF | 98861 |  | #N/A | #N/A | #N/A | 156 | 0.131 | 0 | #N/A | #N/A | #N/A | 156 | 0.131 | 0 | #N/A | #N/A | 143 | 46400
NE-HVAC-airAC-SpltPkg-240to759kBtuh-12p5eer | DEER2017 | D17 v2 |  | Any | Gro | 2007 | CZ14 | cDXGF | Cap-Tons | 151 | 46400 | None | 145 | 0.13 | 0 | 145 | 0.13 | 0 | 145 | 0.13 | 0 | 145 | 0.13 | 0 | DEER:HVAC_Split-Package_AC | Annual | 1719 | 145 | 0.13 | 0 | 145 | 0.13 | 0 | NE-HVAC-airAC-SpltPkg-240to759kBtuh-12p5eer_MZDEER2017AnyGro2007CZ14cPVVG | #N/A | NE-HVAC-airAC-SpltPkg-240to759kBtuh-12p5eer_SZDEER2017AnyGro2007CZ14cDXGF | 98862 |  | #N/A | #N/A | #N/A | 145 | 0.13 | 0 | #N/A | #N/A | #N/A | 145 | 0.13 | 0 | #N/A | #N/A | 151 | 46400
NE-HVAC-airAC-SpltPkg-240to759kBtuh-12p5eer | DEER2017 | D17 v2 |  | Any | Gro | 2007 | CZ15 | cDXGF | Cap-Tons | 195 | 46400 | None | 251 | 0.138 | 0 | 251 | 0.138 | 0 | 251 | 0.138 | 0 | 251 | 0.138 | 0 | DEER:HVAC_Split-Package_AC | Annual | 1719 | 251 | 0.138 | 0 | 251 | 0.138 | 0 | NE-HVAC-airAC-SpltPkg-240to759kBtuh-12p5eer_MZDEER2017AnyGro2007CZ15cPVVG | #N/A | NE-HVAC-airAC-SpltPkg-240to759kBtuh-12p5eer_SZDEER2017AnyGro2007CZ15cDXGF | 98863 |  | #N/A | #N/A | #N/A | 251 | 0.138 | 0 | #N/A | #N/A | #N/A | 251 | 0.138 | 0 | #N/A | #N/A | 195 | 46400
NE-HVAC-airAC-SpltPkg-240to759kBtuh-12p5eer | DEER2017 | D17 v2 |  | Any | Gro | 2007 | CZ16 | cDXGF | Cap-Tons | 82.3 | 46400 | None | 59.5 | 0.0964 | 0 | 59.5 | 0.0964 | 0 | 59.5 | 0.0964 | 0 | 59.5 | 0.0964 | 0 | DEER:HVAC_Split-Package_AC | Annual | 1719 | 59.5 | 0.0964 | 0 | 59.5 | 0.0964 | 0 | NE-HVAC-airAC-SpltPkg-240to759kBtuh-12p5eer_MZDEER2017AnyGro2007CZ16cPVVG | #N/A | NE-HVAC-airAC-SpltPkg-240to759kBtuh-12p5eer_SZDEER2017AnyGro2007CZ16cDXGF | 98864 |  | #N/A | #N/A | #N/A | 59.5 | 0.0964 | 0 | #N/A | #N/A | #N/A | 59.5 | 0.0964 | 0 | #N/A | #N/A | 82.3 | 46400
NE-HVAC-airAC-SpltPkg-240to759kBtuh-12p5eer | DEER2017 | D17 v2 |  | Any | Gro | 2011 | CZ01 | cDXGF | Cap-Tons | 56 | 46400 | None | 115 | 0.143 | -6.03 | 2.25 | 0.0216 | 0 | 115 | 0.143 | -6.03 | 2.25 | 0.0216 | 0 | DEER:HVAC_Split-Package_AC | Annual | 1719 | 115 | 0.143 | -6.03 | 2.25 | 0.0216 | 0 | NE-HVAC-airAC-SpltPkg-240to759kBtuh-12p5eer_MZDEER2017AnyGro2011CZ01cPVVG | #N/A | NE-HVAC-airAC-SpltPkg-240to759kBtuh-12p5eer_SZDEER2017AnyGro2011CZ01cDXGF | 120209 |  | #N/A | #N/A | #N/A | 115 | 0.143 | -6.03 | #N/A | #N/A | #N/A | 2.25 | 0.0216 | 0 | #N/A | #N/A | 56 | 46400
NE-HVAC-airAC-SpltPkg-240to759kBtuh-12p5eer | DEER2017 | D17 v2 |  | Any | Gro | 2011 | CZ02 | cDXGF | Cap-Tons | 118 | 46400 | None | 438 | 0.271 | -7.4 | 72.6 | 0.127 | 0 | 438 | 0.271 | -7.4 | 72.6 | 0.127 | 0 | DEER:HVAC_Split-Package_AC | Annual | 1719 | 438 | 0.271 | -7.4 | 72.6 | 0.127 | 0 | NE-HVAC-airAC-SpltPkg-240to759kBtuh-12p5eer_MZDEER2017AnyGro2011CZ02cPVVG | #N/A | NE-HVAC-airAC-SpltPkg-240to759kBtuh-12p5eer_SZDEER2017AnyGro2011CZ02cDXGF | 120210 |  | #N/A | #N/A | #N/A | 438 | 0.271 | -7.4 | #N/A | #N/A | #N/A | 72.6 | 0.127 | 0 | #N/A | #N/A | 118 | 46400
NE-HVAC-airAC-SpltPkg-240to759kBtuh-12p5eer | DEER2017 | D17 v2 |  | Any | Gro | 2011 | CZ03 | cDXGF | Cap-Tons | 79.9 | 46400 | None | 301 | 0.225 | -9.66 | 26.7 | 0.0928 | 0 | 301 | 0.225 | -9.66 | 26.7 | 0.0928 | 0 | DEER:HVAC_Split-Package_AC | Annual | 1719 | 301 | 0.225 | -9.66 | 26.7 | 0.0928 | 0 | NE-HVAC-airAC-SpltPkg-240to759kBtuh-12p5eer_MZDEER2017AnyGro2011CZ03cPVVG | #N/A | NE-HVAC-airAC-SpltPkg-240to759kBtuh-12p5eer_SZDEER2017AnyGro2011CZ03cDXGF | 120211 |  | #N/A | #N/A | #N/A | 301 | 0.225 | -9.66 | #N/A | #N/A | #N/A | 26.7 | 0.0928 | 0 | #N/A | #N/A | 79.9 | 46400
NE-HVAC-airAC-SpltPkg-240to759kBtuh-12p5eer | DEER2017 | D17 v2 |  | Any | Gro | 2011 | CZ04 | cDXGF | Cap-Tons | 101 | 46400 | None | 500 | 0.265 | -8.58 | 85.2 | 0.121 | 0 | 500 | 0.265 | -8.58 | 85.2 | 0.121 | 0 | DEER:HVAC_Split-Package_AC | Annual | 1719 | 500 | 0.265 | -8.58 | 85.2 | 0.121 | 0 | NE-HVAC-airAC-SpltPkg-240to759kBtuh-12p5eer_MZDEER2017AnyGro2011CZ04cPVVG | #N/A | NE-HVAC-airAC-SpltPkg-240to759kBtuh-12p5eer_SZDEER2017AnyGro2011CZ04cDXGF | 120212 |  | #N/A | #N/A | #N/A | 500 | 0.265 | -8.58 | #N/A | #N/A | #N/A | 85.2 | 0.121 | 0 | #N/A | #N/A | 101 | 46400
NE-HVAC-airAC-SpltPkg-240to759kBtuh-12p5eer | DEER2017 | D17 v2 |  | Any | Gro | 2011 | CZ05 | cDXGF | Cap-Tons | 65 | 46400 | None | 302 | 0.203 | -10.7 | 28.4 | 0.0639 | 0 | 302 | 0.203 | -10.7 | 28.4 | 0.0639 | 0 | DEER:HVAC_Split-Package_AC | Annual | 1719 | 302 | 0.203 | -10.7 | 28.4 | 0.0639 | 0 | NE-HVAC-airAC-SpltPkg-240to759kBtuh-12p5eer_MZDEER2017AnyGro2011CZ05cPVVG | #N/A | NE-HVAC-airAC-SpltPkg-240to759kBtuh-12p5eer_SZDEER2017AnyGro2011CZ05cDXGF | 120213 |  | #N/A | #N/A | #N/A | 302 | 0.203 | -10.7 | #N/A | #N/A | #N/A | 28.4 | 0.0639 | 0 | #N/A | #N/A | 65 | 46400
NE-HVAC-airAC-SpltPkg-240to759kBtuh-12p5eer | DEER2017 | D17 v2 |  | Any | Gro | 2011 | CZ06 | cDXGF | Cap-Tons | 104 | 46400 | None | 583 | 0.249 | -12.3 | 76.2 | 0.0998 | 0 | 583 | 0.249 | -12.3 | 76.2 | 0.0998 | 0 | DEER:HVAC_Split-Package_AC | Annual | 1719 | 583 | 0.249 | -12.3 | 76.2 | 0.0998 | 0 | NE-HVAC-airAC-SpltPkg-240to759kBtuh-12p5eer_MZDEER2017AnyGro2011CZ06cPVVG | #N/A | NE-HVAC-airAC-SpltPkg-240to759kBtuh-12p5eer_SZDEER2017AnyGro2011CZ06cDXGF | 120214 |  | #N/A | #N/A | #N/A | 583 | 0.249 | -12.3 | #N/A | #N/A | #N/A | 76.2 | 0.0998 | 0 | #N/A | #N/A | 104 | 46400
NE-HVAC-airAC-SpltPkg-240to759kBtuh-12p5eer | DEER2017 | D17 v2 |  | Any | Gro | 2011 | CZ07 | cDXGF | Cap-Tons | 84.3 | 46400 | None | 538 | 0.242 | -13.5 | 65.6 | 0.0991 | 0 | 538 | 0.242 | -13.5 | 65.6 | 0.0991 | 0 | DEER:HVAC_Split-Package_AC | Annual | 1719 | 538 | 0.242 | -13.5 | 65.6 | 0.0991 | 0 | NE-HVAC-airAC-SpltPkg-240to759kBtuh-12p5eer_MZDEER2017AnyGro2011CZ07cPVVG | #N/A | NE-HVAC-airAC-SpltPkg-240to759kBtuh-12p5eer_SZDEER2017AnyGro2011CZ07cDXGF | 120215 |  | #N/A | #N/A | #N/A | 538 | 0.242 | -13.5 | #N/A | #N/A | #N/A | 65.6 | 0.0991 | 0 | #N/A | #N/A | 84.3 | 46400
NE-HVAC-airAC-SpltPkg-240to759kBtuh-12p5eer | DEER2017 | D17 v2 |  | Any | Gro | 2011 | CZ08 | cDXGF | Cap-Tons | 103 | 46400 | None | 663 | 0.265 | -11.1 | 115 | 0.119 | 0 | 663 | 0.265 | -11.1 | 115 | 0.119 | 0 | DEER:HVAC_Split-Package_AC | Annual | 1719 | 663 | 0.265 | -11.1 | 115 | 0.119 | 0 | NE-HVAC-airAC-SpltPkg-240to759kBtuh-12p5eer_MZDEER2017AnyGro2011CZ08cPVVG | #N/A | NE-HVAC-airAC-SpltPkg-240to759kBtuh-12p5eer_SZDEER2017AnyGro2011CZ08cDXGF | 120216 |  | #N/A | #N/A | #N/A | 663 | 0.265 | -11.1 | #N/A | #N/A | #N/A | 115 | 0.119 | 0 | #N/A | #N/A | 103 | 46400
NE-HVAC-airAC-SpltPkg-240to759kBtuh-12p5eer | DEER2017 | D17 v2 |  | Any | Gro | 2011 | CZ09 | cDXGF | Cap-Tons | 144 | 46400 | None | 666 | 0.282 | -9.34 | 112 | 0.136 | 0 | 666 | 0.282 | -9.34 | 112 | 0.136 | 0 | DEER:HVAC_Split-Package_AC | Annual | 1719 | 666 | 0.282 | -9.34 | 112 | 0.136 | 0 | NE-HVAC-airAC-SpltPkg-240to759kBtuh-12p5eer_MZDEER2017AnyGro2011CZ09cPVVG | #N/A | NE-HVAC-airAC-SpltPkg-240to759kBtuh-12p5eer_SZDEER2017AnyGro2011CZ09cDXGF | 120217 |  | #N/A | #N/A | #N/A | 666 | 0.282 | -9.34 | #N/A | #N/A | #N/A | 112 | 0.136 | 0 | #N/A | #N/A | 144 | 46400
NE-HVAC-airAC-SpltPkg-240to759kBtuh-12p5eer | DEER2017 | D17 v2 |  | Any | Gro | 2011 | CZ10 | cDXGF | Cap-Tons | 138 | 46400 | None | 697 | 0.296 | -9.33 | 133 | 0.142 | 0 | 697 | 0.296 | -9.33 | 133 | 0.142 | 0 | DEER:HVAC_Split-Package_AC | Annual | 1719 | 697 | 0.296 | -9.33 | 133 | 0.142 | 0 | NE-HVAC-airAC-SpltPkg-240to759kBtuh-12p5eer_MZDEER2017AnyGro2011CZ10cPVVG | #N/A | NE-HVAC-airAC-SpltPkg-240to759kBtuh-12p5eer_SZDEER2017AnyGro2011CZ10cDXGF | 120218 |  | #N/A | #N/A | #N/A | 697 | 0.296 | -9.33 | #N/A | #N/A | #N/A | 133 | 0.142 | 0 | #N/A | #N/A | 138 | 46400
NE-HVAC-airAC-SpltPkg-240to759kBtuh-12p5eer | DEER2017 | D17 v2 |  | Any | Gro | 2011 | CZ11 | cDXGF | Cap-Tons | 139 | 46400 | None | 640 | 0.288 | -6.6 | 149 | 0.137 | 0 | 640 | 0.288 | -6.6 | 149 | 0.137 | 0 | DEER:HVAC_Split-Package_AC | Annual | 1719 | 640 | 0.288 | -6.6 | 149 | 0.137 | 0 | NE-HVAC-airAC-SpltPkg-240to759kBtuh-12p5eer_MZDEER2017AnyGro2011CZ11cPVVG | #N/A | NE-HVAC-airAC-SpltPkg-240to759kBtuh-12p5eer_SZDEER2017AnyGro2011CZ11cDXGF | 120219 |  | #N/A | #N/A | #N/A | 640 | 0.288 | -6.6 | #N/A | #N/A | #N/A | 149 | 0.137 | 0 | #N/A | #N/A | 139 | 46400
NE-HVAC-airAC-SpltPkg-240to759kBtuh-12p5eer | DEER2017 | D17 v2 |  | Any | Gro | 2011 | CZ12 | cDXGF | Cap-Tons | 143 | 46400 | None | 563 | 0.27 | -7.06 | 107 | 0.123 | 0 | 563 | 0.27 | -7.06 | 107 | 0.123 | 0 | DEER:HVAC_Split-Package_AC | Annual | 1719 | 563 | 0.27 | -7.06 | 107 | 0.123 | 0 | NE-HVAC-airAC-SpltPkg-240to759kBtuh-12p5eer_MZDEER2017AnyGro2011CZ12cPVVG | #N/A | NE-HVAC-airAC-SpltPkg-240to759kBtuh-12p5eer_SZDEER2017AnyGro2011CZ12cDXGF | 120220 |  | #N/A | #N/A | #N/A | 563 | 0.27 | -7.06 | #N/A | #N/A | #N/A | 107 | 0.123 | 0 | #N/A | #N/A | 143 | 46400
NE-HVAC-airAC-SpltPkg-240to759kBtuh-12p5eer | DEER2017 | D17 v2 |  | Any | Gro | 2011 | CZ13 | cDXGF | Cap-Tons | 142 | 46400 | None | 670 | 0.276 | -6.37 | 155 | 0.131 | 0 | 670 | 0.276 | -6.37 | 155 | 0.131 | 0 | DEER:HVAC_Split-Package_AC | Annual | 1719 | 670 | 0.276 | -6.37 | 155 | 0.131 | 0 | NE-HVAC-airAC-SpltPkg-240to759kBtuh-12p5eer_MZDEER2017AnyGro2011CZ13cPVVG | #N/A | NE-HVAC-airAC-SpltPkg-240to759kBtuh-12p5eer_SZDEER2017AnyGro2011CZ13cDXGF | 120221 |  | #N/A | #N/A | #N/A | 670 | 0.276 | -6.37 | #N/A | #N/A | #N/A | 155 | 0.131 | 0 | #N/A | #N/A | 142 | 46400
NE-HVAC-airAC-SpltPkg-240to759kBtuh-12p5eer | DEER2017 | D17 v2 |  | Any | Gro | 2011 | CZ14 | cDXGF | Cap-Tons | 151 | 46400 | None | 653 | 0.276 | -6.55 | 144 | 0.13 | 0 | 653 | 0.276 | -6.55 | 144 | 0.13 | 0 | DEER:HVAC_Split-Package_AC | Annual | 1719 | 653 | 0.276 | -6.55 | 144 | 0.13 | 0 | NE-HVAC-airAC-SpltPkg-240to759kBtuh-12p5eer_MZDEER2017AnyGro2011CZ14cPVVG | #N/A | NE-HVAC-airAC-SpltPkg-240to759kBtuh-12p5eer_SZDEER2017AnyGro2011CZ14cDXGF | 120222 |  | #N/A | #N/A | #N/A | 653 | 0.276 | -6.55 | #N/A | #N/A | #N/A | 144 | 0.13 | 0 | #N/A | #N/A | 151 | 46400
NE-HVAC-airAC-SpltPkg-240to759kBtuh-12p5eer | DEER2017 | D17 v2 |  | Any | Gro | 2011 | CZ15 | cDXGF | Cap-Tons | 194 | 46400 | None | 996 | 0.279 | -5.82 | 251 | 0.138 | 0 | 996 | 0.279 | -5.82 | 251 | 0.138 | 0 | DEER:HVAC_Split-Package_AC | Annual | 1719 | 996 | 0.279 | -5.82 | 251 | 0.138 | 0 | NE-HVAC-airAC-SpltPkg-240to759kBtuh-12p5eer_MZDEER2017AnyGro2011CZ15cPVVG | #N/A | NE-HVAC-airAC-SpltPkg-240to759kBtuh-12p5eer_SZDEER2017AnyGro2011CZ15cDXGF | 120223 |  | #N/A | #N/A | #N/A | 996 | 0.279 | -5.82 | #N/A | #N/A | #N/A | 251 | 0.138 | 0 | #N/A | #N/A | 194 | 46400
NE-HVAC-airAC-SpltPkg-240to759kBtuh-12p5eer | DEER2017 | D17 v2 |  | Any | Gro | 2011 | CZ16 | cDXGF | Cap-Tons | 81.8 | 46400 | None | 361 | 0.233 | -7.1 | 59 | 0.0964 | 0 | 361 | 0.233 | -7.1 | 59 | 0.0964 | 0 | DEER:HVAC_Split-Package_AC | Annual | 1719 | 361 | 0.233 | -7.1 | 59 | 0.0964 | 0 | NE-HVAC-airAC-SpltPkg-240to759kBtuh-12p5eer_MZDEER2017AnyGro2011CZ16cPVVG | #N/A | NE-HVAC-airAC-SpltPkg-240to759kBtuh-12p5eer_SZDEER2017AnyGro2011CZ16cDXGF | 120224 |  | #N/A | #N/A | #N/A | 361 | 0.233 | -7.1 | #N/A | #N/A | #N/A | 59 | 0.0964 | 0 | #N/A | #N/A | 81.8 | 46400
NE-HVAC-airAC-SpltPkg-240to759kBtuh-12p5eer | DEER2017 | D17 v2 |  | Any | Gro | 2014 | CZ01 | cDXGF | Cap-Tons | 50.5 | 46400 | None | 1.04 | 0.0156 | 0 | 1.04 | 0.0156 | 0 | 1.04 | 0.0156 | 0 | 1.04 | 0.0156 | 0 | DEER:HVAC_Split-Package_AC | Annual | 1719 | 1.04 | 0.0156 | 0 | 1.04 | 0.0156 | 0 | NE-HVAC-airAC-SpltPkg-240to759kBtuh-12p5eer_MZDEER2017AnyGro2014CZ01cPVVG | #N/A | NE-HVAC-airAC-SpltPkg-240to759kBtuh-12p5eer_SZDEER2017AnyGro2014CZ01cDXGF | 141569 |  | #N/A | #N/A | #N/A | 1.04 | 0.0156 | 0 | #N/A | #N/A | #N/A | 1.04 | 0.0156 | 0 | #N/A | #N/A | 50.5 | 46400
NE-HVAC-airAC-SpltPkg-240to759kBtuh-12p5eer | DEER2017 | D17 v2 |  | Any | Gro | 2014 | CZ02 | cDXGF | Cap-Tons | 112 | 46400 | None | 63.6 | 0.123 | 0 | 63.6 | 0.123 | 0 | 63.6 | 0.123 | 0 | 63.6 | 0.123 | 0 | DEER:HVAC_Split-Package_AC | Annual | 1719 | 63.6 | 0.123 | 0 | 63.6 | 0.123 | 0 | NE-HVAC-airAC-SpltPkg-240to759kBtuh-12p5eer_MZDEER2017AnyGro2014CZ02cPVVG | #N/A | NE-HVAC-airAC-SpltPkg-240to759kBtuh-12p5eer_SZDEER2017AnyGro2014CZ02cDXGF | 141570 |  | #N/A | #N/A | #N/A | 63.6 | 0.123 | 0 | #N/A | #N/A | #N/A | 63.6 | 0.123 | 0 | #N/A | #N/A | 112 | 46400
NE-HVAC-airAC-SpltPkg-240to759kBtuh-12p5eer | DEER2017 | D17 v2 |  | Any | Gro | 2014 | CZ03 | cDXGF | Cap-Tons | 74.1 | 46400 | None | 19.8 | 0.0859 | 0 | 19.8 | 0.0859 | 0 | 19.8 | 0.0859 | 0 | 19.8 | 0.0859 | 0 | DEER:HVAC_Split-Package_AC | Annual | 1719 | 19.8 | 0.0859 | 0 | 19.8 | 0.0859 | 0 | NE-HVAC-airAC-SpltPkg-240to759kBtuh-12p5eer_MZDEER2017AnyGro2014CZ03cPVVG | #N/A | NE-HVAC-airAC-SpltPkg-240to759kBtuh-12p5eer_SZDEER2017AnyGro2014CZ03cDXGF | 141571 |  | #N/A | #N/A | #N/A | 19.8 | 0.0859 | 0 | #N/A | #N/A | #N/A | 19.8 | 0.0859 | 0 | #N/A | #N/A | 74.1 | 46400
NE-HVAC-airAC-SpltPkg-240to759kBtuh-12p5eer | DEER2017 | D17 v2 |  | Any | Gro | 2014 | CZ04 | cDXGF | Cap-Tons | 99.3 | 46400 | None | 71.1 | 0.114 | 0 | 71.1 | 0.114 | 0 | 71.1 | 0.114 | 0 | 71.1 | 0.114 | 0 | DEER:HVAC_Split-Package_AC | Annual | 1719 | 71.1 | 0.114 | 0 | 71.1 | 0.114 | 0 | NE-HVAC-airAC-SpltPkg-240to759kBtuh-12p5eer_MZDEER2017AnyGro2014CZ04cPVVG | #N/A | NE-HVAC-airAC-SpltPkg-240to759kBtuh-12p5eer_SZDEER2017AnyGro2014CZ04cDXGF | 141572 |  | #N/A | #N/A | #N/A | 71.1 | 0.114 | 0 | #N/A | #N/A | #N/A | 71.1 | 0.114 | 0 | #N/A | #N/A | 99.3 | 46400
NE-HVAC-airAC-SpltPkg-240to759kBtuh-12p5eer | DEER2017 | D17 v2 |  | Any | Gro | 2014 | CZ05 | cDXGF | Cap-Tons | 66.8 | 46400 | None | 17.6 | 0.052 | 0 | 17.6 | 0.052 | 0 | 17.6 | 0.052 | 0 | 17.6 | 0.052 | 0 | DEER:HVAC_Split-Package_AC | Annual | 1719 | 17.6 | 0.052 | 0 | 17.6 | 0.052 | 0 | NE-HVAC-airAC-SpltPkg-240to759kBtuh-12p5eer_MZDEER2017AnyGro2014CZ05cPVVG | #N/A | NE-HVAC-airAC-SpltPkg-240to759kBtuh-12p5eer_SZDEER2017AnyGro2014CZ05cDXGF | 141573 |  | #N/A | #N/A | #N/A | 17.6 | 0.052 | 0 | #N/A | #N/A | #N/A | 17.6 | 0.052 | 0 | #N/A | #N/A | 66.8 | 46400
NE-HVAC-airAC-SpltPkg-240to759kBtuh-12p5eer | DEER2017 | D17 v2 |  | Any | Gro | 2014 | CZ06 | cDXGF | Cap-Tons | 96.7 | 46400 | None | 61.6 | 0.0957 | 0 | 61.6 | 0.0957 | 0 | 61.6 | 0.0957 | 0 | 61.6 | 0.0957 | 0 | DEER:HVAC_Split-Package_AC | Annual | 1719 | 61.6 | 0.0957 | 0 | 61.6 | 0.0957 | 0 | NE-HVAC-airAC-SpltPkg-240to759kBtuh-12p5eer_MZDEER2017AnyGro2014CZ06cPVVG | #N/A | NE-HVAC-airAC-SpltPkg-240to759kBtuh-12p5eer_SZDEER2017AnyGro2014CZ06cDXGF | 141574 |  | #N/A | #N/A | #N/A | 61.6 | 0.0957 | 0 | #N/A | #N/A | #N/A | 61.6 | 0.0957 | 0 | #N/A | #N/A | 96.7 | 46400
NE-HVAC-airAC-SpltPkg-240to759kBtuh-12p5eer | DEER2017 | D17 v2 |  | Any | Gro | 2014 | CZ07 | cDXGF | Cap-Tons | 78.3 | 46400 | None | 50.7 | 0.092 | 0 | 50.7 | 0.092 | 0 | 50.7 | 0.092 | 0 | 50.7 | 0.092 | 0 | DEER:HVAC_Split-Package_AC | Annual | 1719 | 50.7 | 0.092 | 0 | 50.7 | 0.092 | 0 | NE-HVAC-airAC-SpltPkg-240to759kBtuh-12p5eer_MZDEER2017AnyGro2014CZ07cPVVG | #N/A | NE-HVAC-airAC-SpltPkg-240to759kBtuh-12p5eer_SZDEER2017AnyGro2014CZ07cDXGF | 141575 |  | #N/A | #N/A | #N/A | 50.7 | 0.092 | 0 | #N/A | #N/A | #N/A | 50.7 | 0.092 | 0 | #N/A | #N/A | 78.3 | 46400
NE-HVAC-airAC-SpltPkg-240to759kBtuh-12p5eer | DEER2017 | D17 v2 |  | Any | Gro | 2014 | CZ08 | cDXGF | Cap-Tons | 96.1 | 46400 | None | 99.1 | 0.115 | 0 | 99.1 | 0.115 | 0 | 99.1 | 0.115 | 0 | 99.1 | 0.115 | 0 | DEER:HVAC_Split-Package_AC | Annual | 1719 | 99.1 | 0.115 | 0 | 99.1 | 0.115 | 0 | NE-HVAC-airAC-SpltPkg-240to759kBtuh-12p5eer_MZDEER2017AnyGro2014CZ08cPVVG | #N/A | NE-HVAC-airAC-SpltPkg-240to759kBtuh-12p5eer_SZDEER2017AnyGro2014CZ08cDXGF | 141576 |  | #N/A | #N/A | #N/A | 99.1 | 0.115 | 0 | #N/A | #N/A | #N/A | 99.1 | 0.115 | 0 | #N/A | #N/A | 96.1 | 46400
NE-HVAC-airAC-SpltPkg-240to759kBtuh-12p5eer | DEER2017 | D17 v2 |  | Any | Gro | 2014 | CZ09 | cDXGF | Cap-Tons | 136 | 46400 | None | 101 | 0.132 | 0 | 101 | 0.132 | 0 | 101 | 0.132 | 0 | 101 | 0.132 | 0 | DEER:HVAC_Split-Package_AC | Annual | 1719 | 101 | 0.132 | 0 | 101 | 0.132 | 0 | NE-HVAC-airAC-SpltPkg-240to759kBtuh-12p5eer_MZDEER2017AnyGro2014CZ09cPVVG | #N/A | NE-HVAC-airAC-SpltPkg-240to759kBtuh-12p5eer_SZDEER2017AnyGro2014CZ09cDXGF | 141577 |  | #N/A | #N/A | #N/A | 101 | 0.132 | 0 | #N/A | #N/A | #N/A | 101 | 0.132 | 0 | #N/A | #N/A | 136 | 46400
NE-HVAC-airAC-SpltPkg-240to759kBtuh-12p5eer | DEER2017 | D17 v2 |  | Any | Gro | 2014 | CZ10 | cDXGF | Cap-Tons | 131 | 46400 | None | 120 | 0.138 | 0 | 120 | 0.138 | 0 | 120 | 0.138 | 0 | 120 | 0.138 | 0 | DEER:HVAC_Split-Package_AC | Annual | 1719 | 120 | 0.138 | 0 | 120 | 0.138 | 0 | NE-HVAC-airAC-SpltPkg-240to759kBtuh-12p5eer_MZDEER2017AnyGro2014CZ10cPVVG | #N/A | NE-HVAC-airAC-SpltPkg-240to759kBtuh-12p5eer_SZDEER2017AnyGro2014CZ10cDXGF | 141578 |  | #N/A | #N/A | #N/A | 120 | 0.138 | 0 | #N/A | #N/A | #N/A | 120 | 0.138 | 0 | #N/A | #N/A | 131 | 46400
NE-HVAC-airAC-SpltPkg-240to759kBtuh-12p5eer | DEER2017 | D17 v2 |  | Any | Gro | 2014 | CZ11 | cDXGF | Cap-Tons | 132 | 46400 | None | 138 | 0.134 | 0 | 138 | 0.134 | 0 | 138 | 0.134 | 0 | 138 | 0.134 | 0 | DEER:HVAC_Split-Package_AC | Annual | 1719 | 138 | 0.134 | 0 | 138 | 0.134 | 0 | NE-HVAC-airAC-SpltPkg-240to759kBtuh-12p5eer_MZDEER2017AnyGro2014CZ11cPVVG | #N/A | NE-HVAC-airAC-SpltPkg-240to759kBtuh-12p5eer_SZDEER2017AnyGro2014CZ11cDXGF | 141579 |  | #N/A | #N/A | #N/A | 138 | 0.134 | 0 | #N/A | #N/A | #N/A | 138 | 0.134 | 0 | #N/A | #N/A | 132 | 46400
NE-HVAC-airAC-SpltPkg-240to759kBtuh-12p5eer | DEER2017 | D17 v2 |  | Any | Gro | 2014 | CZ12 | cDXGF | Cap-Tons | 137 | 46400 | None | 96.5 | 0.119 | 0 | 96.5 | 0.119 | 0 | 96.5 | 0.119 | 0 | 96.5 | 0.119 | 0 | DEER:HVAC_Split-Package_AC | Annual | 1719 | 96.5 | 0.119 | 0 | 96.5 | 0.119 | 0 | NE-HVAC-airAC-SpltPkg-240to759kBtuh-12p5eer_MZDEER2017AnyGro2014CZ12cPVVG | #N/A | NE-HVAC-airAC-SpltPkg-240to759kBtuh-12p5eer_SZDEER2017AnyGro2014CZ12cDXGF | 141580 |  | #N/A | #N/A | #N/A | 96.5 | 0.119 | 0 | #N/A | #N/A | #N/A | 96.5 | 0.119 | 0 | #N/A | #N/A | 137 | 46400
NE-HVAC-airAC-SpltPkg-240to759kBtuh-12p5eer | DEER2017 | D17 v2 |  | Any | Gro | 2014 | CZ13 | cDXGF | Cap-Tons | 136 | 46400 | None | 145 | 0.127 | 0 | 145 | 0.127 | 0 | 145 | 0.127 | 0 | 145 | 0.127 | 0 | DEER:HVAC_Split-Package_AC | Annual | 1719 | 145 | 0.127 | 0 | 145 | 0.127 | 0 | NE-HVAC-airAC-SpltPkg-240to759kBtuh-12p5eer_MZDEER2017AnyGro2014CZ13cPVVG | #N/A | NE-HVAC-airAC-SpltPkg-240to759kBtuh-12p5eer_SZDEER2017AnyGro2014CZ13cDXGF | 141581 |  | #N/A | #N/A | #N/A | 145 | 0.127 | 0 | #N/A | #N/A | #N/A | 145 | 0.127 | 0 | #N/A | #N/A | 136 | 46400
NE-HVAC-airAC-SpltPkg-240to759kBtuh-12p5eer | DEER2017 | D17 v2 |  | Any | Gro | 2014 | CZ14 | cDXGF | Cap-Tons | 144 | 46400 | None | 134 | 0.127 | 0 | 134 | 0.127 | 0 | 134 | 0.127 | 0 | 134 | 0.127 | 0 | DEER:HVAC_Split-Package_AC | Annual | 1719 | 134 | 0.127 | 0 | 134 | 0.127 | 0 | NE-HVAC-airAC-SpltPkg-240to759kBtuh-12p5eer_MZDEER2017AnyGro2014CZ14cPVVG | #N/A | NE-HVAC-airAC-SpltPkg-240to759kBtuh-12p5eer_SZDEER2017AnyGro2014CZ14cDXGF | 141582 |  | #N/A | #N/A | #N/A | 134 | 0.127 | 0 | #N/A | #N/A | #N/A | 134 | 0.127 | 0 | #N/A | #N/A | 144 | 46400
NE-HVAC-airAC-SpltPkg-240to759kBtuh-12p5eer | DEER2017 | D17 v2 |  | Any | Gro | 2014 | CZ15 | cDXGF | Cap-Tons | 186 | 46400 | None | 238 | 0.136 | 0 | 238 | 0.136 | 0 | 238 | 0.136 | 0 | 238 | 0.136 | 0 | DEER:HVAC_Split-Package_AC | Annual | 1719 | 238 | 0.136 | 0 | 238 | 0.136 | 0 | NE-HVAC-airAC-SpltPkg-240to759kBtuh-12p5eer_MZDEER2017AnyGro2014CZ15cPVVG | #N/A | NE-HVAC-airAC-SpltPkg-240to759kBtuh-12p5eer_SZDEER2017AnyGro2014CZ15cDXGF | 141583 |  | #N/A | #N/A | #N/A | 238 | 0.136 | 0 | #N/A | #N/A | #N/A | 238 | 0.136 | 0 | #N/A | #N/A | 186 | 46400
NE-HVAC-airAC-SpltPkg-240to759kBtuh-12p5eer | DEER2017 | D17 v2 |  | Any | Gro | 2014 | CZ16 | cDXGF | Cap-Tons | 75.6 | 46400 | None | 47.1 | 0.091 | 0 | 47.1 | 0.091 | 0 | 47.1 | 0.091 | 0 | 47.1 | 0.091 | 0 | DEER:HVAC_Split-Package_AC | Annual | 1719 | 47.1 | 0.091 | 0 | 47.1 | 0.091 | 0 | NE-HVAC-airAC-SpltPkg-240to759kBtuh-12p5eer_MZDEER2017AnyGro2014CZ16cPVVG | #N/A | NE-HVAC-airAC-SpltPkg-240to759kBtuh-12p5eer_SZDEER2017AnyGro2014CZ16cDXGF | 141584 |  | #N/A | #N/A | #N/A | 47.1 | 0.091 | 0 | #N/A | #N/A | #N/A | 47.1 | 0.091 | 0 | #N/A | #N/A | 75.6 | 46400
NE-HVAC-airAC-SpltPkg-240to759kBtuh-12p5eer | DEER2017 | D17 v2 |  | Any | Gro | New | CZ01 | cDXGF | Cap-Tons | 50.5 | 46400 | None | 1.04 | 0.0156 | 0 | 1.04 | 0.0156 | 0 | 1.04 | 0.0156 | 0 | 1.04 | 0.0156 | 0 | DEER:HVAC_Split-Package_AC | Annual | 1719 | 1.04 | 0.0156 | 0 | 1.04 | 0.0156 | 0 | NE-HVAC-airAC-SpltPkg-240to759kBtuh-12p5eer_MZDEER2017AnyGroNewCZ01cPVVG | #N/A | NE-HVAC-airAC-SpltPkg-240to759kBtuh-12p5eer_SZDEER2017AnyGroNewCZ01cDXGF | 166417 |  | #N/A | #N/A | #N/A | 1.04 | 0.0156 | 0 | #N/A | #N/A | #N/A | 1.04 | 0.0156 | 0 | #N/A | #N/A | 50.5 | 46400
NE-HVAC-airAC-SpltPkg-240to759kBtuh-12p5eer | DEER2017 | D17 v2 |  | Any | Gro | New | CZ02 | cDXGF | Cap-Tons | 112 | 46400 | None | 63.6 | 0.123 | 0 | 63.6 | 0.123 | 0 | 63.6 | 0.123 | 0 | 63.6 | 0.123 | 0 | DEER:HVAC_Split-Package_AC | Annual | 1719 | 63.6 | 0.123 | 0 | 63.6 | 0.123 | 0 | NE-HVAC-airAC-SpltPkg-240to759kBtuh-12p5eer_MZDEER2017AnyGroNewCZ02cPVVG | #N/A | NE-HVAC-airAC-SpltPkg-240to759kBtuh-12p5eer_SZDEER2017AnyGroNewCZ02cDXGF | 166418 |  | #N/A | #N/A | #N/A | 63.6 | 0.123 | 0 | #N/A | #N/A | #N/A | 63.6 | 0.123 | 0 | #N/A | #N/A | 112 | 46400
NE-HVAC-airAC-SpltPkg-240to759kBtuh-12p5eer | DEER2017 | D17 v2 |  | Any | Gro | New | CZ03 | cDXGF | Cap-Tons | 74.1 | 46400 | None | 19.8 | 0.0859 | 0 | 19.8 | 0.0859 | 0 | 19.8 | 0.0859 | 0 | 19.8 | 0.0859 | 0 | DEER:HVAC_Split-Package_AC | Annual | 1719 | 19.8 | 0.0859 | 0 | 19.8 | 0.0859 | 0 | NE-HVAC-airAC-SpltPkg-240to759kBtuh-12p5eer_MZDEER2017AnyGroNewCZ03cPVVG | #N/A | NE-HVAC-airAC-SpltPkg-240to759kBtuh-12p5eer_SZDEER2017AnyGroNewCZ03cDXGF | 166419 |  | #N/A | #N/A | #N/A | 19.8 | 0.0859 | 0 | #N/A | #N/A | #N/A | 19.8 | 0.0859 | 0 | #N/A | #N/A | 74.1 | 46400
NE-HVAC-airAC-SpltPkg-240to759kBtuh-12p5eer | DEER2017 | D17 v2 |  | Any | Gro | New | CZ04 | cDXGF | Cap-Tons | 99.3 | 46400 | None | 71.1 | 0.114 | 0 | 71.1 | 0.114 | 0 | 71.1 | 0.114 | 0 | 71.1 | 0.114 | 0 | DEER:HVAC_Split-Package_AC | Annual | 1719 | 71.1 | 0.114 | 0 | 71.1 | 0.114 | 0 | NE-HVAC-airAC-SpltPkg-240to759kBtuh-12p5eer_MZDEER2017AnyGroNewCZ04cPVVG | #N/A | NE-HVAC-airAC-SpltPkg-240to759kBtuh-12p5eer_SZDEER2017AnyGroNewCZ04cDXGF | 166420 |  | #N/A | #N/A | #N/A | 71.1 | 0.114 | 0 | #N/A | #N/A | #N/A | 71.1 | 0.114 | 0 | #N/A | #N/A | 99.3 | 46400
NE-HVAC-airAC-SpltPkg-240to759kBtuh-12p5eer | DEER2017 | D17 v2 |  | Any | Gro | New | CZ05 | cDXGF | Cap-Tons | 66.8 | 46400 | None | 17.6 | 0.052 | 0 | 17.6 | 0.052 | 0 | 17.6 | 0.052 | 0 | 17.6 | 0.052 | 0 | DEER:HVAC_Split-Package_AC | Annual | 1719 | 17.6 | 0.052 | 0 | 17.6 | 0.052 | 0 | NE-HVAC-airAC-SpltPkg-240to759kBtuh-12p5eer_MZDEER2017AnyGroNewCZ05cPVVG | #N/A | NE-HVAC-airAC-SpltPkg-240to759kBtuh-12p5eer_SZDEER2017AnyGroNewCZ05cDXGF | 166421 |  | #N/A | #N/A | #N/A | 17.6 | 0.052 | 0 | #N/A | #N/A | #N/A | 17.6 | 0.052 | 0 | #N/A | #N/A | 66.8 | 46400
NE-HVAC-airAC-SpltPkg-240to759kBtuh-12p5eer | DEER2017 | D17 v2 |  | Any | Gro | New | CZ06 | cDXGF | Cap-Tons | 96.7 | 46400 | None | 61.6 | 0.0957 | 0 | 61.6 | 0.0957 | 0 | 61.6 | 0.0957 | 0 | 61.6 | 0.0957 | 0 | DEER:HVAC_Split-Package_AC | Annual | 1719 | 61.6 | 0.0957 | 0 | 61.6 | 0.0957 | 0 | NE-HVAC-airAC-SpltPkg-240to759kBtuh-12p5eer_MZDEER2017AnyGroNewCZ06cPVVG | #N/A | NE-HVAC-airAC-SpltPkg-240to759kBtuh-12p5eer_SZDEER2017AnyGroNewCZ06cDXGF | 166422 |  | #N/A | #N/A | #N/A | 61.6 | 0.0957 | 0 | #N/A | #N/A | #N/A | 61.6 | 0.0957 | 0 | #N/A | #N/A | 96.7 | 46400
NE-HVAC-airAC-SpltPkg-240to759kBtuh-12p5eer | DEER2017 | D17 v2 |  | Any | Gro | New | CZ07 | cDXGF | Cap-Tons | 78.3 | 46400 | None | 50.7 | 0.092 | 0 | 50.7 | 0.092 | 0 | 50.7 | 0.092 | 0 | 50.7 | 0.092 | 0 | DEER:HVAC_Split-Package_AC | Annual | 1719 | 50.7 | 0.092 | 0 | 50.7 | 0.092 | 0 | NE-HVAC-airAC-SpltPkg-240to759kBtuh-12p5eer_MZDEER2017AnyGroNewCZ07cPVVG | #N/A | NE-HVAC-airAC-SpltPkg-240to759kBtuh-12p5eer_SZDEER2017AnyGroNewCZ07cDXGF | 166423 |  | #N/A | #N/A | #N/A | 50.7 | 0.092 | 0 | #N/A | #N/A | #N/A | 50.7 | 0.092 | 0 | #N/A | #N/A | 78.3 | 46400
NE-HVAC-airAC-SpltPkg-240to759kBtuh-12p5eer | DEER2017 | D17 v2 |  | Any | Gro | New | CZ08 | cDXGF | Cap-Tons | 96.1 | 46400 | None | 99.1 | 0.115 | 0 | 99.1 | 0.115 | 0 | 99.1 | 0.115 | 0 | 99.1 | 0.115 | 0 | DEER:HVAC_Split-Package_AC | Annual | 1719 | 99.1 | 0.115 | 0 | 99.1 | 0.115 | 0 | NE-HVAC-airAC-SpltPkg-240to759kBtuh-12p5eer_MZDEER2017AnyGroNewCZ08cPVVG | #N/A | NE-HVAC-airAC-SpltPkg-240to759kBtuh-12p5eer_SZDEER2017AnyGroNewCZ08cDXGF | 166424 |  | #N/A | #N/A | #N/A | 99.1 | 0.115 | 0 | #N/A | #N/A | #N/A | 99.1 | 0.115 | 0 | #N/A | #N/A | 96.1 | 46400
NE-HVAC-airAC-SpltPkg-240to759kBtuh-12p5eer | DEER2017 | D17 v2 |  | Any | Gro | New | CZ09 | cDXGF | Cap-Tons | 136 | 46400 | None | 101 | 0.132 | 0 | 101 | 0.132 | 0 | 101 | 0.132 | 0 | 101 | 0.132 | 0 | DEER:HVAC_Split-Package_AC | Annual | 1719 | 101 | 0.132 | 0 | 101 | 0.132 | 0 | NE-HVAC-airAC-SpltPkg-240to759kBtuh-12p5eer_MZDEER2017AnyGroNewCZ09cPVVG | #N/A | NE-HVAC-airAC-SpltPkg-240to759kBtuh-12p5eer_SZDEER2017AnyGroNewCZ09cDXGF | 166425 |  | #N/A | #N/A | #N/A | 101 | 0.132 | 0 | #N/A | #N/A | #N/A | 101 | 0.132 | 0 | #N/A | #N/A | 136 | 46400
NE-HVAC-airAC-SpltPkg-240to759kBtuh-12p5eer | DEER2017 | D17 v2 |  | Any | Gro | New | CZ10 | cDXGF | Cap-Tons | 131 | 46400 | None | 120 | 0.138 | 0 | 120 | 0.138 | 0 | 120 | 0.138 | 0 | 120 | 0.138 | 0 | DEER:HVAC_Split-Package_AC | Annual | 1719 | 120 | 0.138 | 0 | 120 | 0.138 | 0 | NE-HVAC-airAC-SpltPkg-240to759kBtuh-12p5eer_MZDEER2017AnyGroNewCZ10cPVVG | #N/A | NE-HVAC-airAC-SpltPkg-240to759kBtuh-12p5eer_SZDEER2017AnyGroNewCZ10cDXGF | 166426 |  | #N/A | #N/A | #N/A | 120 | 0.138 | 0 | #N/A | #N/A | #N/A | 120 | 0.138 | 0 | #N/A | #N/A | 131 | 46400
NE-HVAC-airAC-SpltPkg-240to759kBtuh-12p5eer | DEER2017 | D17 v2 |  | Any | Gro | New | CZ11 | cDXGF | Cap-Tons | 132 | 46400 | None | 138 | 0.134 | 0 | 138 | 0.134 | 0 | 138 | 0.134 | 0 | 138 | 0.134 | 0 | DEER:HVAC_Split-Package_AC | Annual | 1719 | 138 | 0.134 | 0 | 138 | 0.134 | 0 | NE-HVAC-airAC-SpltPkg-240to759kBtuh-12p5eer_MZDEER2017AnyGroNewCZ11cPVVG | #N/A | NE-HVAC-airAC-SpltPkg-240to759kBtuh-12p5eer_SZDEER2017AnyGroNewCZ11cDXGF | 166427 |  | #N/A | #N/A | #N/A | 138 | 0.134 | 0 | #N/A | #N/A | #N/A | 138 | 0.134 | 0 | #N/A | #N/A | 132 | 46400
NE-HVAC-airAC-SpltPkg-240to759kBtuh-12p5eer | DEER2017 | D17 v2 |  | Any | Gro | New | CZ12 | cDXGF | Cap-Tons | 137 | 46400 | None | 96.5 | 0.119 | 0 | 96.5 | 0.119 | 0 | 96.5 | 0.119 | 0 | 96.5 | 0.119 | 0 | DEER:HVAC_Split-Package_AC | Annual | 1719 | 96.5 | 0.119 | 0 | 96.5 | 0.119 | 0 | NE-HVAC-airAC-SpltPkg-240to759kBtuh-12p5eer_MZDEER2017AnyGroNewCZ12cPVVG | #N/A | NE-HVAC-airAC-SpltPkg-240to759kBtuh-12p5eer_SZDEER2017AnyGroNewCZ12cDXGF | 166428 |  | #N/A | #N/A | #N/A | 96.5 | 0.119 | 0 | #N/A | #N/A | #N/A | 96.5 | 0.119 | 0 | #N/A | #N/A | 137 | 46400
NE-HVAC-airAC-SpltPkg-240to759kBtuh-12p5eer | DEER2017 | D17 v2 |  | Any | Gro | New | CZ13 | cDXGF | Cap-Tons | 136 | 46400 | None | 145 | 0.127 | 0 | 145 | 0.127 | 0 | 145 | 0.127 | 0 | 145 | 0.127 | 0 | DEER:HVAC_Split-Package_AC | Annual | 1719 | 145 | 0.127 | 0 | 145 | 0.127 | 0 | NE-HVAC-airAC-SpltPkg-240to759kBtuh-12p5eer_MZDEER2017AnyGroNewCZ13cPVVG | #N/A | NE-HVAC-airAC-SpltPkg-240to759kBtuh-12p5eer_SZDEER2017AnyGroNewCZ13cDXGF | 166429 |  | #N/A | #N/A | #N/A | 145 | 0.127 | 0 | #N/A | #N/A | #N/A | 145 | 0.127 | 0 | #N/A | #N/A | 136 | 46400
NE-HVAC-airAC-SpltPkg-240to759kBtuh-12p5eer | DEER2017 | D17 v2 |  | Any | Gro | New | CZ14 | cDXGF | Cap-Tons | 144 | 46400 | None | 134 | 0.127 | 0 | 134 | 0.127 | 0 | 134 | 0.127 | 0 | 134 | 0.127 | 0 | DEER:HVAC_Split-Package_AC | Annual | 1719 | 134 | 0.127 | 0 | 134 | 0.127 | 0 | NE-HVAC-airAC-SpltPkg-240to759kBtuh-12p5eer_MZDEER2017AnyGroNewCZ14cPVVG | #N/A | NE-HVAC-airAC-SpltPkg-240to759kBtuh-12p5eer_SZDEER2017AnyGroNewCZ14cDXGF | 166430 |  | #N/A | #N/A | #N/A | 134 | 0.127 | 0 | #N/A | #N/A | #N/A | 134 | 0.127 | 0 | #N/A | #N/A | 144 | 46400
NE-HVAC-airAC-SpltPkg-240to759kBtuh-12p5eer | DEER2017 | D17 v2 |  | Any | Gro | New | CZ15 | cDXGF | Cap-Tons | 186 | 46400 | None | 238 | 0.136 | 0 | 238 | 0.136 | 0 | 238 | 0.136 | 0 | 238 | 0.136 | 0 | DEER:HVAC_Split-Package_AC | Annual | 1719 | 238 | 0.136 | 0 | 238 | 0.136 | 0 | NE-HVAC-airAC-SpltPkg-240to759kBtuh-12p5eer_MZDEER2017AnyGroNewCZ15cPVVG | #N/A | NE-HVAC-airAC-SpltPkg-240to759kBtuh-12p5eer_SZDEER2017AnyGroNewCZ15cDXGF | 166431 |  | #N/A | #N/A | #N/A | 238 | 0.136 | 0 | #N/A | #N/A | #N/A | 238 | 0.136 | 0 | #N/A | #N/A | 186 | 46400
NE-HVAC-airAC-SpltPkg-240to759kBtuh-12p5eer | DEER2017 | D17 v2 |  | Any | Gro | New | CZ16 | cDXGF | Cap-Tons | 75.6 | 46400 | None | 47.1 | 0.091 | 0 | 47.1 | 0.091 | 0 | 47.1 | 0.091 | 0 | 47.1 | 0.091 | 0 | DEER:HVAC_Split-Package_AC | Annual | 1719 | 47.1 | 0.091 | 0 | 47.1 | 0.091 | 0 | NE-HVAC-airAC-SpltPkg-240to759kBtuh-12p5eer_MZDEER2017AnyGroNewCZ16cPVVG | #N/A | NE-HVAC-airAC-SpltPkg-240to759kBtuh-12p5eer_SZDEER2017AnyGroNewCZ16cDXGF | 166432 |  | #N/A | #N/A | #N/A | 47.1 | 0.091 | 0 | #N/A | #N/A | #N/A | 47.1 | 0.091 | 0 | #N/A | #N/A | 75.6 | 46400
NE-HVAC-airAC-SpltPkg-240to759kBtuh-12p5eer | DEER2017 | D17 v2 |  | Any | Hsp | 1975 | CZ01 | cWtd | Cap-Tons | 1294 | 386800 | None | 71 | 0.0636 | 0 | 71 | 0.0636 | 0 | 71 | 0.0636 | 0 | 71 | 0.0636 | 0 | DEER:HVAC_Split-Package_AC | Annual | 1719 | 70.988 | 0.06362 | 0 | 70.988 | 0.06362 | 0 | NE-HVAC-airAC-SpltPkg-240to759kBtuh-12p5eer_MZDEER2017AnyHsp1975CZ01cPVVG | 13426 | NE-HVAC-airAC-SpltPkg-240to759kBtuh-12p5eer_SZDEER2017AnyHsp1975CZ01cDXGF | 13425 |  | 86.5 | 0.0664 | 0 | 8.94 | 0.0525 | 0 | 86.5 | 0.0664 | 0 | 8.94 | 0.0525 | 0 | 1320 | 386000 | 1190 | 390000
NE-HVAC-airAC-SpltPkg-240to759kBtuh-12p5eer | DEER2017 | D17 v2 |  | Any | Hsp | 1975 | CZ02 | cWtd | Cap-Tons | 1726 | 386800 | None | 214 | 0.147 | 0 | 214 | 0.147 | 0 | 214 | 0.147 | 0 | 214 | 0.147 | 0 | DEER:HVAC_Split-Package_AC | Annual | 1719 | 214.4 | 0.1472 | 0 | 214.4 | 0.1472 | 0 | NE-HVAC-airAC-SpltPkg-240to759kBtuh-12p5eer_MZDEER2017AnyHsp1975CZ02cPVVG | 13428 | NE-HVAC-airAC-SpltPkg-240to759kBtuh-12p5eer_SZDEER2017AnyHsp1975CZ02cDXGF | 13427 |  | 241 | 0.148 | 0 | 108 | 0.144 | 0 | 241 | 0.148 | 0 | 108 | 0.144 | 0 | 1750 | 386000 | 1630 | 390000
NE-HVAC-airAC-SpltPkg-240to759kBtuh-12p5eer | DEER2017 | D17 v2 |  | Any | Hsp | 1975 | CZ03 | cWtd | Cap-Tons | 1420 | 386800 | None | 202 | 0.11 | 0 | 202 | 0.11 | 0 | 202 | 0.11 | 0 | 202 | 0.11 | 0 | DEER:HVAC_Split-Package_AC | Annual | 1719 | 202.42 | 0.11 | 0 | 202.42 | 0.11 | 0 | NE-HVAC-airAC-SpltPkg-240to759kBtuh-12p5eer_MZDEER2017AnyHsp1975CZ03cPVVG | 13430 | NE-HVAC-airAC-SpltPkg-240to759kBtuh-12p5eer_SZDEER2017AnyHsp1975CZ03cDXGF | 13429 |  | 237 | 0.11 | 0 | 64.1 | 0.11 | 0 | 237 | 0.11 | 0 | 64.1 | 0.11 | 0 | 1450 | 386000 | 1300 | 390000
NE-HVAC-airAC-SpltPkg-240to759kBtuh-12p5eer | DEER2017 | D17 v2 |  | Any | Hsp | 1975 | CZ04 | cWtd | Cap-Tons | 1614 | 386800 | None | 273 | 0.135 | 0 | 273 | 0.135 | 0 | 273 | 0.135 | 0 | 273 | 0.135 | 0 | DEER:HVAC_Split-Package_AC | Annual | 1719 | 272.6 | 0.1352 | 0 | 272.6 | 0.1352 | 0 | NE-HVAC-airAC-SpltPkg-240to759kBtuh-12p5eer_MZDEER2017AnyHsp1975CZ04cPVVG | 13432 | NE-HVAC-airAC-SpltPkg-240to759kBtuh-12p5eer_SZDEER2017AnyHsp1975CZ04cDXGF | 13431 |  | 308 | 0.136 | 0 | 131 | 0.132 | 0 | 308 | 0.136 | 0 | 131 | 0.132 | 0 | 1640 | 386000 | 1510 | 390000
NE-HVAC-airAC-SpltPkg-240to759kBtuh-12p5eer | DEER2017 | D17 v2 |  | Any | Hsp | 1975 | CZ05 | cWtd | Cap-Tons | 1362 | 386800 | None | 174 | 0.0902 | 0 | 174 | 0.0902 | 0 | 174 | 0.0902 | 0 | 174 | 0.0902 | 0 | DEER:HVAC_Split-Package_AC | Annual | 1719 | 173.62 | 0.09024 | 0 | 173.62 | 0.09024 | 0 | NE-HVAC-airAC-SpltPkg-240to759kBtuh-12p5eer_MZDEER2017AnyHsp1975CZ05cPVVG | 13434 | NE-HVAC-airAC-SpltPkg-240to759kBtuh-12p5eer_SZDEER2017AnyHsp1975CZ05cDXGF | 13433 |  | 199 | 0.0909 | 0 | 72.1 | 0.0876 | 0 | 199 | 0.0909 | 0 | 72.1 | 0.0876 | 0 | 1390 | 386000 | 1250 | 390000
NE-HVAC-airAC-SpltPkg-240to759kBtuh-12p5eer | DEER2017 | D17 v2 |  | Any | Hsp | 1975 | CZ06 | cWtd | Cap-Tons | 1552 | 386800 | None | 341 | 0.116 | 0 | 341 | 0.116 | 0 | 341 | 0.116 | 0 | 341 | 0.116 | 0 | DEER:HVAC_Split-Package_AC | Annual | 1719 | 340.6 | 0.1162 | 0 | 340.6 | 0.1162 | 0 | NE-HVAC-airAC-SpltPkg-240to759kBtuh-12p5eer_MZDEER2017AnyHsp1975CZ06cPVVG | 13436 | NE-HVAC-airAC-SpltPkg-240to759kBtuh-12p5eer_SZDEER2017AnyHsp1975CZ06cDXGF | 13435 |  | 390 | 0.118 | 0 | 143 | 0.109 | 0 | 390 | 0.118 | 0 | 143 | 0.109 | 0 | 1570 | 386000 | 1480 | 390000
NE-HVAC-airAC-SpltPkg-240to759kBtuh-12p5eer | DEER2017 | D17 v2 |  | Any | Hsp | 1975 | CZ07 | cWtd | Cap-Tons | 1340 | 386800 | None | 387 | 0.118 | 0 | 387 | 0.118 | 0 | 387 | 0.118 | 0 | 387 | 0.118 | 0 | DEER:HVAC_Split-Package_AC | Annual | 1719 | 386.6 | 0.1184 | 0 | 386.6 | 0.1184 | 0 | NE-HVAC-airAC-SpltPkg-240to759kBtuh-12p5eer_MZDEER2017AnyHsp1975CZ07cPVVG | 13438 | NE-HVAC-airAC-SpltPkg-240to759kBtuh-12p5eer_SZDEER2017AnyHsp1975CZ07cDXGF | 13437 |  | 444 | 0.118 | 0 | 157 | 0.12 | 0 | 444 | 0.118 | 0 | 157 | 0.12 | 0 | 1360 | 386000 | 1260 | 390000
NE-HVAC-airAC-SpltPkg-240to759kBtuh-12p5eer | DEER2017 | D17 v2 |  | Any | Hsp | 1975 | CZ08 | cWtd | Cap-Tons | 1518 | 386800 | None | 386 | 0.139 | 0 | 386 | 0.139 | 0 | 386 | 0.139 | 0 | 386 | 0.139 | 0 | DEER:HVAC_Split-Package_AC | Annual | 1719 | 386.2 | 0.1394 | 0 | 386.2 | 0.1394 | 0 | NE-HVAC-airAC-SpltPkg-240to759kBtuh-12p5eer_MZDEER2017AnyHsp1975CZ08cPVVG | 13440 | NE-HVAC-airAC-SpltPkg-240to759kBtuh-12p5eer_SZDEER2017AnyHsp1975CZ08cDXGF | 13439 |  | 434 | 0.138 | 0 | 195 | 0.145 | 0 | 434 | 0.138 | 0 | 195 | 0.145 | 0 | 1550 | 386000 | 1390 | 390000
NE-HVAC-airAC-SpltPkg-240to759kBtuh-12p5eer | DEER2017 | D17 v2 |  | Any | Hsp | 1975 | CZ09 | cWtd | Cap-Tons | 1774 | 386800 | None | 366 | 0.168 | 0 | 366 | 0.168 | 0 | 366 | 0.168 | 0 | 366 | 0.168 | 0 | DEER:HVAC_Split-Package_AC | Annual | 1719 | 366.2 | 0.1682 | 0 | 366.2 | 0.1682 | 0 | NE-HVAC-airAC-SpltPkg-240to759kBtuh-12p5eer_MZDEER2017AnyHsp1975CZ09cPVVG | 13442 | NE-HVAC-airAC-SpltPkg-240to759kBtuh-12p5eer_SZDEER2017AnyHsp1975CZ09cDXGF | 13441 |  | 412 | 0.168 | 0 | 183 | 0.169 | 0 | 412 | 0.168 | 0 | 183 | 0.169 | 0 | 1800 | 386000 | 1670 | 390000
NE-HVAC-airAC-SpltPkg-240to759kBtuh-12p5eer | DEER2017 | D17 v2 |  | Any | Hsp | 1975 | CZ10 | cWtd | Cap-Tons | 1786 | 386800 | None | 363 | 0.174 | 0 | 363 | 0.174 | 0 | 363 | 0.174 | 0 | 363 | 0.174 | 0 | DEER:HVAC_Split-Package_AC | Annual | 1719 | 362.6 | 0.1742 | 0 | 362.6 | 0.1742 | 0 | NE-HVAC-airAC-SpltPkg-240to759kBtuh-12p5eer_MZDEER2017AnyHsp1975CZ10cPVVG | 13444 | NE-HVAC-airAC-SpltPkg-240to759kBtuh-12p5eer_SZDEER2017AnyHsp1975CZ10cDXGF | 13443 |  | 404 | 0.173 | 0 | 197 | 0.179 | 0 | 404 | 0.173 | 0 | 197 | 0.179 | 0 | 1810 | 386000 | 1690 | 390000
NE-HVAC-airAC-SpltPkg-240to759kBtuh-12p5eer | DEER2017 | D17 v2 |  | Any | Hsp | 1975 | CZ11 | cWtd | Cap-Tons | 1730 | 386800 | None | 354 | 0.166 | 0 | 354 | 0.166 | 0 | 354 | 0.166 | 0 | 354 | 0.166 | 0 | DEER:HVAC_Split-Package_AC | Annual | 1719 | 354.2 | 0.166 | 0 | 354.2 | 0.166 | 0 | NE-HVAC-airAC-SpltPkg-240to759kBtuh-12p5eer_MZDEER2017AnyHsp1975CZ11cPVVG | 13446 | NE-HVAC-airAC-SpltPkg-240to759kBtuh-12p5eer_SZDEER2017AnyHsp1975CZ11cDXGF | 13445 |  | 387 | 0.168 | 0 | 223 | 0.158 | 0 | 387 | 0.168 | 0 | 223 | 0.158 | 0 | 1750 | 386000 | 1650 | 390000
NE-HVAC-airAC-SpltPkg-240to759kBtuh-12p5eer | DEER2017 | D17 v2 |  | Any | Hsp | 1975 | CZ12 | cWtd | Cap-Tons | 1878 | 386800 | None | 289 | 0.147 | 0 | 289 | 0.147 | 0 | 289 | 0.147 | 0 | 289 | 0.147 | 0 | DEER:HVAC_Split-Package_AC | Annual | 1719 | 289 | 0.1474 | 0 | 289 | 0.1474 | 0 | NE-HVAC-airAC-SpltPkg-240to759kBtuh-12p5eer_MZDEER2017AnyHsp1975CZ12cPVVG | 13448 | NE-HVAC-airAC-SpltPkg-240to759kBtuh-12p5eer_SZDEER2017AnyHsp1975CZ12cDXGF | 13447 |  | 323 | 0.149 | 0 | 153 | 0.141 | 0 | 323 | 0.149 | 0 | 153 | 0.141 | 0 | 1900 | 386000 | 1790 | 390000
NE-HVAC-airAC-SpltPkg-240to759kBtuh-12p5eer | DEER2017 | D17 v2 |  | Any | Hsp | 1975 | CZ13 | cWtd | Cap-Tons | 1836 | 386800 | None | 360 | 0.153 | 0 | 360 | 0.153 | 0 | 360 | 0.153 | 0 | 360 | 0.153 | 0 | DEER:HVAC_Split-Package_AC | Annual | 1719 | 359.8 | 0.1534 | 0 | 359.8 | 0.1534 | 0 | NE-HVAC-airAC-SpltPkg-240to759kBtuh-12p5eer_MZDEER2017AnyHsp1975CZ13cPVVG | 13450 | NE-HVAC-airAC-SpltPkg-240to759kBtuh-12p5eer_SZDEER2017AnyHsp1975CZ13cDXGF | 13449 |  | 393 | 0.154 | 0 | 227 | 0.151 | 0 | 393 | 0.154 | 0 | 227 | 0.151 | 0 | 1860 | 386000 | 1740 | 390000
NE-HVAC-airAC-SpltPkg-240to759kBtuh-12p5eer | DEER2017 | D17 v2 |  | Any | Hsp | 1975 | CZ14 | cWtd | Cap-Tons | 1692 | 386800 | None | 358 | 0.166 | 0 | 358 | 0.166 | 0 | 358 | 0.166 | 0 | 358 | 0.166 | 0 | DEER:HVAC_Split-Package_AC | Annual | 1719 | 357.6 | 0.1656 | 0 | 357.6 | 0.1656 | 0 | NE-HVAC-airAC-SpltPkg-240to759kBtuh-12p5eer_MZDEER2017AnyHsp1975CZ14cPVVG | 13452 | NE-HVAC-airAC-SpltPkg-240to759kBtuh-12p5eer_SZDEER2017AnyHsp1975CZ14cDXGF | 13451 |  | 388 | 0.165 | 0 | 236 | 0.168 | 0 | 388 | 0.165 | 0 | 236 | 0.168 | 0 | 1720 | 386000 | 1580 | 390000
NE-HVAC-airAC-SpltPkg-240to759kBtuh-12p5eer | DEER2017 | D17 v2 |  | Any | Hsp | 1975 | CZ15 | cWtd | Cap-Tons | 1964 | 386800 | None | 585 | 0.172 | 0 | 585 | 0.172 | 0 | 585 | 0.172 | 0 | 585 | 0.172 | 0 | DEER:HVAC_Split-Package_AC | Annual | 1719 | 585.4 | 0.1716 | 0 | 585.4 | 0.1716 | 0 | NE-HVAC-airAC-SpltPkg-240to759kBtuh-12p5eer_MZDEER2017AnyHsp1975CZ15cPVVG | 13454 | NE-HVAC-airAC-SpltPkg-240to759kBtuh-12p5eer_SZDEER2017AnyHsp1975CZ15cDXGF | 13453 |  | 630 | 0.172 | 0 | 407 | 0.17 | 0 | 630 | 0.172 | 0 | 407 | 0.17 | 0 | 1990 | 386000 | 1860 | 390000
NE-HVAC-airAC-SpltPkg-240to759kBtuh-12p5eer | DEER2017 | D17 v2 |  | Any | Hsp | 1975 | CZ16 | cWtd | Cap-Tons | 1478 | 386800 | None | 185 | 0.109 | 0 | 185 | 0.109 | 0 | 185 | 0.109 | 0 | 185 | 0.109 | 0 | DEER:HVAC_Split-Package_AC | Annual | 1719 | 185 | 0.1092 | 0 | 185 | 0.1092 | 0 | NE-HVAC-airAC-SpltPkg-240to759kBtuh-12p5eer_MZDEER2017AnyHsp1975CZ16cPVVG | 13456 | NE-HVAC-airAC-SpltPkg-240to759kBtuh-12p5eer_SZDEER2017AnyHsp1975CZ16cDXGF | 13455 |  | 206 | 0.11 | 0 | 101 | 0.106 | 0 | 206 | 0.11 | 0 | 101 | 0.106 | 0 | 1510 | 386000 | 1350 | 390000
NE-HVAC-airAC-SpltPkg-240to759kBtuh-12p5eer | DEER2017 | D17 v2 |  | Any | Hsp | 1985 | CZ01 | cWtd | Cap-Tons | 1278 | 386800 | None | 37.4 | 0.0656 | 0 | 37.4 | 0.0656 | 0 | 37.4 | 0.0656 | 0 | 37.4 | 0.0656 | 0 | DEER:HVAC_Split-Package_AC | Annual | 1719 | 37.428 | 0.06562 | 0 | 37.428 | 0.06562 | 0 | NE-HVAC-airAC-SpltPkg-240to759kBtuh-12p5eer_MZDEER2017AnyHsp1985CZ01cPVVG | 34786 | NE-HVAC-airAC-SpltPkg-240to759kBtuh-12p5eer_SZDEER2017AnyHsp1985CZ01cDXGF | 34785 |  | 45.1 | 0.0706 | 0 | 6.74 | 0.0457 | 0 | 45.1 | 0.0706 | 0 | 6.74 | 0.0457 | 0 | 1300 | 386000 | 1190 | 390000
NE-HVAC-airAC-SpltPkg-240to759kBtuh-12p5eer | DEER2017 | D17 v2 |  | Any | Hsp | 1985 | CZ02 | cWtd | Cap-Tons | 1686 | 386800 | None | 200 | 0.164 | 0 | 200 | 0.164 | 0 | 200 | 0.164 | 0 | 200 | 0.164 | 0 | DEER:HVAC_Split-Package_AC | Annual | 1719 | 199.8 | 0.1642 | 0 | 199.8 | 0.1642 | 0 | NE-HVAC-airAC-SpltPkg-240to759kBtuh-12p5eer_MZDEER2017AnyHsp1985CZ02cPVVG | 34788 | NE-HVAC-airAC-SpltPkg-240to759kBtuh-12p5eer_SZDEER2017AnyHsp1985CZ02cDXGF | 34787 |  | 224 | 0.171 | 0 | 103 | 0.137 | 0 | 224 | 0.171 | 0 | 103 | 0.137 | 0 | 1700 | 386000 | 1630 | 390000
NE-HVAC-airAC-SpltPkg-240to759kBtuh-12p5eer | DEER2017 | D17 v2 |  | Any | Hsp | 1985 | CZ03 | cWtd | Cap-Tons | 1396 | 386800 | None | 152 | 0.124 | 0 | 152 | 0.124 | 0 | 152 | 0.124 | 0 | 152 | 0.124 | 0 | DEER:HVAC_Split-Package_AC | Annual | 1719 | 152.18 | 0.124 | 0 | 152.18 | 0.124 | 0 | NE-HVAC-airAC-SpltPkg-240to759kBtuh-12p5eer_MZDEER2017AnyHsp1985CZ03cPVVG | 34790 | NE-HVAC-airAC-SpltPkg-240to759kBtuh-12p5eer_SZDEER2017AnyHsp1985CZ03cDXGF | 34789 |  | 176 | 0.129 | 0 | 56.9 | 0.104 | 0 | 176 | 0.129 | 0 | 56.9 | 0.104 | 0 | 1420 | 386000 | 1300 | 390000
NE-HVAC-airAC-SpltPkg-240to759kBtuh-12p5eer | DEER2017 | D17 v2 |  | Any | Hsp | 1985 | CZ04 | cWtd | Cap-Tons | 1580 | 386800 | None | 249 | 0.151 | 0 | 249 | 0.151 | 0 | 249 | 0.151 | 0 | 249 | 0.151 | 0 | DEER:HVAC_Split-Package_AC | Annual | 1719 | 249 | 0.1512 | 0 | 249 | 0.1512 | 0 | NE-HVAC-airAC-SpltPkg-240to759kBtuh-12p5eer_MZDEER2017AnyHsp1985CZ04cPVVG | 34792 | NE-HVAC-airAC-SpltPkg-240to759kBtuh-12p5eer_SZDEER2017AnyHsp1985CZ04cDXGF | 34791 |  | 280 | 0.157 | 0 | 125 | 0.128 | 0 | 280 | 0.157 | 0 | 125 | 0.128 | 0 | 1600 | 386000 | 1500 | 390000
NE-HVAC-airAC-SpltPkg-240to759kBtuh-12p5eer | DEER2017 | D17 v2 |  | Any | Hsp | 1985 | CZ05 | cWtd | Cap-Tons | 1338 | 386800 | None | 144 | 0.1 | 0 | 144 | 0.1 | 0 | 144 | 0.1 | 0 | 144 | 0.1 | 0 | DEER:HVAC_Split-Package_AC | Annual | 1719 | 144.02 | 0.10002 | 0 | 144.02 | 0.10002 | 0 | NE-HVAC-airAC-SpltPkg-240to759kBtuh-12p5eer_MZDEER2017AnyHsp1985CZ05cPVVG | 34794 | NE-HVAC-airAC-SpltPkg-240to759kBtuh-12p5eer_SZDEER2017AnyHsp1985CZ05cDXGF | 34793 |  | 164 | 0.104 | 0 | 64.1 | 0.0841 | 0 | 164 | 0.104 | 0 | 64.1 | 0.0841 | 0 | 1360 | 386000 | 1250 | 390000
NE-HVAC-airAC-SpltPkg-240to759kBtuh-12p5eer | DEER2017 | D17 v2 |  | Any | Hsp | 1985 | CZ06 | cWtd | Cap-Tons | 1518 | 386800 | None | 315 | 0.127 | 0 | 315 | 0.127 | 0 | 315 | 0.127 | 0 | 315 | 0.127 | 0 | DEER:HVAC_Split-Package_AC | Annual | 1719 | 315.4 | 0.1274 | 0 | 315.4 | 0.1274 | 0 | NE-HVAC-airAC-SpltPkg-240to759kBtuh-12p5eer_MZDEER2017AnyHsp1985CZ06cPVVG | 34796 | NE-HVAC-airAC-SpltPkg-240to759kBtuh-12p5eer_SZDEER2017AnyHsp1985CZ06cDXGF | 34795 |  | 361 | 0.133 | 0 | 133 | 0.105 | 0 | 361 | 0.133 | 0 | 133 | 0.105 | 0 | 1530 | 386000 | 1470 | 390000
NE-HVAC-airAC-SpltPkg-240to759kBtuh-12p5eer | DEER2017 | D17 v2 |  | Any | Hsp | 1985 | CZ07 | cWtd | Cap-Tons | 1314 | 386800 | None | 339 | 0.128 | 0 | 339 | 0.128 | 0 | 339 | 0.128 | 0 | 339 | 0.128 | 0 | DEER:HVAC_Split-Package_AC | Annual | 1719 | 338.6 | 0.1284 | 0 | 338.6 | 0.1284 | 0 | NE-HVAC-airAC-SpltPkg-240to759kBtuh-12p5eer_MZDEER2017AnyHsp1985CZ07cPVVG | 34798 | NE-HVAC-airAC-SpltPkg-240to759kBtuh-12p5eer_SZDEER2017AnyHsp1985CZ07cDXGF | 34797 |  | 388 | 0.132 | 0 | 141 | 0.114 | 0 | 388 | 0.132 | 0 | 141 | 0.114 | 0 | 1330 | 386000 | 1250 | 390000
NE-HVAC-airAC-SpltPkg-240to759kBtuh-12p5eer | DEER2017 | D17 v2 |  | Any | Hsp | 1985 | CZ08 | cWtd | Cap-Tons | 1486 | 386800 | None | 365 | 0.155 | 0 | 365 | 0.155 | 0 | 365 | 0.155 | 0 | 365 | 0.155 | 0 | DEER:HVAC_Split-Package_AC | Annual | 1719 | 364.8 | 0.155 | 0 | 364.8 | 0.155 | 0 | NE-HVAC-airAC-SpltPkg-240to759kBtuh-12p5eer_MZDEER2017AnyHsp1985CZ08cPVVG | 34800 | NE-HVAC-airAC-SpltPkg-240to759kBtuh-12p5eer_SZDEER2017AnyHsp1985CZ08cDXGF | 34799 |  | 410 | 0.159 | 0 | 184 | 0.139 | 0 | 410 | 0.159 | 0 | 184 | 0.139 | 0 | 1510 | 386000 | 1390 | 390000
NE-HVAC-airAC-SpltPkg-240to759kBtuh-12p5eer | DEER2017 | D17 v2 |  | Any | Hsp | 1985 | CZ09 | cWtd | Cap-Tons | 1740 | 386800 | None | 350 | 0.184 | 0 | 350 | 0.184 | 0 | 350 | 0.184 | 0 | 350 | 0.184 | 0 | DEER:HVAC_Split-Package_AC | Annual | 1719 | 349.6 | 0.184 | 0 | 349.6 | 0.184 | 0 | NE-HVAC-airAC-SpltPkg-240to759kBtuh-12p5eer_MZDEER2017AnyHsp1985CZ09cPVVG | 34802 | NE-HVAC-airAC-SpltPkg-240to759kBtuh-12p5eer_SZDEER2017AnyHsp1985CZ09cDXGF | 34801 |  | 393 | 0.189 | 0 | 176 | 0.164 | 0 | 393 | 0.189 | 0 | 176 | 0.164 | 0 | 1760 | 386000 | 1660 | 390000
NE-HVAC-airAC-SpltPkg-240to759kBtuh-12p5eer | DEER2017 | D17 v2 |  | Any | Hsp | 1985 | CZ10 | cWtd | Cap-Tons | 1744 | 386800 | None | 358 | 0.195 | 0 | 358 | 0.195 | 0 | 358 | 0.195 | 0 | 358 | 0.195 | 0 | DEER:HVAC_Split-Package_AC | Annual | 1719 | 358 | 0.1946 | 0 | 358 | 0.1946 | 0 | NE-HVAC-airAC-SpltPkg-240to759kBtuh-12p5eer_MZDEER2017AnyHsp1985CZ10cPVVG | 34804 | NE-HVAC-airAC-SpltPkg-240to759kBtuh-12p5eer_SZDEER2017AnyHsp1985CZ10cDXGF | 34803 |  | 400 | 0.2 | 0 | 190 | 0.173 | 0 | 400 | 0.2 | 0 | 190 | 0.173 | 0 | 1760 | 386000 | 1680 | 390000
NE-HVAC-airAC-SpltPkg-240to759kBtuh-12p5eer | DEER2017 | D17 v2 |  | Any | Hsp | 1985 | CZ11 | cWtd | Cap-Tons | 1680 | 386800 | None | 358 | 0.175 | 0 | 358 | 0.175 | 0 | 358 | 0.175 | 0 | 358 | 0.175 | 0 | DEER:HVAC_Split-Package_AC | Annual | 1719 | 357.8 | 0.175 | 0 | 357.8 | 0.175 | 0 | NE-HVAC-airAC-SpltPkg-240to759kBtuh-12p5eer_MZDEER2017AnyHsp1985CZ11cPVVG | 34806 | NE-HVAC-airAC-SpltPkg-240to759kBtuh-12p5eer_SZDEER2017AnyHsp1985CZ11cDXGF | 34805 |  | 393 | 0.181 | 0 | 217 | 0.151 | 0 | 393 | 0.181 | 0 | 217 | 0.151 | 0 | 1690 | 386000 | 1640 | 390000
NE-HVAC-airAC-SpltPkg-240to759kBtuh-12p5eer | DEER2017 | D17 v2 |  | Any | Hsp | 1985 | CZ12 | cWtd | Cap-Tons | 1836 | 386800 | None | 278 | 0.165 | 0 | 278 | 0.165 | 0 | 278 | 0.165 | 0 | 278 | 0.165 | 0 | DEER:HVAC_Split-Package_AC | Annual | 1719 | 277.6 | 0.1652 | 0 | 277.6 | 0.1652 | 0 | NE-HVAC-airAC-SpltPkg-240to759kBtuh-12p5eer_MZDEER2017AnyHsp1985CZ12cPVVG | 34808 | NE-HVAC-airAC-SpltPkg-240to759kBtuh-12p5eer_SZDEER2017AnyHsp1985CZ12cDXGF | 34807 |  | 310 | 0.172 | 0 | 148 | 0.138 | 0 | 310 | 0.172 | 0 | 148 | 0.138 | 0 | 1850 | 386000 | 1780 | 390000
NE-HVAC-airAC-SpltPkg-240to759kBtuh-12p5eer | DEER2017 | D17 v2 |  | Any | Hsp | 1985 | CZ13 | cWtd | Cap-Tons | 1786 | 386800 | None | 370 | 0.171 | 0 | 370 | 0.171 | 0 | 370 | 0.171 | 0 | 370 | 0.171 | 0 | DEER:HVAC_Split-Package_AC | Annual | 1719 | 369.6 | 0.171 | 0 | 369.6 | 0.171 | 0 | NE-HVAC-airAC-SpltPkg-240to759kBtuh-12p5eer_MZDEER2017AnyHsp1985CZ13cPVVG | 34810 | NE-HVAC-airAC-SpltPkg-240to759kBtuh-12p5eer_SZDEER2017AnyHsp1985CZ13cDXGF | 34809 |  | 407 | 0.177 | 0 | 220 | 0.147 | 0 | 407 | 0.177 | 0 | 220 | 0.147 | 0 | 1800 | 386000 | 1730 | 390000
NE-HVAC-airAC-SpltPkg-240to759kBtuh-12p5eer | DEER2017 | D17 v2 |  | Any | Hsp | 1985 | CZ14 | cWtd | Cap-Tons | 1632 | 386800 | None | 358 | 0.18 | 0 | 358 | 0.18 | 0 | 358 | 0.18 | 0 | 358 | 0.18 | 0 | DEER:HVAC_Split-Package_AC | Annual | 1719 | 357.6 | 0.1796 | 0 | 357.6 | 0.1796 | 0 | NE-HVAC-airAC-SpltPkg-240to759kBtuh-12p5eer_MZDEER2017AnyHsp1985CZ14cPVVG | 34812 | NE-HVAC-airAC-SpltPkg-240to759kBtuh-12p5eer_SZDEER2017AnyHsp1985CZ14cDXGF | 34811 |  | 390 | 0.184 | 0 | 228 | 0.162 | 0 | 390 | 0.184 | 0 | 228 | 0.162 | 0 | 1650 | 386000 | 1560 | 390000
NE-HVAC-airAC-SpltPkg-240to759kBtuh-12p5eer | DEER2017 | D17 v2 |  | Any | Hsp | 1985 | CZ15 | cWtd | Cap-Tons | 1876 | 386800 | None | 608 | 0.191 | 0 | 608 | 0.191 | 0 | 608 | 0.191 | 0 | 608 | 0.191 | 0 | DEER:HVAC_Split-Package_AC | Annual | 1719 | 608.2 | 0.1906 | 0 | 608.2 | 0.1906 | 0 | NE-HVAC-airAC-SpltPkg-240to759kBtuh-12p5eer_MZDEER2017AnyHsp1985CZ15cPVVG | 34814 | NE-HVAC-airAC-SpltPkg-240to759kBtuh-12p5eer_SZDEER2017AnyHsp1985CZ15cDXGF | 34813 |  | 660 | 0.197 | 0 | 401 | 0.165 | 0 | 660 | 0.197 | 0 | 401 | 0.165 | 0 | 1890 | 386000 | 1820 | 390000
NE-HVAC-airAC-SpltPkg-240to759kBtuh-12p5eer | DEER2017 | D17 v2 |  | Any | Hsp | 1985 | CZ16 | cWtd | Cap-Tons | 1438 | 386800 | None | 174 | 0.117 | 0 | 174 | 0.117 | 0 | 174 | 0.117 | 0 | 174 | 0.117 | 0 | DEER:HVAC_Split-Package_AC | Annual | 1719 | 174.06 | 0.1172 | 0 | 174.06 | 0.1172 | 0 | NE-HVAC-airAC-SpltPkg-240to759kBtuh-12p5eer_MZDEER2017AnyHsp1985CZ16cPVVG | 34816 | NE-HVAC-airAC-SpltPkg-240to759kBtuh-12p5eer_SZDEER2017AnyHsp1985CZ16cDXGF | 34815 |  | 194 | 0.121 | 0 | 94.3 | 0.102 | 0 | 194 | 0.121 | 0 | 94.3 | 0.102 | 0 | 1460 | 386000 | 1350 | 390000
NE-HVAC-airAC-SpltPkg-240to759kBtuh-12p5eer | DEER2017 | D17 v2 |  | Any | Hsp | 1996 | CZ01 | cWtd | Cap-Tons | 1258 | 386800 | None | 49.3 | 0.0655 | 0 | 49.3 | 0.0655 | 0 | 49.3 | 0.0655 | 0 | 49.3 | 0.0655 | 0 | DEER:HVAC_Split-Package_AC | Annual | 1719 | 49.328 | 0.06552 | 0 | 49.328 | 0.06552 | 0 | NE-HVAC-airAC-SpltPkg-240to759kBtuh-12p5eer_MZDEER2017AnyHsp1996CZ01cPVVG | 56146 | NE-HVAC-airAC-SpltPkg-240to759kBtuh-12p5eer_SZDEER2017AnyHsp1996CZ01cDXGF | 56145 |  | 60.5 | 0.0724 | 0 | 4.64 | 0.038 | 0 | 60.5 | 0.0724 | 0 | 4.64 | 0.038 | 0 | 1280 | 386000 | 1170 | 390000
NE-HVAC-airAC-SpltPkg-240to759kBtuh-12p5eer | DEER2017 | D17 v2 |  | Any | Hsp | 1996 | CZ02 | cWtd | Cap-Tons | 1640 | 386800 | None | 221 | 0.164 | 0 | 221 | 0.164 | 0 | 221 | 0.164 | 0 | 221 | 0.164 | 0 | DEER:HVAC_Split-Package_AC | Annual | 1719 | 220.98 | 0.164 | 0 | 220.98 | 0.164 | 0 | NE-HVAC-airAC-SpltPkg-240to759kBtuh-12p5eer_MZDEER2017AnyHsp1996CZ02cPVVG | 56148 | NE-HVAC-airAC-SpltPkg-240to759kBtuh-12p5eer_SZDEER2017AnyHsp1996CZ02cDXGF | 56147 |  | 252 | 0.173 | 0 | 96.9 | 0.128 | 0 | 252 | 0.173 | 0 | 96.9 | 0.128 | 0 | 1650 | 386000 | 1600 | 390000
NE-HVAC-airAC-SpltPkg-240to759kBtuh-12p5eer | DEER2017 | D17 v2 |  | Any | Hsp | 1996 | CZ03 | cWtd | Cap-Tons | 1368 | 386800 | None | 172 | 0.123 | 0 | 172 | 0.123 | 0 | 172 | 0.123 | 0 | 172 | 0.123 | 0 | DEER:HVAC_Split-Package_AC | Annual | 1719 | 172.34 | 0.12346 | 0 | 172.34 | 0.12346 | 0 | NE-HVAC-airAC-SpltPkg-240to759kBtuh-12p5eer_MZDEER2017AnyHsp1996CZ03cPVVG | 56150 | NE-HVAC-airAC-SpltPkg-240to759kBtuh-12p5eer_SZDEER2017AnyHsp1996CZ03cDXGF | 56149 |  | 203 | 0.13 | 0 | 49.7 | 0.0973 | 0 | 203 | 0.13 | 0 | 49.7 | 0.0973 | 0 | 1390 | 386000 | 1280 | 390000
NE-HVAC-airAC-SpltPkg-240to759kBtuh-12p5eer | DEER2017 | D17 v2 |  | Any | Hsp | 1996 | CZ04 | cWtd | Cap-Tons | 1526 | 386800 | None | 277 | 0.152 | 0 | 277 | 0.152 | 0 | 277 | 0.152 | 0 | 277 | 0.152 | 0 | DEER:HVAC_Split-Package_AC | Annual | 1719 | 277 | 0.152 | 0 | 277 | 0.152 | 0 | NE-HVAC-airAC-SpltPkg-240to759kBtuh-12p5eer_MZDEER2017AnyHsp1996CZ04cPVVG | 56152 | NE-HVAC-airAC-SpltPkg-240to759kBtuh-12p5eer_SZDEER2017AnyHsp1996CZ04cDXGF | 56151 |  | 317 | 0.16 | 0 | 117 | 0.12 | 0 | 317 | 0.16 | 0 | 117 | 0.12 | 0 | 1540 | 386000 | 1470 | 390000
NE-HVAC-airAC-SpltPkg-240to759kBtuh-12p5eer | DEER2017 | D17 v2 |  | Any | Hsp | 1996 | CZ05 | cWtd | Cap-Tons | 1310 | 386800 | None | 164 | 0.0998 | 0 | 164 | 0.0998 | 0 | 164 | 0.0998 | 0 | 164 | 0.0998 | 0 | DEER:HVAC_Split-Package_AC | Annual | 1719 | 163.98 | 0.09976 | 0 | 163.98 | 0.09976 | 0 | NE-HVAC-airAC-SpltPkg-240to759kBtuh-12p5eer_MZDEER2017AnyHsp1996CZ05cPVVG | 56154 | NE-HVAC-airAC-SpltPkg-240to759kBtuh-12p5eer_SZDEER2017AnyHsp1996CZ05cDXGF | 56153 |  | 191 | 0.105 | 0 | 55.9 | 0.0788 | 0 | 191 | 0.105 | 0 | 55.9 | 0.0788 | 0 | 1330 | 386000 | 1230 | 390000
NE-HVAC-airAC-SpltPkg-240to759kBtuh-12p5eer | DEER2017 | D17 v2 |  | Any | Hsp | 1996 | CZ06 | cWtd | Cap-Tons | 1484 | 386800 | None | 346 | 0.128 | 0 | 346 | 0.128 | 0 | 346 | 0.128 | 0 | 346 | 0.128 | 0 | DEER:HVAC_Split-Package_AC | Annual | 1719 | 346 | 0.12786 | 0 | 346 | 0.12786 | 0 | NE-HVAC-airAC-SpltPkg-240to759kBtuh-12p5eer_MZDEER2017AnyHsp1996CZ06cPVVG | 56156 | NE-HVAC-airAC-SpltPkg-240to759kBtuh-12p5eer_SZDEER2017AnyHsp1996CZ06cDXGF | 56155 |  | 402 | 0.135 | 0 | 122 | 0.0993 | 0 | 402 | 0.135 | 0 | 122 | 0.0993 | 0 | 1490 | 386000 | 1460 | 390000
NE-HVAC-airAC-SpltPkg-240to759kBtuh-12p5eer | DEER2017 | D17 v2 |  | Any | Hsp | 1996 | CZ07 | cWtd | Cap-Tons | 1290 | 386800 | None | 378 | 0.128 | 0 | 378 | 0.128 | 0 | 378 | 0.128 | 0 | 378 | 0.128 | 0 | DEER:HVAC_Split-Package_AC | Annual | 1719 | 377.6 | 0.1284 | 0 | 377.6 | 0.1284 | 0 | NE-HVAC-airAC-SpltPkg-240to759kBtuh-12p5eer_MZDEER2017AnyHsp1996CZ07cPVVG | 56158 | NE-HVAC-airAC-SpltPkg-240to759kBtuh-12p5eer_SZDEER2017AnyHsp1996CZ07cDXGF | 56157 |  | 441 | 0.134 | 0 | 124 | 0.106 | 0 | 441 | 0.134 | 0 | 124 | 0.106 | 0 | 1300 | 386000 | 1250 | 390000
NE-HVAC-airAC-SpltPkg-240to759kBtuh-12p5eer | DEER2017 | D17 v2 |  | Any | Hsp | 1996 | CZ08 | cWtd | Cap-Tons | 1452 | 386800 | None | 388 | 0.156 | 0 | 388 | 0.156 | 0 | 388 | 0.156 | 0 | 388 | 0.156 | 0 | DEER:HVAC_Split-Package_AC | Annual | 1719 | 387.6 | 0.1558 | 0 | 387.6 | 0.1558 | 0 | NE-HVAC-airAC-SpltPkg-240to759kBtuh-12p5eer_MZDEER2017AnyHsp1996CZ08cPVVG | 56160 | NE-HVAC-airAC-SpltPkg-240to759kBtuh-12p5eer_SZDEER2017AnyHsp1996CZ08cDXGF | 56159 |  | 442 | 0.162 | 0 | 170 | 0.131 | 0 | 442 | 0.162 | 0 | 170 | 0.131 | 0 | 1470 | 386000 | 1380 | 390000
NE-HVAC-airAC-SpltPkg-240to759kBtuh-12p5eer | DEER2017 | D17 v2 |  | Any | Hsp | 1996 | CZ09 | cWtd | Cap-Tons | 1696 | 386800 | None | 375 | 0.186 | 0 | 375 | 0.186 | 0 | 375 | 0.186 | 0 | 375 | 0.186 | 0 | DEER:HVAC_Split-Package_AC | Annual | 1719 | 375 | 0.1856 | 0 | 375 | 0.1856 | 0 | NE-HVAC-airAC-SpltPkg-240to759kBtuh-12p5eer_MZDEER2017AnyHsp1996CZ09cPVVG | 56162 | NE-HVAC-airAC-SpltPkg-240to759kBtuh-12p5eer_SZDEER2017AnyHsp1996CZ09cDXGF | 56161 |  | 427 | 0.193 | 0 | 167 | 0.156 | 0 | 427 | 0.193 | 0 | 167 | 0.156 | 0 | 1710 | 386000 | 1640 | 390000
NE-HVAC-airAC-SpltPkg-240to759kBtuh-12p5eer | DEER2017 | D17 v2 |  | Any | Hsp | 1996 | CZ10 | cWtd | Cap-Tons | 1682 | 386800 | None | 380 | 0.196 | 0 | 380 | 0.196 | 0 | 380 | 0.196 | 0 | 380 | 0.196 | 0 | DEER:HVAC_Split-Package_AC | Annual | 1719 | 380.4 | 0.196 | 0 | 380.4 | 0.196 | 0 | NE-HVAC-airAC-SpltPkg-240to759kBtuh-12p5eer_MZDEER2017AnyHsp1996CZ10cPVVG | 56164 | NE-HVAC-airAC-SpltPkg-240to759kBtuh-12p5eer_SZDEER2017AnyHsp1996CZ10cDXGF | 56163 |  | 430 | 0.204 | 0 | 182 | 0.164 | 0 | 430 | 0.204 | 0 | 182 | 0.164 | 0 | 1690 | 386000 | 1650 | 390000
NE-HVAC-airAC-SpltPkg-240to759kBtuh-12p5eer | DEER2017 | D17 v2 |  | Any | Hsp | 1996 | CZ11 | cWtd | Cap-Tons | 1606 | 386800 | None | 380 | 0.176 | 0 | 380 | 0.176 | 0 | 380 | 0.176 | 0 | 380 | 0.176 | 0 | DEER:HVAC_Split-Package_AC | Annual | 1719 | 379.6 | 0.1756 | 0 | 379.6 | 0.1756 | 0 | NE-HVAC-airAC-SpltPkg-240to759kBtuh-12p5eer_MZDEER2017AnyHsp1996CZ11cPVVG | 56166 | NE-HVAC-airAC-SpltPkg-240to759kBtuh-12p5eer_SZDEER2017AnyHsp1996CZ11cDXGF | 56165 |  | 423 | 0.184 | 0 | 206 | 0.142 | 0 | 423 | 0.184 | 0 | 206 | 0.142 | 0 | 1610 | 386000 | 1590 | 390000
NE-HVAC-airAC-SpltPkg-240to759kBtuh-12p5eer | DEER2017 | D17 v2 |  | Any | Hsp | 1996 | CZ12 | cWtd | Cap-Tons | 1766 | 386800 | None | 304 | 0.166 | 0 | 304 | 0.166 | 0 | 304 | 0.166 | 0 | 304 | 0.166 | 0 | DEER:HVAC_Split-Package_AC | Annual | 1719 | 304 | 0.1658 | 0 | 304 | 0.1658 | 0 | NE-HVAC-airAC-SpltPkg-240to759kBtuh-12p5eer_MZDEER2017AnyHsp1996CZ12cPVVG | 56168 | NE-HVAC-airAC-SpltPkg-240to759kBtuh-12p5eer_SZDEER2017AnyHsp1996CZ12cDXGF | 56167 |  | 345 | 0.175 | 0 | 140 | 0.129 | 0 | 345 | 0.175 | 0 | 140 | 0.129 | 0 | 1770 | 386000 | 1750 | 390000
NE-HVAC-airAC-SpltPkg-240to759kBtuh-12p5eer | DEER2017 | D17 v2 |  | Any | Hsp | 1996 | CZ13 | cWtd | Cap-Tons | 1712 | 386800 | None | 394 | 0.172 | 0 | 394 | 0.172 | 0 | 394 | 0.172 | 0 | 394 | 0.172 | 0 | DEER:HVAC_Split-Package_AC | Annual | 1719 | 393.8 | 0.172 | 0 | 393.8 | 0.172 | 0 | NE-HVAC-airAC-SpltPkg-240to759kBtuh-12p5eer_MZDEER2017AnyHsp1996CZ13cPVVG | 56170 | NE-HVAC-airAC-SpltPkg-240to759kBtuh-12p5eer_SZDEER2017AnyHsp1996CZ13cDXGF | 56169 |  | 440 | 0.181 | 0 | 209 | 0.136 | 0 | 440 | 0.181 | 0 | 209 | 0.136 | 0 | 1720 | 386000 | 1680 | 390000
NE-HVAC-airAC-SpltPkg-240to759kBtuh-12p5eer | DEER2017 | D17 v2 |  | Any | Hsp | 1996 | CZ14 | cWtd | Cap-Tons | 1570 | 386800 | None | 375 | 0.179 | 0 | 375 | 0.179 | 0 | 375 | 0.179 | 0 | 375 | 0.179 | 0 | DEER:HVAC_Split-Package_AC | Annual | 1719 | 375.2 | 0.1794 | 0 | 375.2 | 0.1794 | 0 | NE-HVAC-airAC-SpltPkg-240to759kBtuh-12p5eer_MZDEER2017AnyHsp1996CZ14cPVVG | 56172 | NE-HVAC-airAC-SpltPkg-240to759kBtuh-12p5eer_SZDEER2017AnyHsp1996CZ14cDXGF | 56171 |  | 415 | 0.187 | 0 | 216 | 0.149 | 0 | 415 | 0.187 | 0 | 216 | 0.149 | 0 | 1580 | 386000 | 1530 | 390000
NE-HVAC-airAC-SpltPkg-240to759kBtuh-12p5eer | DEER2017 | D17 v2 |  | Any | Hsp | 1996 | CZ15 | cWtd | Cap-Tons | 1812 | 386800 | None | 634 | 0.191 | 0 | 634 | 0.191 | 0 | 634 | 0.191 | 0 | 634 | 0.191 | 0 | DEER:HVAC_Split-Package_AC | Annual | 1719 | 634.2 | 0.1912 | 0 | 634.2 | 0.1912 | 0 | NE-HVAC-airAC-SpltPkg-240to759kBtuh-12p5eer_MZDEER2017AnyHsp1996CZ15cPVVG | 56174 | NE-HVAC-airAC-SpltPkg-240to759kBtuh-12p5eer_SZDEER2017AnyHsp1996CZ15cDXGF | 56173 |  | 697 | 0.2 | 0 | 383 | 0.156 | 0 | 697 | 0.2 | 0 | 383 | 0.156 | 0 | 1820 | 386000 | 1780 | 390000
NE-HVAC-airAC-SpltPkg-240to759kBtuh-12p5eer | DEER2017 | D17 v2 |  | Any | Hsp | 1996 | CZ16 | cWtd | Cap-Tons | 1384 | 386800 | None | 181 | 0.115 | 0 | 181 | 0.115 | 0 | 181 | 0.115 | 0 | 181 | 0.115 | 0 | DEER:HVAC_Split-Package_AC | Annual | 1719 | 181.2 | 0.11484 | 0 | 181.2 | 0.11484 | 0 | NE-HVAC-airAC-SpltPkg-240to759kBtuh-12p5eer_MZDEER2017AnyHsp1996CZ16cPVVG | 56176 | NE-HVAC-airAC-SpltPkg-240to759kBtuh-12p5eer_SZDEER2017AnyHsp1996CZ16cDXGF | 56175 |  | 205 | 0.12 | 0 | 86 | 0.0942 | 0 | 205 | 0.12 | 0 | 86 | 0.0942 | 0 | 1400 | 386000 | 1320 | 390000
NE-HVAC-airAC-SpltPkg-240to759kBtuh-12p5eer | DEER2017 | D17 v2 |  | Any | Hsp | 2003 | CZ01 | cWtd | Cap-Tons | 1258 | 386800 | None | 62.5 | 0.0623 | 0 | 62.5 | 0.0623 | 0 | 62.5 | 0.0623 | 0 | 62.5 | 0.0623 | 0 | DEER:HVAC_Split-Package_AC | Annual | 1719 | 62.49 | 0.06228 | 0 | 62.49 | 0.06228 | 0 | NE-HVAC-airAC-SpltPkg-240to759kBtuh-12p5eer_MZDEER2017AnyHsp2003CZ01cPVVG | 77506 | NE-HVAC-airAC-SpltPkg-240to759kBtuh-12p5eer_SZDEER2017AnyHsp2003CZ01cDXGF | 77505 |  | 77.1 | 0.069 | 0 | 4.05 | 0.0354 | 0 | 77.1 | 0.069 | 0 | 4.05 | 0.0354 | 0 | 1280 | 386000 | 1170 | 390000
NE-HVAC-airAC-SpltPkg-240to759kBtuh-12p5eer | DEER2017 | D17 v2 |  | Any | Hsp | 2003 | CZ02 | cWtd | Cap-Tons | 1628 | 386800 | None | 207 | 0.15 | 0 | 207 | 0.15 | 0 | 207 | 0.15 | 0 | 207 | 0.15 | 0 | DEER:HVAC_Split-Package_AC | Annual | 1719 | 206.8 | 0.1502 | 0 | 206.8 | 0.1502 | 0 | NE-HVAC-airAC-SpltPkg-240to759kBtuh-12p5eer_MZDEER2017AnyHsp2003CZ02cPVVG | 77508 | NE-HVAC-airAC-SpltPkg-240to759kBtuh-12p5eer_SZDEER2017AnyHsp2003CZ02cDXGF | 77507 |  | 235 | 0.157 | 0 | 94 | 0.123 | 0 | 235 | 0.157 | 0 | 94 | 0.123 | 0 | 1640 | 386000 | 1580 | 390000
NE-HVAC-airAC-SpltPkg-240to759kBtuh-12p5eer | DEER2017 | D17 v2 |  | Any | Hsp | 2003 | CZ03 | cWtd | Cap-Tons | 1360 | 386800 | None | 180 | 0.112 | 0 | 180 | 0.112 | 0 | 180 | 0.112 | 0 | 180 | 0.112 | 0 | DEER:HVAC_Split-Package_AC | Annual | 1719 | 179.88 | 0.1118 | 0 | 179.88 | 0.1118 | 0 | NE-HVAC-airAC-SpltPkg-240to759kBtuh-12p5eer_MZDEER2017AnyHsp2003CZ03cPVVG | 77510 | NE-HVAC-airAC-SpltPkg-240to759kBtuh-12p5eer_SZDEER2017AnyHsp2003CZ03cDXGF | 77509 |  | 213 | 0.116 | 0 | 47.4 | 0.095 | 0 | 213 | 0.116 | 0 | 47.4 | 0.095 | 0 | 1380 | 386000 | 1280 | 390000
NE-HVAC-airAC-SpltPkg-240to759kBtuh-12p5eer | DEER2017 | D17 v2 |  | Any | Hsp | 2003 | CZ04 | cWtd | Cap-Tons | 1526 | 386800 | None | 260 | 0.139 | 0 | 260 | 0.139 | 0 | 260 | 0.139 | 0 | 260 | 0.139 | 0 | DEER:HVAC_Split-Package_AC | Annual | 1719 | 260.4 | 0.1386 | 0 | 260.4 | 0.1386 | 0 | NE-HVAC-airAC-SpltPkg-240to759kBtuh-12p5eer_MZDEER2017AnyHsp2003CZ04cPVVG | 77512 | NE-HVAC-airAC-SpltPkg-240to759kBtuh-12p5eer_SZDEER2017AnyHsp2003CZ04cDXGF | 77511 |  | 297 | 0.144 | 0 | 114 | 0.117 | 0 | 297 | 0.144 | 0 | 114 | 0.117 | 0 | 1540 | 386000 | 1470 | 390000
NE-HVAC-airAC-SpltPkg-240to759kBtuh-12p5eer | DEER2017 | D17 v2 |  | Any | Hsp | 2003 | CZ05 | cWtd | Cap-Tons | 1302 | 386800 | None | 165 | 0.0903 | 0 | 165 | 0.0903 | 0 | 165 | 0.0903 | 0 | 165 | 0.0903 | 0 | DEER:HVAC_Split-Package_AC | Annual | 1719 | 165.02 | 0.0903 | 0 | 165.02 | 0.0903 | 0 | NE-HVAC-airAC-SpltPkg-240to759kBtuh-12p5eer_MZDEER2017AnyHsp2003CZ05cPVVG | 77514 | NE-HVAC-airAC-SpltPkg-240to759kBtuh-12p5eer_SZDEER2017AnyHsp2003CZ05cDXGF | 77513 |  | 193 | 0.0936 | 0 | 53.1 | 0.0771 | 0 | 193 | 0.0936 | 0 | 53.1 | 0.0771 | 0 | 1320 | 386000 | 1230 | 390000
NE-HVAC-airAC-SpltPkg-240to759kBtuh-12p5eer | DEER2017 | D17 v2 |  | Any | Hsp | 2003 | CZ06 | cWtd | Cap-Tons | 1448 | 386800 | None | 337 | 0.12 | 0 | 337 | 0.12 | 0 | 337 | 0.12 | 0 | 337 | 0.12 | 0 | DEER:HVAC_Split-Package_AC | Annual | 1719 | 337.2 | 0.12 | 0 | 337.2 | 0.12 | 0 | NE-HVAC-airAC-SpltPkg-240to759kBtuh-12p5eer_MZDEER2017AnyHsp2003CZ06cPVVG | 77516 | NE-HVAC-airAC-SpltPkg-240to759kBtuh-12p5eer_SZDEER2017AnyHsp2003CZ06cDXGF | 77515 |  | 389 | 0.124 | 0 | 130 | 0.104 | 0 | 389 | 0.124 | 0 | 130 | 0.104 | 0 | 1470 | 386000 | 1360 | 390000
NE-HVAC-airAC-SpltPkg-240to759kBtuh-12p5eer | DEER2017 | D17 v2 |  | Any | Hsp | 2003 | CZ07 | cWtd | Cap-Tons | 1288 | 386800 | None | 367 | 0.12 | 0 | 367 | 0.12 | 0 | 367 | 0.12 | 0 | 367 | 0.12 | 0 | DEER:HVAC_Split-Package_AC | Annual | 1719 | 367 | 0.12 | 0 | 367 | 0.12 | 0 | NE-HVAC-airAC-SpltPkg-240to759kBtuh-12p5eer_MZDEER2017AnyHsp2003CZ07cPVVG | 77518 | NE-HVAC-airAC-SpltPkg-240to759kBtuh-12p5eer_SZDEER2017AnyHsp2003CZ07cDXGF | 77517 |  | 429 | 0.124 | 0 | 119 | 0.104 | 0 | 429 | 0.124 | 0 | 119 | 0.104 | 0 | 1300 | 386000 | 1240 | 390000
NE-HVAC-airAC-SpltPkg-240to759kBtuh-12p5eer | DEER2017 | D17 v2 |  | Any | Hsp | 2003 | CZ08 | cWtd | Cap-Tons | 1450 | 386800 | None | 378 | 0.143 | 0 | 378 | 0.143 | 0 | 378 | 0.143 | 0 | 378 | 0.143 | 0 | DEER:HVAC_Split-Package_AC | Annual | 1719 | 378 | 0.1432 | 0 | 378 | 0.1432 | 0 | NE-HVAC-airAC-SpltPkg-240to759kBtuh-12p5eer_MZDEER2017AnyHsp2003CZ08cPVVG | 77520 | NE-HVAC-airAC-SpltPkg-240to759kBtuh-12p5eer_SZDEER2017AnyHsp2003CZ08cDXGF | 77519 |  | 431 | 0.147 | 0 | 166 | 0.128 | 0 | 431 | 0.147 | 0 | 166 | 0.128 | 0 | 1470 | 386000 | 1370 | 390000
NE-HVAC-airAC-SpltPkg-240to759kBtuh-12p5eer | DEER2017 | D17 v2 |  | Any | Hsp | 2003 | CZ09 | cWtd | Cap-Tons | 1678 | 386800 | None | 362 | 0.173 | 0 | 362 | 0.173 | 0 | 362 | 0.173 | 0 | 362 | 0.173 | 0 | DEER:HVAC_Split-Package_AC | Annual | 1719 | 361.6 | 0.1728 | 0 | 361.6 | 0.1728 | 0 | NE-HVAC-airAC-SpltPkg-240to759kBtuh-12p5eer_MZDEER2017AnyHsp2003CZ09cPVVG | 77522 | NE-HVAC-airAC-SpltPkg-240to759kBtuh-12p5eer_SZDEER2017AnyHsp2003CZ09cDXGF | 77521 |  | 411 | 0.178 | 0 | 164 | 0.152 | 0 | 411 | 0.178 | 0 | 164 | 0.152 | 0 | 1690 | 386000 | 1630 | 390000
NE-HVAC-airAC-SpltPkg-240to759kBtuh-12p5eer | DEER2017 | D17 v2 |  | Any | Hsp | 2003 | CZ10 | cWtd | Cap-Tons | 1674 | 386800 | None | 361 | 0.178 | 0 | 361 | 0.178 | 0 | 361 | 0.178 | 0 | 361 | 0.178 | 0 | DEER:HVAC_Split-Package_AC | Annual | 1719 | 361.4 | 0.1782 | 0 | 361.4 | 0.1782 | 0 | NE-HVAC-airAC-SpltPkg-240to759kBtuh-12p5eer_MZDEER2017AnyHsp2003CZ10cPVVG | 77524 | NE-HVAC-airAC-SpltPkg-240to759kBtuh-12p5eer_SZDEER2017AnyHsp2003CZ10cDXGF | 77523 |  | 408 | 0.184 | 0 | 175 | 0.155 | 0 | 408 | 0.184 | 0 | 175 | 0.155 | 0 | 1680 | 386000 | 1650 | 390000
NE-HVAC-airAC-SpltPkg-240to759kBtuh-12p5eer | DEER2017 | D17 v2 |  | Any | Hsp | 2003 | CZ11 | cWtd | Cap-Tons | 1714 | 386800 | None | 345 | 0.156 | 0 | 345 | 0.156 | 0 | 345 | 0.156 | 0 | 345 | 0.156 | 0 | DEER:HVAC_Split-Package_AC | Annual | 1719 | 344.6 | 0.1556 | 0 | 344.6 | 0.1556 | 0 | NE-HVAC-airAC-SpltPkg-240to759kBtuh-12p5eer_MZDEER2017AnyHsp2003CZ11cPVVG | 77526 | NE-HVAC-airAC-SpltPkg-240to759kBtuh-12p5eer_SZDEER2017AnyHsp2003CZ11cDXGF | 77525 |  | 384 | 0.163 | 0 | 187 | 0.126 | 0 | 384 | 0.163 | 0 | 187 | 0.126 | 0 | 1710 | 386000 | 1730 | 390000
NE-HVAC-airAC-SpltPkg-240to759kBtuh-12p5eer | DEER2017 | D17 v2 |  | Any | Hsp | 2003 | CZ12 | cWtd | Cap-Tons | 1764 | 386800 | None | 283 | 0.152 | 0 | 283 | 0.152 | 0 | 283 | 0.152 | 0 | 283 | 0.152 | 0 | DEER:HVAC_Split-Package_AC | Annual | 1719 | 283.4 | 0.1522 | 0 | 283.4 | 0.1522 | 0 | NE-HVAC-airAC-SpltPkg-240to759kBtuh-12p5eer_MZDEER2017AnyHsp2003CZ12cPVVG | 77528 | NE-HVAC-airAC-SpltPkg-240to759kBtuh-12p5eer_SZDEER2017AnyHsp2003CZ12cDXGF | 77527 |  | 320 | 0.159 | 0 | 137 | 0.125 | 0 | 320 | 0.159 | 0 | 137 | 0.125 | 0 | 1770 | 386000 | 1740 | 390000
NE-HVAC-airAC-SpltPkg-240to759kBtuh-12p5eer | DEER2017 | D17 v2 |  | Any | Hsp | 2003 | CZ13 | cWtd | Cap-Tons | 1712 | 386800 | None | 362 | 0.157 | 0 | 362 | 0.157 | 0 | 362 | 0.157 | 0 | 362 | 0.157 | 0 | DEER:HVAC_Split-Package_AC | Annual | 1719 | 362.4 | 0.1574 | 0 | 362.4 | 0.1574 | 0 | NE-HVAC-airAC-SpltPkg-240to759kBtuh-12p5eer_MZDEER2017AnyHsp2003CZ13cPVVG | 77530 | NE-HVAC-airAC-SpltPkg-240to759kBtuh-12p5eer_SZDEER2017AnyHsp2003CZ13cDXGF | 77529 |  | 402 | 0.164 | 0 | 204 | 0.131 | 0 | 402 | 0.164 | 0 | 204 | 0.131 | 0 | 1720 | 386000 | 1680 | 390000
NE-HVAC-airAC-SpltPkg-240to759kBtuh-12p5eer | DEER2017 | D17 v2 |  | Any | Hsp | 2003 | CZ14 | cWtd | Cap-Tons | 1568 | 386800 | None | 353 | 0.165 | 0 | 353 | 0.165 | 0 | 353 | 0.165 | 0 | 353 | 0.165 | 0 | DEER:HVAC_Split-Package_AC | Annual | 1719 | 352.6 | 0.1654 | 0 | 352.6 | 0.1654 | 0 | NE-HVAC-airAC-SpltPkg-240to759kBtuh-12p5eer_MZDEER2017AnyHsp2003CZ14cPVVG | 77532 | NE-HVAC-airAC-SpltPkg-240to759kBtuh-12p5eer_SZDEER2017AnyHsp2003CZ14cDXGF | 77531 |  | 388 | 0.171 | 0 | 211 | 0.143 | 0 | 388 | 0.171 | 0 | 211 | 0.143 | 0 | 1580 | 386000 | 1520 | 390000
NE-HVAC-airAC-SpltPkg-240to759kBtuh-12p5eer | DEER2017 | D17 v2 |  | Any | Hsp | 2003 | CZ15 | cWtd | Cap-Tons | 1804 | 386800 | None | 593 | 0.176 | 0 | 593 | 0.176 | 0 | 593 | 0.176 | 0 | 593 | 0.176 | 0 | DEER:HVAC_Split-Package_AC | Annual | 1719 | 593.4 | 0.176 | 0 | 593.4 | 0.176 | 0 | NE-HVAC-airAC-SpltPkg-240to759kBtuh-12p5eer_MZDEER2017AnyHsp2003CZ15cPVVG | 77534 | NE-HVAC-airAC-SpltPkg-240to759kBtuh-12p5eer_SZDEER2017AnyHsp2003CZ15cDXGF | 77533 |  | 648 | 0.182 | 0 | 375 | 0.152 | 0 | 648 | 0.182 | 0 | 375 | 0.152 | 0 | 1810 | 386000 | 1780 | 390000
NE-HVAC-airAC-SpltPkg-240to759kBtuh-12p5eer | DEER2017 | D17 v2 |  | Any | Hsp | 2003 | CZ16 | cWtd | Cap-Tons | 1384 | 386800 | None | 175 | 0.106 | 0 | 175 | 0.106 | 0 | 175 | 0.106 | 0 | 175 | 0.106 | 0 | DEER:HVAC_Split-Package_AC | Annual | 1719 | 175.04 | 0.10554 | 0 | 175.04 | 0.10554 | 0 | NE-HVAC-airAC-SpltPkg-240to759kBtuh-12p5eer_MZDEER2017AnyHsp2003CZ16cPVVG | 77536 | NE-HVAC-airAC-SpltPkg-240to759kBtuh-12p5eer_SZDEER2017AnyHsp2003CZ16cDXGF | 77535 |  | 198 | 0.109 | 0 | 83.2 | 0.0917 | 0 | 198 | 0.109 | 0 | 83.2 | 0.0917 | 0 | 1400 | 386000 | 1320 | 390000
NE-HVAC-airAC-SpltPkg-240to759kBtuh-12p5eer | DEER2017 | D17 v2 |  | Any | Hsp | 2007 | CZ01 | cWtd | Cap-Tons | 1250 | 386800 | None | 60.2 | 0.0606 | 0 | 60.2 | 0.0606 | 0 | 60.2 | 0.0606 | 0 | 60.2 | 0.0606 | 0 | DEER:HVAC_Split-Package_AC | Annual | 1719 | 60.178 | 0.06056 | 0 | 60.178 | 0.06056 | 0 | NE-HVAC-airAC-SpltPkg-240to759kBtuh-12p5eer_MZDEER2017AnyHsp2007CZ01cPVVG | 98866 | NE-HVAC-airAC-SpltPkg-240to759kBtuh-12p5eer_SZDEER2017AnyHsp2007CZ01cDXGF | 98865 |  | 74.4 | 0.0678 | 0 | 3.29 | 0.0316 | 0 | 74.4 | 0.0678 | 0 | 3.29 | 0.0316 | 0 | 1270 | 386000 | 1170 | 390000
NE-HVAC-airAC-SpltPkg-240to759kBtuh-12p5eer | DEER2017 | D17 v2 |  | Any | Hsp | 2007 | CZ02 | cWtd | Cap-Tons | 1628 | 386800 | None | 204 | 0.147 | 0 | 204 | 0.147 | 0 | 204 | 0.147 | 0 | 204 | 0.147 | 0 | DEER:HVAC_Split-Package_AC | Annual | 1719 | 204.48 | 0.1472 | 0 | 204.48 | 0.1472 | 0 | NE-HVAC-airAC-SpltPkg-240to759kBtuh-12p5eer_MZDEER2017AnyHsp2007CZ02cPVVG | 98868 | NE-HVAC-airAC-SpltPkg-240to759kBtuh-12p5eer_SZDEER2017AnyHsp2007CZ02cDXGF | 98867 |  | 233 | 0.154 | 0 | 90.4 | 0.12 | 0 | 233 | 0.154 | 0 | 90.4 | 0.12 | 0 | 1640 | 386000 | 1580 | 390000
NE-HVAC-airAC-SpltPkg-240to759kBtuh-12p5eer | DEER2017 | D17 v2 |  | Any | Hsp | 2007 | CZ03 | cWtd | Cap-Tons | 1360 | 386800 | None | 177 | 0.109 | 0 | 177 | 0.109 | 0 | 177 | 0.109 | 0 | 177 | 0.109 | 0 | DEER:HVAC_Split-Package_AC | Annual | 1719 | 176.78 | 0.10888 | 0 | 176.78 | 0.10888 | 0 | NE-HVAC-airAC-SpltPkg-240to759kBtuh-12p5eer_MZDEER2017AnyHsp2007CZ03cPVVG | 98870 | NE-HVAC-airAC-SpltPkg-240to759kBtuh-12p5eer_SZDEER2017AnyHsp2007CZ03cDXGF | 98869 |  | 210 | 0.113 | 0 | 43.9 | 0.0924 | 0 | 210 | 0.113 | 0 | 43.9 | 0.0924 | 0 | 1380 | 386000 | 1280 | 390000
NE-HVAC-airAC-SpltPkg-240to759kBtuh-12p5eer | DEER2017 | D17 v2 |  | Any | Hsp | 2007 | CZ04 | cWtd | Cap-Tons | 1526 | 386800 | None | 257 | 0.136 | 0 | 257 | 0.136 | 0 | 257 | 0.136 | 0 | 257 | 0.136 | 0 | DEER:HVAC_Split-Package_AC | Annual | 1719 | 257.2 | 0.1356 | 0 | 257.2 | 0.1356 | 0 | NE-HVAC-airAC-SpltPkg-240to759kBtuh-12p5eer_MZDEER2017AnyHsp2007CZ04cPVVG | 98872 | NE-HVAC-airAC-SpltPkg-240to759kBtuh-12p5eer_SZDEER2017AnyHsp2007CZ04cDXGF | 98871 |  | 294 | 0.141 | 0 | 110 | 0.114 | 0 | 294 | 0.141 | 0 | 110 | 0.114 | 0 | 1540 | 386000 | 1470 | 390000
NE-HVAC-airAC-SpltPkg-240to759kBtuh-12p5eer | DEER2017 | D17 v2 |  | Any | Hsp | 2007 | CZ05 | cWtd | Cap-Tons | 1302 | 386800 | None | 162 | 0.0881 | 0 | 162 | 0.0881 | 0 | 162 | 0.0881 | 0 | 162 | 0.0881 | 0 | DEER:HVAC_Split-Package_AC | Annual | 1719 | 161.76 | 0.08812 | 0 | 161.76 | 0.08812 | 0 | NE-HVAC-airAC-SpltPkg-240to759kBtuh-12p5eer_MZDEER2017AnyHsp2007CZ05cPVVG | 98874 | NE-HVAC-airAC-SpltPkg-240to759kBtuh-12p5eer_SZDEER2017AnyHsp2007CZ05cDXGF | 98873 |  | 190 | 0.0915 | 0 | 48.8 | 0.0746 | 0 | 190 | 0.0915 | 0 | 48.8 | 0.0746 | 0 | 1320 | 386000 | 1230 | 390000
NE-HVAC-airAC-SpltPkg-240to759kBtuh-12p5eer | DEER2017 | D17 v2 |  | Any | Hsp | 2007 | CZ06 | cWtd | Cap-Tons | 1448 | 386800 | None | 332 | 0.118 | 0 | 332 | 0.118 | 0 | 332 | 0.118 | 0 | 332 | 0.118 | 0 | DEER:HVAC_Split-Package_AC | Annual | 1719 | 332.4 | 0.1178 | 0 | 332.4 | 0.1178 | 0 | NE-HVAC-airAC-SpltPkg-240to759kBtuh-12p5eer_MZDEER2017AnyHsp2007CZ06cPVVG | 98876 | NE-HVAC-airAC-SpltPkg-240to759kBtuh-12p5eer_SZDEER2017AnyHsp2007CZ06cDXGF | 98875 |  | 385 | 0.122 | 0 | 122 | 0.101 | 0 | 385 | 0.122 | 0 | 122 | 0.101 | 0 | 1470 | 386000 | 1360 | 390000
NE-HVAC-airAC-SpltPkg-240to759kBtuh-12p5eer | DEER2017 | D17 v2 |  | Any | Hsp | 2007 | CZ07 | cWtd | Cap-Tons | 1288 | 386800 | None | 360 | 0.117 | 0 | 360 | 0.117 | 0 | 360 | 0.117 | 0 | 360 | 0.117 | 0 | DEER:HVAC_Split-Package_AC | Annual | 1719 | 360.4 | 0.117 | 0 | 360.4 | 0.117 | 0 | NE-HVAC-airAC-SpltPkg-240to759kBtuh-12p5eer_MZDEER2017AnyHsp2007CZ07cPVVG | 98878 | NE-HVAC-airAC-SpltPkg-240to759kBtuh-12p5eer_SZDEER2017AnyHsp2007CZ07cDXGF | 98877 |  | 423 | 0.121 | 0 | 110 | 0.101 | 0 | 423 | 0.121 | 0 | 110 | 0.101 | 0 | 1300 | 386000 | 1240 | 390000
NE-HVAC-airAC-SpltPkg-240to759kBtuh-12p5eer | DEER2017 | D17 v2 |  | Any | Hsp | 2007 | CZ08 | cWtd | Cap-Tons | 1450 | 386800 | None | 373 | 0.14 | 0 | 373 | 0.14 | 0 | 373 | 0.14 | 0 | 373 | 0.14 | 0 | DEER:HVAC_Split-Package_AC | Annual | 1719 | 372.6 | 0.14 | 0 | 372.6 | 0.14 | 0 | NE-HVAC-airAC-SpltPkg-240to759kBtuh-12p5eer_MZDEER2017AnyHsp2007CZ08cPVVG | 98880 | NE-HVAC-airAC-SpltPkg-240to759kBtuh-12p5eer_SZDEER2017AnyHsp2007CZ08cDXGF | 98879 |  | 426 | 0.144 | 0 | 159 | 0.124 | 0 | 426 | 0.144 | 0 | 159 | 0.124 | 0 | 1470 | 386000 | 1370 | 390000
NE-HVAC-airAC-SpltPkg-240to759kBtuh-12p5eer | DEER2017 | D17 v2 |  | Any | Hsp | 2007 | CZ09 | cWtd | Cap-Tons | 1678 | 386800 | None | 357 | 0.17 | 0 | 357 | 0.17 | 0 | 357 | 0.17 | 0 | 357 | 0.17 | 0 | DEER:HVAC_Split-Package_AC | Annual | 1719 | 357.2 | 0.1696 | 0 | 357.2 | 0.1696 | 0 | NE-HVAC-airAC-SpltPkg-240to759kBtuh-12p5eer_MZDEER2017AnyHsp2007CZ09cPVVG | 98882 | NE-HVAC-airAC-SpltPkg-240to759kBtuh-12p5eer_SZDEER2017AnyHsp2007CZ09cDXGF | 98881 |  | 407 | 0.175 | 0 | 158 | 0.148 | 0 | 407 | 0.175 | 0 | 158 | 0.148 | 0 | 1690 | 386000 | 1630 | 390000
NE-HVAC-airAC-SpltPkg-240to759kBtuh-12p5eer | DEER2017 | D17 v2 |  | Any | Hsp | 2007 | CZ10 | cWtd | Cap-Tons | 1674 | 386800 | None | 357 | 0.175 | 0 | 357 | 0.175 | 0 | 357 | 0.175 | 0 | 357 | 0.175 | 0 | DEER:HVAC_Split-Package_AC | Annual | 1719 | 357 | 0.1748 | 0 | 357 | 0.1748 | 0 | NE-HVAC-airAC-SpltPkg-240to759kBtuh-12p5eer_MZDEER2017AnyHsp2007CZ10cPVVG | 98884 | NE-HVAC-airAC-SpltPkg-240to759kBtuh-12p5eer_SZDEER2017AnyHsp2007CZ10cDXGF | 98883 |  | 404 | 0.181 | 0 | 169 | 0.15 | 0 | 404 | 0.181 | 0 | 169 | 0.15 | 0 | 1680 | 386000 | 1650 | 390000
NE-HVAC-airAC-SpltPkg-240to759kBtuh-12p5eer | DEER2017 | D17 v2 |  | Any | Hsp | 2007 | CZ11 | cWtd | Cap-Tons | 1714 | 386800 | None | 340 | 0.153 | 0 | 340 | 0.153 | 0 | 340 | 0.153 | 0 | 340 | 0.153 | 0 | DEER:HVAC_Split-Package_AC | Annual | 1719 | 339.6 | 0.1526 | 0 | 339.6 | 0.1526 | 0 | NE-HVAC-airAC-SpltPkg-240to759kBtuh-12p5eer_MZDEER2017AnyHsp2007CZ11cPVVG | 98886 | NE-HVAC-airAC-SpltPkg-240to759kBtuh-12p5eer_SZDEER2017AnyHsp2007CZ11cDXGF | 98885 |  | 379 | 0.16 | 0 | 182 | 0.123 | 0 | 379 | 0.16 | 0 | 182 | 0.123 | 0 | 1710 | 386000 | 1730 | 390000
NE-HVAC-airAC-SpltPkg-240to759kBtuh-12p5eer | DEER2017 | D17 v2 |  | Any | Hsp | 2007 | CZ12 | cWtd | Cap-Tons | 1764 | 386800 | None | 280 | 0.149 | 0 | 280 | 0.149 | 0 | 280 | 0.149 | 0 | 280 | 0.149 | 0 | DEER:HVAC_Split-Package_AC | Annual | 1719 | 280 | 0.149 | 0 | 280 | 0.149 | 0 | NE-HVAC-airAC-SpltPkg-240to759kBtuh-12p5eer_MZDEER2017AnyHsp2007CZ12cPVVG | 98888 | NE-HVAC-airAC-SpltPkg-240to759kBtuh-12p5eer_SZDEER2017AnyHsp2007CZ12cDXGF | 98887 |  | 317 | 0.156 | 0 | 132 | 0.121 | 0 | 317 | 0.156 | 0 | 132 | 0.121 | 0 | 1770 | 386000 | 1740 | 390000
NE-HVAC-airAC-SpltPkg-240to759kBtuh-12p5eer | DEER2017 | D17 v2 |  | Any | Hsp | 2007 | CZ13 | cWtd | Cap-Tons | 1712 | 386800 | None | 358 | 0.154 | 0 | 358 | 0.154 | 0 | 358 | 0.154 | 0 | 358 | 0.154 | 0 | DEER:HVAC_Split-Package_AC | Annual | 1719 | 357.8 | 0.1544 | 0 | 357.8 | 0.1544 | 0 | NE-HVAC-airAC-SpltPkg-240to759kBtuh-12p5eer_MZDEER2017AnyHsp2007CZ13cPVVG | 98890 | NE-HVAC-airAC-SpltPkg-240to759kBtuh-12p5eer_SZDEER2017AnyHsp2007CZ13cDXGF | 98889 |  | 398 | 0.161 | 0 | 197 | 0.128 | 0 | 398 | 0.161 | 0 | 197 | 0.128 | 0 | 1720 | 386000 | 1680 | 390000
NE-HVAC-airAC-SpltPkg-240to759kBtuh-12p5eer | DEER2017 | D17 v2 |  | Any | Hsp | 2007 | CZ14 | cWtd | Cap-Tons | 1568 | 386800 | None | 347 | 0.162 | 0 | 347 | 0.162 | 0 | 347 | 0.162 | 0 | 347 | 0.162 | 0 | DEER:HVAC_Split-Package_AC | Annual | 1719 | 347.2 | 0.1624 | 0 | 347.2 | 0.1624 | 0 | NE-HVAC-airAC-SpltPkg-240to759kBtuh-12p5eer_MZDEER2017AnyHsp2007CZ14cPVVG | 98892 | NE-HVAC-airAC-SpltPkg-240to759kBtuh-12p5eer_SZDEER2017AnyHsp2007CZ14cDXGF | 98891 |  | 383 | 0.168 | 0 | 204 | 0.14 | 0 | 383 | 0.168 | 0 | 204 | 0.14 | 0 | 1580 | 386000 | 1520 | 390000
NE-HVAC-airAC-SpltPkg-240to759kBtuh-12p5eer | DEER2017 | D17 v2 |  | Any | Hsp | 2007 | CZ15 | cWtd | Cap-Tons | 1804 | 386800 | None | 585 | 0.173 | 0 | 585 | 0.173 | 0 | 585 | 0.173 | 0 | 585 | 0.173 | 0 | DEER:HVAC_Split-Package_AC | Annual | 1719 | 585 | 0.173 | 0 | 585 | 0.173 | 0 | NE-HVAC-airAC-SpltPkg-240to759kBtuh-12p5eer_MZDEER2017AnyHsp2007CZ15cPVVG | 98894 | NE-HVAC-airAC-SpltPkg-240to759kBtuh-12p5eer_SZDEER2017AnyHsp2007CZ15cDXGF | 98893 |  | 640 | 0.179 | 0 | 365 | 0.149 | 0 | 640 | 0.179 | 0 | 365 | 0.149 | 0 | 1810 | 386000 | 1780 | 390000
NE-HVAC-airAC-SpltPkg-240to759kBtuh-12p5eer | DEER2017 | D17 v2 |  | Any | Hsp | 2007 | CZ16 | cWtd | Cap-Tons | 1382 | 386800 | None | 173 | 0.103 | 0 | 173 | 0.103 | 0 | 173 | 0.103 | 0 | 173 | 0.103 | 0 | DEER:HVAC_Split-Package_AC | Annual | 1719 | 172.58 | 0.10262 | 0 | 172.58 | 0.10262 | 0 | NE-HVAC-airAC-SpltPkg-240to759kBtuh-12p5eer_MZDEER2017AnyHsp2007CZ16cPVVG | 98896 | NE-HVAC-airAC-SpltPkg-240to759kBtuh-12p5eer_SZDEER2017AnyHsp2007CZ16cDXGF | 98895 |  | 196 | 0.106 | 0 | 78.9 | 0.0891 | 0 | 196 | 0.106 | 0 | 78.9 | 0.0891 | 0 | 1400 | 386000 | 1310 | 390000
NE-HVAC-airAC-SpltPkg-240to759kBtuh-12p5eer | DEER2017 | D17 v2 |  | Any | Hsp | 2011 | CZ01 | cWtd | Cap-Tons | 1248 | 386800 | None | 256 | 0.0757 | -1.44 | 59.9 | 0.0599 | 0 | 256 | 0.0757 | -1.44 | 59.9 | 0.0599 | 0 | DEER:HVAC_Split-Package_AC | Annual | 1719 | 256.28 | 0.07568 | -1.438 | 59.87 | 0.05994 | 0 | NE-HVAC-airAC-SpltPkg-240to759kBtuh-12p5eer_MZDEER2017AnyHsp2011CZ01cPVVG | 120226 | NE-HVAC-airAC-SpltPkg-240to759kBtuh-12p5eer_SZDEER2017AnyHsp2011CZ01cDXGF | 120225 |  | 74.1 | 0.0676 | 0 | 985 | 0.108 | -7.19 | 74.1 | 0.0676 | 0 | 2.95 | 0.0293 | 0 | 1270 | 386000 | 1160 | 390000
NE-HVAC-airAC-SpltPkg-240to759kBtuh-12p5eer | DEER2017 | D17 v2 |  | Any | Hsp | 2011 | CZ02 | cWtd | Cap-Tons | 1610 | 386800 | None | 396 | 0.176 | -1.63 | 203 | 0.146 | 0 | 396 | 0.176 | -1.63 | 203 | 0.146 | 0 | DEER:HVAC_Split-Package_AC | Annual | 1719 | 395.6 | 0.1756 | -1.63 | 203.26 | 0.1462 | 0 | NE-HVAC-airAC-SpltPkg-240to759kBtuh-12p5eer_MZDEER2017AnyHsp2011CZ02cPVVG | 120228 | NE-HVAC-airAC-SpltPkg-240to759kBtuh-12p5eer_SZDEER2017AnyHsp2011CZ02cDXGF | 120227 |  | 232 | 0.153 | 0 | 1050 | 0.266 | -8.15 | 232 | 0.153 | 0 | 88.3 | 0.119 | 0 | 1620 | 386000 | 1570 | 390000
NE-HVAC-airAC-SpltPkg-240to759kBtuh-12p5eer | DEER2017 | D17 v2 |  | Any | Hsp | 2011 | CZ03 | cWtd | Cap-Tons | 1350 | 386800 | None | 364 | 0.136 | -1.38 | 176 | 0.108 | 0 | 364 | 0.136 | -1.38 | 176 | 0.108 | 0 | DEER:HVAC_Split-Package_AC | Annual | 1719 | 364 | 0.136 | -1.378 | 176.36 | 0.10776 | 0 | NE-HVAC-airAC-SpltPkg-240to759kBtuh-12p5eer_MZDEER2017AnyHsp2011CZ03cPVVG | 120230 | NE-HVAC-airAC-SpltPkg-240to759kBtuh-12p5eer_SZDEER2017AnyHsp2011CZ03cDXGF | 120229 |  | 210 | 0.112 | 0 | 980 | 0.232 | -6.89 | 210 | 0.112 | 0 | 41.8 | 0.0908 | 0 | 1370 | 386000 | 1270 | 390000
NE-HVAC-airAC-SpltPkg-240to759kBtuh-12p5eer | DEER2017 | D17 v2 |  | Any | Hsp | 2011 | CZ04 | cWtd | Cap-Tons | 1508 | 386800 | None | 454 | 0.163 | -1.3 | 256 | 0.134 | 0 | 454 | 0.163 | -1.3 | 256 | 0.134 | 0 | DEER:HVAC_Split-Package_AC | Annual | 1719 | 454.4 | 0.1634 | -1.296 | 255.8 | 0.1344 | 0 | NE-HVAC-airAC-SpltPkg-240to759kBtuh-12p5eer_MZDEER2017AnyHsp2011CZ04cPVVG | 120232 | NE-HVAC-airAC-SpltPkg-240to759kBtuh-12p5eer_SZDEER2017AnyHsp2011CZ04cDXGF | 120231 |  | 293 | 0.14 | 0 | 1100 | 0.257 | -6.48 | 293 | 0.14 | 0 | 107 | 0.112 | 0 | 1520 | 386000 | 1460 | 390000
NE-HVAC-airAC-SpltPkg-240to759kBtuh-12p5eer | DEER2017 | D17 v2 |  | Any | Hsp | 2011 | CZ05 | cWtd | Cap-Tons | 1300 | 386800 | None | 346 | 0.114 | -1.43 | 161 | 0.0875 | 0 | 346 | 0.114 | -1.43 | 161 | 0.0875 | 0 | DEER:HVAC_Split-Package_AC | Annual | 1719 | 346.2 | 0.1136 | -1.432 | 161.24 | 0.08746 | 0 | NE-HVAC-airAC-SpltPkg-240to759kBtuh-12p5eer_MZDEER2017AnyHsp2011CZ05cPVVG | 120234 | NE-HVAC-airAC-SpltPkg-240to759kBtuh-12p5eer_SZDEER2017AnyHsp2011CZ05cDXGF | 120233 |  | 190 | 0.091 | 0 | 971 | 0.204 | -7.16 | 190 | 0.091 | 0 | 46.2 | 0.0733 | 0 | 1320 | 386000 | 1220 | 390000
NE-HVAC-airAC-SpltPkg-240to759kBtuh-12p5eer | DEER2017 | D17 v2 |  | Any | Hsp | 2011 | CZ06 | cWtd | Cap-Tons | 1440 | 386800 | None | 515 | 0.144 | -0.948 | 331 | 0.117 | 0 | 515 | 0.144 | -0.948 | 331 | 0.117 | 0 | DEER:HVAC_Split-Package_AC | Annual | 1719 | 515.2 | 0.1444 | -0.948 | 330.8 | 0.11676 | 0 | NE-HVAC-airAC-SpltPkg-240to759kBtuh-12p5eer_MZDEER2017AnyHsp2011CZ06cPVVG | 120236 | NE-HVAC-airAC-SpltPkg-240to759kBtuh-12p5eer_SZDEER2017AnyHsp2011CZ06cDXGF | 120235 |  | 384 | 0.121 | 0 | 1040 | 0.238 | -4.74 | 384 | 0.121 | 0 | 118 | 0.0998 | 0 | 1460 | 386000 | 1360 | 390000
NE-HVAC-airAC-SpltPkg-240to759kBtuh-12p5eer | DEER2017 | D17 v2 |  | Any | Hsp | 2011 | CZ07 | cWtd | Cap-Tons | 1278 | 386800 | None | 530 | 0.142 | -0.478 | 360 | 0.116 | 0 | 530 | 0.142 | -0.478 | 360 | 0.116 | 0 | DEER:HVAC_Split-Package_AC | Annual | 1719 | 530.4 | 0.142 | -0.478 | 359.6 | 0.11584 | 0 | NE-HVAC-airAC-SpltPkg-240to759kBtuh-12p5eer_MZDEER2017AnyHsp2011CZ07cPVVG | 120238 | NE-HVAC-airAC-SpltPkg-240to759kBtuh-12p5eer_SZDEER2017AnyHsp2011CZ07cDXGF | 120237 |  | 423 | 0.12 | 0 | 960 | 0.23 | -2.39 | 423 | 0.12 | 0 | 106 | 0.0992 | 0 | 1290 | 386000 | 1230 | 390000
NE-HVAC-airAC-SpltPkg-240to759kBtuh-12p5eer | DEER2017 | D17 v2 |  | Any | Hsp | 2011 | CZ08 | cWtd | Cap-Tons | 1440 | 386800 | None | 560 | 0.167 | -0.818 | 371 | 0.139 | 0 | 560 | 0.167 | -0.818 | 371 | 0.139 | 0 | DEER:HVAC_Split-Package_AC | Annual | 1719 | 560 | 0.1666 | -0.818 | 371 | 0.1388 | 0 | NE-HVAC-airAC-SpltPkg-240to759kBtuh-12p5eer_MZDEER2017AnyHsp2011CZ08cPVVG | 120240 | NE-HVAC-airAC-SpltPkg-240to759kBtuh-12p5eer_SZDEER2017AnyHsp2011CZ08cDXGF | 120239 |  | 425 | 0.143 | 0 | 1100 | 0.261 | -4.09 | 425 | 0.143 | 0 | 155 | 0.122 | 0 | 1460 | 386000 | 1360 | 390000
NE-HVAC-airAC-SpltPkg-240to759kBtuh-12p5eer | DEER2017 | D17 v2 |  | Any | Hsp | 2011 | CZ09 | cWtd | Cap-Tons | 1658 | 386800 | None | 559 | 0.196 | -0.826 | 356 | 0.168 | 0 | 559 | 0.196 | -0.826 | 356 | 0.168 | 0 | DEER:HVAC_Split-Package_AC | Annual | 1719 | 558.8 | 0.1956 | -0.826 | 355.8 | 0.1682 | 0 | NE-HVAC-airAC-SpltPkg-240to759kBtuh-12p5eer_MZDEER2017AnyHsp2011CZ09cPVVG | 120242 | NE-HVAC-airAC-SpltPkg-240to759kBtuh-12p5eer_SZDEER2017AnyHsp2011CZ09cDXGF | 120241 |  | 406 | 0.174 | 0 | 1170 | 0.282 | -4.13 | 406 | 0.174 | 0 | 155 | 0.145 | 0 | 1670 | 386000 | 1610 | 390000
NE-HVAC-airAC-SpltPkg-240to759kBtuh-12p5eer | DEER2017 | D17 v2 |  | Any | Hsp | 2011 | CZ10 | cWtd | Cap-Tons | 1662 | 386800 | None | 560 | 0.202 | -0.936 | 356 | 0.174 | 0 | 560 | 0.202 | -0.936 | 356 | 0.174 | 0 | DEER:HVAC_Split-Package_AC | Annual | 1719 | 560.4 | 0.2024 | -0.936 | 355.6 | 0.1736 | 0 | NE-HVAC-airAC-SpltPkg-240to759kBtuh-12p5eer_MZDEER2017AnyHsp2011CZ10cPVVG | 120244 | NE-HVAC-airAC-SpltPkg-240to759kBtuh-12p5eer_SZDEER2017AnyHsp2011CZ10cDXGF | 120243 |  | 403 | 0.18 | 0 | 1190 | 0.292 | -4.68 | 403 | 0.18 | 0 | 166 | 0.148 | 0 | 1670 | 386000 | 1630 | 390000
NE-HVAC-airAC-SpltPkg-240to759kBtuh-12p5eer | DEER2017 | D17 v2 |  | Any | Hsp | 2011 | CZ11 | cWtd | Cap-Tons | 1578 | 386800 | None | 541 | 0.186 | -1.22 | 345 | 0.157 | 0 | 541 | 0.186 | -1.22 | 345 | 0.157 | 0 | DEER:HVAC_Split-Package_AC | Annual | 1719 | 541.2 | 0.1858 | -1.216 | 345 | 0.1568 | 0 | NE-HVAC-airAC-SpltPkg-240to759kBtuh-12p5eer_MZDEER2017AnyHsp2011CZ11cPVVG | 120246 | NE-HVAC-airAC-SpltPkg-240to759kBtuh-12p5eer_SZDEER2017AnyHsp2011CZ11cDXGF | 120245 |  | 384 | 0.164 | 0 | 1170 | 0.273 | -6.08 | 384 | 0.164 | 0 | 189 | 0.128 | 0 | 1580 | 386000 | 1570 | 390000
NE-HVAC-airAC-SpltPkg-240to759kBtuh-12p5eer | DEER2017 | D17 v2 |  | Any | Hsp | 2011 | CZ12 | cWtd | Cap-Tons | 1746 | 386800 | None | 487 | 0.177 | -1.21 | 279 | 0.148 | 0 | 487 | 0.177 | -1.21 | 279 | 0.148 | 0 | DEER:HVAC_Split-Package_AC | Annual | 1719 | 486.8 | 0.1768 | -1.214 | 278.6 | 0.1476 | 0 | NE-HVAC-airAC-SpltPkg-240to759kBtuh-12p5eer_MZDEER2017AnyHsp2011CZ12cPVVG | 120248 | NE-HVAC-airAC-SpltPkg-240to759kBtuh-12p5eer_SZDEER2017AnyHsp2011CZ12cDXGF | 120247 |  | 316 | 0.155 | 0 | 1170 | 0.264 | -6.07 | 316 | 0.155 | 0 | 129 | 0.118 | 0 | 1750 | 386000 | 1730 | 390000
NE-HVAC-airAC-SpltPkg-240to759kBtuh-12p5eer | DEER2017 | D17 v2 |  | Any | Hsp | 2011 | CZ13 | cWtd | Cap-Tons | 1692 | 386800 | None | 550 | 0.181 | -1.08 | 354 | 0.152 | 0 | 550 | 0.181 | -1.08 | 354 | 0.152 | 0 | DEER:HVAC_Split-Package_AC | Annual | 1719 | 550 | 0.1808 | -1.082 | 354.4 | 0.152 | 0 | NE-HVAC-airAC-SpltPkg-240to759kBtuh-12p5eer_MZDEER2017AnyHsp2011CZ13cPVVG | 120250 | NE-HVAC-airAC-SpltPkg-240to759kBtuh-12p5eer_SZDEER2017AnyHsp2011CZ13cDXGF | 120249 |  | 395 | 0.159 | 0 | 1170 | 0.268 | -5.41 | 395 | 0.159 | 0 | 192 | 0.124 | 0 | 1700 | 386000 | 1660 | 390000
NE-HVAC-airAC-SpltPkg-240to759kBtuh-12p5eer | DEER2017 | D17 v2 |  | Any | Hsp | 2011 | CZ14 | cWtd | Cap-Tons | 1550 | 386800 | None | 540 | 0.186 | -1.33 | 344 | 0.158 | 0 | 540 | 0.186 | -1.33 | 344 | 0.158 | 0 | DEER:HVAC_Split-Package_AC | Annual | 1719 | 540 | 0.1862 | -1.326 | 343.6 | 0.158 | 0 | NE-HVAC-airAC-SpltPkg-240to759kBtuh-12p5eer_MZDEER2017AnyHsp2011CZ14cPVVG | 120252 | NE-HVAC-airAC-SpltPkg-240to759kBtuh-12p5eer_SZDEER2017AnyHsp2011CZ14cDXGF | 120251 |  | 380 | 0.164 | 0 | 1180 | 0.275 | -6.63 | 380 | 0.164 | 0 | 198 | 0.134 | 0 | 1560 | 386000 | 1510 | 390000
NE-HVAC-airAC-SpltPkg-240to759kBtuh-12p5eer | DEER2017 | D17 v2 |  | Any | Hsp | 2011 | CZ15 | cWtd | Cap-Tons | 1784 | 386800 | None | 784 | 0.197 | -0.378 | 578 | 0.168 | 0 | 784 | 0.197 | -0.378 | 578 | 0.168 | 0 | DEER:HVAC_Split-Package_AC | Annual | 1719 | 784 | 0.1972 | -0.378 | 578.4 | 0.168 | 0 | NE-HVAC-airAC-SpltPkg-240to759kBtuh-12p5eer_MZDEER2017AnyHsp2011CZ15cPVVG | 120254 | NE-HVAC-airAC-SpltPkg-240to759kBtuh-12p5eer_SZDEER2017AnyHsp2011CZ15cDXGF | 120253 |  | 635 | 0.175 | 0 | 1380 | 0.286 | -1.89 | 635 | 0.175 | 0 | 352 | 0.14 | 0 | 1790 | 386000 | 1760 | 390000
NE-HVAC-airAC-SpltPkg-240to759kBtuh-12p5eer | DEER2017 | D17 v2 |  | Any | Hsp | 2011 | CZ16 | cWtd | Cap-Tons | 1364 | 386800 | None | 350 | 0.128 | -1.96 | 171 | 0.0995 | 0 | 350 | 0.128 | -1.96 | 171 | 0.0995 | 0 | DEER:HVAC_Split-Package_AC | Annual | 1719 | 350.2 | 0.1282 | -1.964 | 171.14 | 0.0995 | 0 | NE-HVAC-airAC-SpltPkg-240to759kBtuh-12p5eer_MZDEER2017AnyHsp2011CZ16cPVVG | 120256 | NE-HVAC-airAC-SpltPkg-240to759kBtuh-12p5eer_SZDEER2017AnyHsp2011CZ16cDXGF | 120255 |  | 195 | 0.103 | 0 | 971 | 0.229 | -9.82 | 195 | 0.103 | 0 | 75.7 | 0.0855 | 0 | 1380 | 386000 | 1300 | 390000
NE-HVAC-airAC-SpltPkg-240to759kBtuh-12p5eer | DEER2017 | D17 v2 |  | Any | Hsp | 2014 | CZ01 | cWtd | Cap-Tons | 1248 | 386800 | None | 59.2 | 0.0595 | 0 | 59.2 | 0.0595 | 0 | 59.2 | 0.0595 | 0 | 59.2 | 0.0595 | 0 | DEER:HVAC_Split-Package_AC | Annual | 1719 | 59.184 | 0.05952 | 0 | 59.184 | 0.05952 | 0 | NE-HVAC-airAC-SpltPkg-240to759kBtuh-12p5eer_MZDEER2017AnyHsp2014CZ01cPVVG | 141586 | NE-HVAC-airAC-SpltPkg-240to759kBtuh-12p5eer_SZDEER2017AnyHsp2014CZ01cDXGF | 141585 |  | 73.3 | 0.0673 | 0 | 2.72 | 0.0284 | 0 | 73.3 | 0.0673 | 0 | 2.72 | 0.0284 | 0 | 1270 | 386000 | 1160 | 390000
NE-HVAC-airAC-SpltPkg-240to759kBtuh-12p5eer | DEER2017 | D17 v2 |  | Any | Hsp | 2014 | CZ02 | cWtd | Cap-Tons | 1608 | 386800 | None | 202 | 0.145 | 0 | 202 | 0.145 | 0 | 202 | 0.145 | 0 | 202 | 0.145 | 0 | DEER:HVAC_Split-Package_AC | Annual | 1719 | 202.14 | 0.145 | 0 | 202.14 | 0.145 | 0 | NE-HVAC-airAC-SpltPkg-240to759kBtuh-12p5eer_MZDEER2017AnyHsp2014CZ02cPVVG | 141588 | NE-HVAC-airAC-SpltPkg-240to759kBtuh-12p5eer_SZDEER2017AnyHsp2014CZ02cDXGF | 141587 |  | 231 | 0.152 | 0 | 86.7 | 0.117 | 0 | 231 | 0.152 | 0 | 86.7 | 0.117 | 0 | 1620 | 386000 | 1560 | 390000
NE-HVAC-airAC-SpltPkg-240to759kBtuh-12p5eer | DEER2017 | D17 v2 |  | Any | Hsp | 2014 | CZ03 | cWtd | Cap-Tons | 1350 | 386800 | None | 175 | 0.107 | 0 | 175 | 0.107 | 0 | 175 | 0.107 | 0 | 175 | 0.107 | 0 | DEER:HVAC_Split-Package_AC | Annual | 1719 | 175.16 | 0.10654 | 0 | 175.16 | 0.10654 | 0 | NE-HVAC-airAC-SpltPkg-240to759kBtuh-12p5eer_MZDEER2017AnyHsp2014CZ03cPVVG | 141590 | NE-HVAC-airAC-SpltPkg-240to759kBtuh-12p5eer_SZDEER2017AnyHsp2014CZ03cDXGF | 141589 |  | 209 | 0.111 | 0 | 39.8 | 0.0887 | 0 | 209 | 0.111 | 0 | 39.8 | 0.0887 | 0 | 1370 | 386000 | 1270 | 390000
NE-HVAC-airAC-SpltPkg-240to759kBtuh-12p5eer | DEER2017 | D17 v2 |  | Any | Hsp | 2014 | CZ04 | cWtd | Cap-Tons | 1508 | 386800 | None | 255 | 0.132 | 0 | 255 | 0.132 | 0 | 255 | 0.132 | 0 | 255 | 0.132 | 0 | DEER:HVAC_Split-Package_AC | Annual | 1719 | 254.6 | 0.1322 | 0 | 254.6 | 0.1322 | 0 | NE-HVAC-airAC-SpltPkg-240to759kBtuh-12p5eer_MZDEER2017AnyHsp2014CZ04cPVVG | 141592 | NE-HVAC-airAC-SpltPkg-240to759kBtuh-12p5eer_SZDEER2017AnyHsp2014CZ04cDXGF | 141591 |  | 293 | 0.138 | 0 | 101 | 0.109 | 0 | 293 | 0.138 | 0 | 101 | 0.109 | 0 | 1520 | 386000 | 1460 | 390000
NE-HVAC-airAC-SpltPkg-240to759kBtuh-12p5eer | DEER2017 | D17 v2 |  | Any | Hsp | 2014 | CZ05 | cWtd | Cap-Tons | 1300 | 386800 | None | 159 | 0.086 | 0 | 159 | 0.086 | 0 | 159 | 0.086 | 0 | 159 | 0.086 | 0 | DEER:HVAC_Split-Package_AC | Annual | 1719 | 159.14 | 0.08602 | 0 | 159.14 | 0.08602 | 0 | NE-HVAC-airAC-SpltPkg-240to759kBtuh-12p5eer_MZDEER2017AnyHsp2014CZ05cPVVG | 141594 | NE-HVAC-airAC-SpltPkg-240to759kBtuh-12p5eer_SZDEER2017AnyHsp2014CZ05cDXGF | 141593 |  | 188 | 0.0897 | 0 | 43.7 | 0.0713 | 0 | 188 | 0.0897 | 0 | 43.7 | 0.0713 | 0 | 1320 | 386000 | 1220 | 390000
NE-HVAC-airAC-SpltPkg-240to759kBtuh-12p5eer | DEER2017 | D17 v2 |  | Any | Hsp | 2014 | CZ06 | cWtd | Cap-Tons | 1440 | 386800 | None | 328 | 0.115 | 0 | 328 | 0.115 | 0 | 328 | 0.115 | 0 | 328 | 0.115 | 0 | DEER:HVAC_Split-Package_AC | Annual | 1719 | 328.2 | 0.11454 | 0 | 328.2 | 0.11454 | 0 | NE-HVAC-airAC-SpltPkg-240to759kBtuh-12p5eer_MZDEER2017AnyHsp2014CZ06cPVVG | 141596 | NE-HVAC-airAC-SpltPkg-240to759kBtuh-12p5eer_SZDEER2017AnyHsp2014CZ06cDXGF | 141595 |  | 382 | 0.119 | 0 | 113 | 0.0967 | 0 | 382 | 0.119 | 0 | 113 | 0.0967 | 0 | 1460 | 386000 | 1360 | 390000
NE-HVAC-airAC-SpltPkg-240to759kBtuh-12p5eer | DEER2017 | D17 v2 |  | Any | Hsp | 2014 | CZ07 | cWtd | Cap-Tons | 1278 | 386800 | None | 355 | 0.113 | 0 | 355 | 0.113 | 0 | 355 | 0.113 | 0 | 355 | 0.113 | 0 | DEER:HVAC_Split-Package_AC | Annual | 1719 | 355 | 0.11346 | 0 | 355 | 0.11346 | 0 | NE-HVAC-airAC-SpltPkg-240to759kBtuh-12p5eer_MZDEER2017AnyHsp2014CZ07cPVVG | 141598 | NE-HVAC-airAC-SpltPkg-240to759kBtuh-12p5eer_SZDEER2017AnyHsp2014CZ07cDXGF | 141597 |  | 418 | 0.118 | 0 | 103 | 0.0953 | 0 | 418 | 0.118 | 0 | 103 | 0.0953 | 0 | 1290 | 386000 | 1230 | 390000
NE-HVAC-airAC-SpltPkg-240to759kBtuh-12p5eer | DEER2017 | D17 v2 |  | Any | Hsp | 2014 | CZ08 | cWtd | Cap-Tons | 1440 | 386800 | None | 368 | 0.136 | 0 | 368 | 0.136 | 0 | 368 | 0.136 | 0 | 368 | 0.136 | 0 | DEER:HVAC_Split-Package_AC | Annual | 1719 | 368 | 0.1362 | 0 | 368 | 0.1362 | 0 | NE-HVAC-airAC-SpltPkg-240to759kBtuh-12p5eer_MZDEER2017AnyHsp2014CZ08cPVVG | 141600 | NE-HVAC-airAC-SpltPkg-240to759kBtuh-12p5eer_SZDEER2017AnyHsp2014CZ08cDXGF | 141599 |  | 423 | 0.141 | 0 | 148 | 0.117 | 0 | 423 | 0.141 | 0 | 148 | 0.117 | 0 | 1460 | 386000 | 1360 | 390000
NE-HVAC-airAC-SpltPkg-240to759kBtuh-12p5eer | DEER2017 | D17 v2 |  | Any | Hsp | 2014 | CZ09 | cWtd | Cap-Tons | 1658 | 386800 | None | 353 | 0.164 | 0 | 353 | 0.164 | 0 | 353 | 0.164 | 0 | 353 | 0.164 | 0 | DEER:HVAC_Split-Package_AC | Annual | 1719 | 353 | 0.1644 | 0 | 353 | 0.1644 | 0 | NE-HVAC-airAC-SpltPkg-240to759kBtuh-12p5eer_MZDEER2017AnyHsp2014CZ09cPVVG | 141602 | NE-HVAC-airAC-SpltPkg-240to759kBtuh-12p5eer_SZDEER2017AnyHsp2014CZ09cDXGF | 141601 |  | 404 | 0.171 | 0 | 149 | 0.138 | 0 | 404 | 0.171 | 0 | 149 | 0.138 | 0 | 1670 | 386000 | 1610 | 390000
NE-HVAC-airAC-SpltPkg-240to759kBtuh-12p5eer | DEER2017 | D17 v2 |  | Any | Hsp | 2014 | CZ10 | cWtd | Cap-Tons | 1662 | 386800 | None | 355 | 0.172 | 0 | 355 | 0.172 | 0 | 355 | 0.172 | 0 | 355 | 0.172 | 0 | DEER:HVAC_Split-Package_AC | Annual | 1719 | 355.2 | 0.1722 | 0 | 355.2 | 0.1722 | 0 | NE-HVAC-airAC-SpltPkg-240to759kBtuh-12p5eer_MZDEER2017AnyHsp2014CZ10cPVVG | 141604 | NE-HVAC-airAC-SpltPkg-240to759kBtuh-12p5eer_SZDEER2017AnyHsp2014CZ10cDXGF | 141603 |  | 404 | 0.179 | 0 | 160 | 0.145 | 0 | 404 | 0.179 | 0 | 160 | 0.145 | 0 | 1670 | 386000 | 1630 | 390000
NE-HVAC-airAC-SpltPkg-240to759kBtuh-12p5eer | DEER2017 | D17 v2 |  | Any | Hsp | 2014 | CZ11 | cWtd | Cap-Tons | 1578 | 386800 | None | 344 | 0.156 | 0 | 344 | 0.156 | 0 | 344 | 0.156 | 0 | 344 | 0.156 | 0 | DEER:HVAC_Split-Package_AC | Annual | 1719 | 343.8 | 0.1556 | 0 | 343.8 | 0.1556 | 0 | NE-HVAC-airAC-SpltPkg-240to759kBtuh-12p5eer_MZDEER2017AnyHsp2014CZ11cPVVG | 141606 | NE-HVAC-airAC-SpltPkg-240to759kBtuh-12p5eer_SZDEER2017AnyHsp2014CZ11cDXGF | 141605 |  | 383 | 0.163 | 0 | 187 | 0.126 | 0 | 383 | 0.163 | 0 | 187 | 0.126 | 0 | 1580 | 386000 | 1570 | 390000
NE-HVAC-airAC-SpltPkg-240to759kBtuh-12p5eer | DEER2017 | D17 v2 |  | Any | Hsp | 2014 | CZ12 | cWtd | Cap-Tons | 1746 | 386800 | None | 279 | 0.147 | 0 | 279 | 0.147 | 0 | 279 | 0.147 | 0 | 279 | 0.147 | 0 | DEER:HVAC_Split-Package_AC | Annual | 1719 | 279.4 | 0.1466 | 0 | 279.4 | 0.1466 | 0 | NE-HVAC-airAC-SpltPkg-240to759kBtuh-12p5eer_MZDEER2017AnyHsp2014CZ12cPVVG | 141608 | NE-HVAC-airAC-SpltPkg-240to759kBtuh-12p5eer_SZDEER2017AnyHsp2014CZ12cDXGF | 141607 |  | 318 | 0.154 | 0 | 125 | 0.117 | 0 | 318 | 0.154 | 0 | 125 | 0.117 | 0 | 1750 | 386000 | 1730 | 390000
NE-HVAC-airAC-SpltPkg-240to759kBtuh-12p5eer | DEER2017 | D17 v2 |  | Any | Hsp | 2014 | CZ13 | cWtd | Cap-Tons | 1692 | 386800 | None | 354 | 0.152 | 0 | 354 | 0.152 | 0 | 354 | 0.152 | 0 | 354 | 0.152 | 0 | DEER:HVAC_Split-Package_AC | Annual | 1719 | 354 | 0.1516 | 0 | 354 | 0.1516 | 0 | NE-HVAC-airAC-SpltPkg-240to759kBtuh-12p5eer_MZDEER2017AnyHsp2014CZ13cPVVG | 141610 | NE-HVAC-airAC-SpltPkg-240to759kBtuh-12p5eer_SZDEER2017AnyHsp2014CZ13cDXGF | 141609 |  | 395 | 0.159 | 0 | 190 | 0.122 | 0 | 395 | 0.159 | 0 | 190 | 0.122 | 0 | 1700 | 386000 | 1660 | 390000
NE-HVAC-airAC-SpltPkg-240to759kBtuh-12p5eer | DEER2017 | D17 v2 |  | Any | Hsp | 2014 | CZ14 | cWtd | Cap-Tons | 1550 | 386800 | None | 342 | 0.157 | 0 | 342 | 0.157 | 0 | 342 | 0.157 | 0 | 342 | 0.157 | 0 | DEER:HVAC_Split-Package_AC | Annual | 1719 | 342.4 | 0.1568 | 0 | 342.4 | 0.1568 | 0 | NE-HVAC-airAC-SpltPkg-240to759kBtuh-12p5eer_MZDEER2017AnyHsp2014CZ14cPVVG | 141612 | NE-HVAC-airAC-SpltPkg-240to759kBtuh-12p5eer_SZDEER2017AnyHsp2014CZ14cDXGF | 141611 |  | 379 | 0.163 | 0 | 196 | 0.132 | 0 | 379 | 0.163 | 0 | 196 | 0.132 | 0 | 1560 | 386000 | 1510 | 390000
NE-HVAC-airAC-SpltPkg-240to759kBtuh-12p5eer | DEER2017 | D17 v2 |  | Any | Hsp | 2014 | CZ15 | cWtd | Cap-Tons | 1784 | 386800 | None | 577 | 0.167 | 0 | 577 | 0.167 | 0 | 577 | 0.167 | 0 | 577 | 0.167 | 0 | DEER:HVAC_Split-Package_AC | Annual | 1719 | 577 | 0.1668 | 0 | 577 | 0.1668 | 0 | NE-HVAC-airAC-SpltPkg-240to759kBtuh-12p5eer_MZDEER2017AnyHsp2014CZ15cPVVG | 141614 | NE-HVAC-airAC-SpltPkg-240to759kBtuh-12p5eer_SZDEER2017AnyHsp2014CZ15cDXGF | 141613 |  | 634 | 0.174 | 0 | 349 | 0.138 | 0 | 634 | 0.174 | 0 | 349 | 0.138 | 0 | 1790 | 386000 | 1760 | 390000
NE-HVAC-airAC-SpltPkg-240to759kBtuh-12p5eer | DEER2017 | D17 v2 |  | Any | Hsp | 2014 | CZ16 | cWtd | Cap-Tons | 1364 | 386800 | None | 169 | 0.0984 | 0 | 169 | 0.0984 | 0 | 169 | 0.0984 | 0 | 169 | 0.0984 | 0 | DEER:HVAC_Split-Package_AC | Annual | 1719 | 169.18 | 0.09844 | 0 | 169.18 | 0.09844 | 0 | NE-HVAC-airAC-SpltPkg-240to759kBtuh-12p5eer_MZDEER2017AnyHsp2014CZ16cPVVG | 141616 | NE-HVAC-airAC-SpltPkg-240to759kBtuh-12p5eer_SZDEER2017AnyHsp2014CZ16cDXGF | 141615 |  | 193 | 0.102 | 0 | 73.9 | 0.0842 | 0 | 193 | 0.102 | 0 | 73.9 | 0.0842 | 0 | 1380 | 386000 | 1300 | 390000
NE-HVAC-airAC-SpltPkg-240to759kBtuh-12p5eer | DEER2017 | D17 v2 |  | Any | Hsp | New | CZ01 | cWtd | Cap-Tons | 1248 | 386800 | None | 59.2 | 0.0595 | 0 | 59.2 | 0.0595 | 0 | 59.2 | 0.0595 | 0 | 59.2 | 0.0595 | 0 | DEER:HVAC_Split-Package_AC | Annual | 1719 | 59.184 | 0.05952 | 0 | 59.184 | 0.05952 | 0 | NE-HVAC-airAC-SpltPkg-240to759kBtuh-12p5eer_MZDEER2017AnyHspNewCZ01cPVVG | 166434 | NE-HVAC-airAC-SpltPkg-240to759kBtuh-12p5eer_SZDEER2017AnyHspNewCZ01cDXGF | 166433 |  | 73.3 | 0.0673 | 0 | 2.72 | 0.0284 | 0 | 73.3 | 0.0673 | 0 | 2.72 | 0.0284 | 0 | 1270 | 386000 | 1160 | 390000
NE-HVAC-airAC-SpltPkg-240to759kBtuh-12p5eer | DEER2017 | D17 v2 |  | Any | Hsp | New | CZ02 | cWtd | Cap-Tons | 1608 | 386800 | None | 202 | 0.145 | 0 | 202 | 0.145 | 0 | 202 | 0.145 | 0 | 202 | 0.145 | 0 | DEER:HVAC_Split-Package_AC | Annual | 1719 | 202.14 | 0.145 | 0 | 202.14 | 0.145 | 0 | NE-HVAC-airAC-SpltPkg-240to759kBtuh-12p5eer_MZDEER2017AnyHspNewCZ02cPVVG | 166436 | NE-HVAC-airAC-SpltPkg-240to759kBtuh-12p5eer_SZDEER2017AnyHspNewCZ02cDXGF | 166435 |  | 231 | 0.152 | 0 | 86.7 | 0.117 | 0 | 231 | 0.152 | 0 | 86.7 | 0.117 | 0 | 1620 | 386000 | 1560 | 390000
NE-HVAC-airAC-SpltPkg-240to759kBtuh-12p5eer | DEER2017 | D17 v2 |  | Any | Hsp | New | CZ03 | cWtd | Cap-Tons | 1350 | 386800 | None | 175 | 0.107 | 0 | 175 | 0.107 | 0 | 175 | 0.107 | 0 | 175 | 0.107 | 0 | DEER:HVAC_Split-Package_AC | Annual | 1719 | 175.16 | 0.10654 | 0 | 175.16 | 0.10654 | 0 | NE-HVAC-airAC-SpltPkg-240to759kBtuh-12p5eer_MZDEER2017AnyHspNewCZ03cPVVG | 166438 | NE-HVAC-airAC-SpltPkg-240to759kBtuh-12p5eer_SZDEER2017AnyHspNewCZ03cDXGF | 166437 |  | 209 | 0.111 | 0 | 39.8 | 0.0887 | 0 | 209 | 0.111 | 0 | 39.8 | 0.0887 | 0 | 1370 | 386000 | 1270 | 390000
NE-HVAC-airAC-SpltPkg-240to759kBtuh-12p5eer | DEER2017 | D17 v2 |  | Any | Hsp | New | CZ04 | cWtd | Cap-Tons | 1508 | 386800 | None | 255 | 0.132 | 0 | 255 | 0.132 | 0 | 255 | 0.132 | 0 | 255 | 0.132 | 0 | DEER:HVAC_Split-Package_AC | Annual | 1719 | 254.6 | 0.1322 | 0 | 254.6 | 0.1322 | 0 | NE-HVAC-airAC-SpltPkg-240to759kBtuh-12p5eer_MZDEER2017AnyHspNewCZ04cPVVG | 166440 | NE-HVAC-airAC-SpltPkg-240to759kBtuh-12p5eer_SZDEER2017AnyHspNewCZ04cDXGF | 166439 |  | 293 | 0.138 | 0 | 101 | 0.109 | 0 | 293 | 0.138 | 0 | 101 | 0.109 | 0 | 1520 | 386000 | 1460 | 390000
NE-HVAC-airAC-SpltPkg-240to759kBtuh-12p5eer | DEER2017 | D17 v2 |  | Any | Hsp | New | CZ05 | cWtd | Cap-Tons | 1300 | 386800 | None | 159 | 0.086 | 0 | 159 | 0.086 | 0 | 159 | 0.086 | 0 | 159 | 0.086 | 0 | DEER:HVAC_Split-Package_AC | Annual | 1719 | 159.14 | 0.08602 | 0 | 159.14 | 0.08602 | 0 | NE-HVAC-airAC-SpltPkg-240to759kBtuh-12p5eer_MZDEER2017AnyHspNewCZ05cPVVG | 166442 | NE-HVAC-airAC-SpltPkg-240to759kBtuh-12p5eer_SZDEER2017AnyHspNewCZ05cDXGF | 166441 |  | 188 | 0.0897 | 0 | 43.7 | 0.0713 | 0 | 188 | 0.0897 | 0 | 43.7 | 0.0713 | 0 | 1320 | 386000 | 1220 | 390000
NE-HVAC-airAC-SpltPkg-240to759kBtuh-12p5eer | DEER2017 | D17 v2 |  | Any | Hsp | New | CZ06 | cWtd | Cap-Tons | 1440 | 386800 | None | 328 | 0.115 | 0 | 328 | 0.115 | 0 | 328 | 0.115 | 0 | 328 | 0.115 | 0 | DEER:HVAC_Split-Package_AC | Annual | 1719 | 328.2 | 0.11454 | 0 | 328.2 | 0.11454 | 0 | NE-HVAC-airAC-SpltPkg-240to759kBtuh-12p5eer_MZDEER2017AnyHspNewCZ06cPVVG | 166444 | NE-HVAC-airAC-SpltPkg-240to759kBtuh-12p5eer_SZDEER2017AnyHspNewCZ06cDXGF | 166443 |  | 382 | 0.119 | 0 | 113 | 0.0967 | 0 | 382 | 0.119 | 0 | 113 | 0.0967 | 0 | 1460 | 386000 | 1360 | 390000
NE-HVAC-airAC-SpltPkg-240to759kBtuh-12p5eer | DEER2017 | D17 v2 |  | Any | Hsp | New | CZ07 | cWtd | Cap-Tons | 1278 | 386800 | None | 355 | 0.113 | 0 | 355 | 0.113 | 0 | 355 | 0.113 | 0 | 355 | 0.113 | 0 | DEER:HVAC_Split-Package_AC | Annual | 1719 | 355 | 0.11346 | 0 | 355 | 0.11346 | 0 | NE-HVAC-airAC-SpltPkg-240to759kBtuh-12p5eer_MZDEER2017AnyHspNewCZ07cPVVG | 166446 | NE-HVAC-airAC-SpltPkg-240to759kBtuh-12p5eer_SZDEER2017AnyHspNewCZ07cDXGF | 166445 |  | 418 | 0.118 | 0 | 103 | 0.0953 | 0 | 418 | 0.118 | 0 | 103 | 0.0953 | 0 | 1290 | 386000 | 1230 | 390000
NE-HVAC-airAC-SpltPkg-240to759kBtuh-12p5eer | DEER2017 | D17 v2 |  | Any | Hsp | New | CZ08 | cWtd | Cap-Tons | 1440 | 386800 | None | 368 | 0.136 | 0 | 368 | 0.136 | 0 | 368 | 0.136 | 0 | 368 | 0.136 | 0 | DEER:HVAC_Split-Package_AC | Annual | 1719 | 368 | 0.1362 | 0 | 368 | 0.1362 | 0 | NE-HVAC-airAC-SpltPkg-240to759kBtuh-12p5eer_MZDEER2017AnyHspNewCZ08cPVVG | 166448 | NE-HVAC-airAC-SpltPkg-240to759kBtuh-12p5eer_SZDEER2017AnyHspNewCZ08cDXGF | 166447 |  | 423 | 0.141 | 0 | 148 | 0.117 | 0 | 423 | 0.141 | 0 | 148 | 0.117 | 0 | 1460 | 386000 | 1360 | 390000
NE-HVAC-airAC-SpltPkg-240to759kBtuh-12p5eer | DEER2017 | D17 v2 |  | Any | Hsp | New | CZ09 | cWtd | Cap-Tons | 1658 | 386800 | None | 353 | 0.164 | 0 | 353 | 0.164 | 0 | 353 | 0.164 | 0 | 353 | 0.164 | 0 | DEER:HVAC_Split-Package_AC | Annual | 1719 | 353 | 0.1644 | 0 | 353 | 0.1644 | 0 | NE-HVAC-airAC-SpltPkg-240to759kBtuh-12p5eer_MZDEER2017AnyHspNewCZ09cPVVG | 166450 | NE-HVAC-airAC-SpltPkg-240to759kBtuh-12p5eer_SZDEER2017AnyHspNewCZ09cDXGF | 166449 |  | 404 | 0.171 | 0 | 149 | 0.138 | 0 | 404 | 0.171 | 0 | 149 | 0.138 | 0 | 1670 | 386000 | 1610 | 390000
NE-HVAC-airAC-SpltPkg-240to759kBtuh-12p5eer | DEER2017 | D17 v2 |  | Any | Hsp | New | CZ10 | cWtd | Cap-Tons | 1662 | 386800 | None | 355 | 0.172 | 0 | 355 | 0.172 | 0 | 355 | 0.172 | 0 | 355 | 0.172 | 0 | DEER:HVAC_Split-Package_AC | Annual | 1719 | 355.2 | 0.1722 | 0 | 355.2 | 0.1722 | 0 | NE-HVAC-airAC-SpltPkg-240to759kBtuh-12p5eer_MZDEER2017AnyHspNewCZ10cPVVG | 166452 | NE-HVAC-airAC-SpltPkg-240to759kBtuh-12p5eer_SZDEER2017AnyHspNewCZ10cDXGF | 166451 |  | 404 | 0.179 | 0 | 160 | 0.145 | 0 | 404 | 0.179 | 0 | 160 | 0.145 | 0 | 1670 | 386000 | 1630 | 390000
NE-HVAC-airAC-SpltPkg-240to759kBtuh-12p5eer | DEER2017 | D17 v2 |  | Any | Hsp | New | CZ11 | cWtd | Cap-Tons | 1578 | 386800 | None | 344 | 0.156 | 0 | 344 | 0.156 | 0 | 344 | 0.156 | 0 | 344 | 0.156 | 0 | DEER:HVAC_Split-Package_AC | Annual | 1719 | 343.8 | 0.1556 | 0 | 343.8 | 0.1556 | 0 | NE-HVAC-airAC-SpltPkg-240to759kBtuh-12p5eer_MZDEER2017AnyHspNewCZ11cPVVG | 166454 | NE-HVAC-airAC-SpltPkg-240to759kBtuh-12p5eer_SZDEER2017AnyHspNewCZ11cDXGF | 166453 |  | 383 | 0.163 | 0 | 187 | 0.126 | 0 | 383 | 0.163 | 0 | 187 | 0.126 | 0 | 1580 | 386000 | 1570 | 390000
NE-HVAC-airAC-SpltPkg-240to759kBtuh-12p5eer | DEER2017 | D17 v2 |  | Any | Hsp | New | CZ12 | cWtd | Cap-Tons | 1746 | 386800 | None | 279 | 0.147 | 0 | 279 | 0.147 | 0 | 279 | 0.147 | 0 | 279 | 0.147 | 0 | DEER:HVAC_Split-Package_AC | Annual | 1719 | 279.4 | 0.1466 | 0 | 279.4 | 0.1466 | 0 | NE-HVAC-airAC-SpltPkg-240to759kBtuh-12p5eer_MZDEER2017AnyHspNewCZ12cPVVG | 166456 | NE-HVAC-airAC-SpltPkg-240to759kBtuh-12p5eer_SZDEER2017AnyHspNewCZ12cDXGF | 166455 |  | 318 | 0.154 | 0 | 125 | 0.117 | 0 | 318 | 0.154 | 0 | 125 | 0.117 | 0 | 1750 | 386000 | 1730 | 390000
NE-HVAC-airAC-SpltPkg-240to759kBtuh-12p5eer | DEER2017 | D17 v2 |  | Any | Hsp | New | CZ13 | cWtd | Cap-Tons | 1692 | 386800 | None | 354 | 0.152 | 0 | 354 | 0.152 | 0 | 354 | 0.152 | 0 | 354 | 0.152 | 0 | DEER:HVAC_Split-Package_AC | Annual | 1719 | 354 | 0.1516 | 0 | 354 | 0.1516 | 0 | NE-HVAC-airAC-SpltPkg-240to759kBtuh-12p5eer_MZDEER2017AnyHspNewCZ13cPVVG | 166458 | NE-HVAC-airAC-SpltPkg-240to759kBtuh-12p5eer_SZDEER2017AnyHspNewCZ13cDXGF | 166457 |  | 395 | 0.159 | 0 | 190 | 0.122 | 0 | 395 | 0.159 | 0 | 190 | 0.122 | 0 | 1700 | 386000 | 1660 | 390000
NE-HVAC-airAC-SpltPkg-240to759kBtuh-12p5eer | DEER2017 | D17 v2 |  | Any | Hsp | New | CZ14 | cWtd | Cap-Tons | 1550 | 386800 | None | 342 | 0.157 | 0 | 342 | 0.157 | 0 | 342 | 0.157 | 0 | 342 | 0.157 | 0 | DEER:HVAC_Split-Package_AC | Annual | 1719 | 342.4 | 0.1568 | 0 | 342.4 | 0.1568 | 0 | NE-HVAC-airAC-SpltPkg-240to759kBtuh-12p5eer_MZDEER2017AnyHspNewCZ14cPVVG | 166460 | NE-HVAC-airAC-SpltPkg-240to759kBtuh-12p5eer_SZDEER2017AnyHspNewCZ14cDXGF | 166459 |  | 379 | 0.163 | 0 | 196 | 0.132 | 0 | 379 | 0.163 | 0 | 196 | 0.132 | 0 | 1560 | 386000 | 1510 | 390000
NE-HVAC-airAC-SpltPkg-240to759kBtuh-12p5eer | DEER2017 | D17 v2 |  | Any | Hsp | New | CZ15 | cWtd | Cap-Tons | 1784 | 386800 | None | 577 | 0.167 | 0 | 577 | 0.167 | 0 | 577 | 0.167 | 0 | 577 | 0.167 | 0 | DEER:HVAC_Split-Package_AC | Annual | 1719 | 577 | 0.1668 | 0 | 577 | 0.1668 | 0 | NE-HVAC-airAC-SpltPkg-240to759kBtuh-12p5eer_MZDEER2017AnyHspNewCZ15cPVVG | 166462 | NE-HVAC-airAC-SpltPkg-240to759kBtuh-12p5eer_SZDEER2017AnyHspNewCZ15cDXGF | 166461 |  | 634 | 0.174 | 0 | 349 | 0.138 | 0 | 634 | 0.174 | 0 | 349 | 0.138 | 0 | 1790 | 386000 | 1760 | 390000
NE-HVAC-airAC-SpltPkg-240to759kBtuh-12p5eer | DEER2017 | D17 v2 |  | Any | Hsp | New | CZ16 | cWtd | Cap-Tons | 1364 | 386800 | None | 169 | 0.0984 | 0 | 169 | 0.0984 | 0 | 169 | 0.0984 | 0 | 169 | 0.0984 | 0 | DEER:HVAC_Split-Package_AC | Annual | 1719 | 169.18 | 0.09844 | 0 | 169.18 | 0.09844 | 0 | NE-HVAC-airAC-SpltPkg-240to759kBtuh-12p5eer_MZDEER2017AnyHspNewCZ16cPVVG | 166464 | NE-HVAC-airAC-SpltPkg-240to759kBtuh-12p5eer_SZDEER2017AnyHspNewCZ16cDXGF | 166463 |  | 193 | 0.102 | 0 | 73.9 | 0.0842 | 0 | 193 | 0.102 | 0 | 73.9 | 0.0842 | 0 | 1380 | 386000 | 1300 | 390000
NE-HVAC-airAC-SpltPkg-240to759kBtuh-12p5eer | DEER2017 | D17 v2 |  | Any | Htl | 1975 | CZ01 | cWtd | Cap-Tons | 134.4 | 45380 | None | 57 | 0.0695 | 0 | 57 | 0.0695 | 0 | 57 | 0.0695 | 0 | 57 | 0.0695 | 0 | DEER:HVAC_Split-Package_AC | Annual | 1719 | 57 | 0.06954 | 0 | 57 | 0.06954 | 0 | NE-HVAC-airAC-SpltPkg-240to759kBtuh-12p5eer_MZDEER2017AnyHtl1975CZ01cPVVG | 13458 | NE-HVAC-airAC-SpltPkg-240to759kBtuh-12p5eer_SZDEER2017AnyHtl1975CZ01cDXGF | 13457 |  | 64.7 | 0.0654 | 0 | 26.2 | 0.0861 | 0 | 64.7 | 0.0654 | 0 | 26.2 | 0.0861 | 0 | 133 | 37000 | 140 | 78900
NE-HVAC-airAC-SpltPkg-240to759kBtuh-12p5eer | DEER2017 | D17 v2 |  | Any | Htl | 1975 | CZ02 | cWtd | Cap-Tons | 183.2 | 45380 | None | 200 | 0.174 | 0 | 200 | 0.174 | 0 | 200 | 0.174 | 0 | 200 | 0.174 | 0 | DEER:HVAC_Split-Package_AC | Annual | 1719 | 199.6 | 0.1736 | 0 | 199.6 | 0.1736 | 0 | NE-HVAC-airAC-SpltPkg-240to759kBtuh-12p5eer_MZDEER2017AnyHtl1975CZ02cPVVG | 13460 | NE-HVAC-airAC-SpltPkg-240to759kBtuh-12p5eer_SZDEER2017AnyHtl1975CZ02cDXGF | 13459 |  | 207 | 0.16 | 0 | 170 | 0.228 | 0 | 207 | 0.16 | 0 | 170 | 0.228 | 0 | 181 | 37000 | 192 | 78900
NE-HVAC-airAC-SpltPkg-240to759kBtuh-12p5eer | DEER2017 | D17 v2 |  | Any | Htl | 1975 | CZ03 | cWtd | Cap-Tons | 164.6 | 45380 | None | 167 | 0.119 | 0 | 167 | 0.119 | 0 | 167 | 0.119 | 0 | 167 | 0.119 | 0 | DEER:HVAC_Split-Package_AC | Annual | 1719 | 166.6 | 0.1188 | 0 | 166.6 | 0.1188 | 0 | NE-HVAC-airAC-SpltPkg-240to759kBtuh-12p5eer_MZDEER2017AnyHtl1975CZ03cPVVG | 13462 | NE-HVAC-airAC-SpltPkg-240to759kBtuh-12p5eer_SZDEER2017AnyHtl1975CZ03cDXGF | 13461 |  | 184 | 0.109 | 0 | 97 | 0.158 | 0 | 184 | 0.109 | 0 | 97 | 0.158 | 0 | 163 | 37000 | 171 | 78900
NE-HVAC-airAC-SpltPkg-240to759kBtuh-12p5eer | DEER2017 | D17 v2 |  | Any | Htl | 1975 | CZ04 | cWtd | Cap-Tons | 188.2 | 45380 | None | 238 | 0.156 | 0 | 238 | 0.156 | 0 | 238 | 0.156 | 0 | 238 | 0.156 | 0 | DEER:HVAC_Split-Package_AC | Annual | 1719 | 238 | 0.1564 | 0 | 238 | 0.1564 | 0 | NE-HVAC-airAC-SpltPkg-240to759kBtuh-12p5eer_MZDEER2017AnyHtl1975CZ04cPVVG | 13464 | NE-HVAC-airAC-SpltPkg-240to759kBtuh-12p5eer_SZDEER2017AnyHtl1975CZ04cDXGF | 13463 |  | 251 | 0.144 | 0 | 186 | 0.206 | 0 | 251 | 0.144 | 0 | 186 | 0.206 | 0 | 186 | 37000 | 197 | 78900
NE-HVAC-airAC-SpltPkg-240to759kBtuh-12p5eer | DEER2017 | D17 v2 |  | Any | Htl | 1975 | CZ05 | cWtd | Cap-Tons | 153.2 | 45380 | None | 156 | 0.0981 | 0 | 156 | 0.0981 | 0 | 156 | 0.0981 | 0 | 156 | 0.0981 | 0 | DEER:HVAC_Split-Package_AC | Annual | 1719 | 156.4 | 0.09812 | 0 | 156.4 | 0.09812 | 0 | NE-HVAC-airAC-SpltPkg-240to759kBtuh-12p5eer_MZDEER2017AnyHtl1975CZ05cPVVG | 13466 | NE-HVAC-airAC-SpltPkg-240to759kBtuh-12p5eer_SZDEER2017AnyHtl1975CZ05cDXGF | 13465 |  | 168 | 0.0904 | 0 | 110 | 0.129 | 0 | 168 | 0.0904 | 0 | 110 | 0.129 | 0 | 151 | 37000 | 162 | 78900
NE-HVAC-airAC-SpltPkg-240to759kBtuh-12p5eer | DEER2017 | D17 v2 |  | Any | Htl | 1975 | CZ06 | cWtd | Cap-Tons | 171.2 | 45380 | None | 308 | 0.14 | 0 | 308 | 0.14 | 0 | 308 | 0.14 | 0 | 308 | 0.14 | 0 | DEER:HVAC_Split-Package_AC | Annual | 1719 | 308.2 | 0.1404 | 0 | 308.2 | 0.1404 | 0 | NE-HVAC-airAC-SpltPkg-240to759kBtuh-12p5eer_MZDEER2017AnyHtl1975CZ06cPVVG | 13468 | NE-HVAC-airAC-SpltPkg-240to759kBtuh-12p5eer_SZDEER2017AnyHtl1975CZ06cDXGF | 13467 |  | 330 | 0.129 | 0 | 221 | 0.186 | 0 | 330 | 0.129 | 0 | 221 | 0.186 | 0 | 169 | 37000 | 180 | 78900
NE-HVAC-airAC-SpltPkg-240to759kBtuh-12p5eer | DEER2017 | D17 v2 |  | Any | Htl | 1975 | CZ07 | cWtd | Cap-Tons | 153.6 | 45380 | None | 342 | 0.136 | 0 | 342 | 0.136 | 0 | 342 | 0.136 | 0 | 342 | 0.136 | 0 | DEER:HVAC_Split-Package_AC | Annual | 1719 | 341.8 | 0.1362 | 0 | 341.8 | 0.1362 | 0 | NE-HVAC-airAC-SpltPkg-240to759kBtuh-12p5eer_MZDEER2017AnyHtl1975CZ07cPVVG | 13470 | NE-HVAC-airAC-SpltPkg-240to759kBtuh-12p5eer_SZDEER2017AnyHtl1975CZ07cDXGF | 13469 |  | 367 | 0.124 | 0 | 241 | 0.185 | 0 | 367 | 0.124 | 0 | 241 | 0.185 | 0 | 152 | 37000 | 160 | 78900
NE-HVAC-airAC-SpltPkg-240to759kBtuh-12p5eer | DEER2017 | D17 v2 |  | Any | Htl | 1975 | CZ08 | cWtd | Cap-Tons | 202.8 | 45380 | None | 323 | 0.145 | 0 | 323 | 0.145 | 0 | 323 | 0.145 | 0 | 323 | 0.145 | 0 | DEER:HVAC_Split-Package_AC | Annual | 1719 | 322.8 | 0.145 | 0 | 322.8 | 0.145 | 0 | NE-HVAC-airAC-SpltPkg-240to759kBtuh-12p5eer_MZDEER2017AnyHtl1975CZ08cPVVG | 13472 | NE-HVAC-airAC-SpltPkg-240to759kBtuh-12p5eer_SZDEER2017AnyHtl1975CZ08cDXGF | 13471 |  | 348 | 0.134 | 0 | 222 | 0.189 | 0 | 348 | 0.134 | 0 | 222 | 0.189 | 0 | 200 | 37000 | 214 | 78900
NE-HVAC-airAC-SpltPkg-240to759kBtuh-12p5eer | DEER2017 | D17 v2 |  | Any | Htl | 1975 | CZ09 | cWtd | Cap-Tons | 234.8 | 45380 | None | 304 | 0.18 | 0 | 304 | 0.18 | 0 | 304 | 0.18 | 0 | 304 | 0.18 | 0 | DEER:HVAC_Split-Package_AC | Annual | 1719 | 303.8 | 0.1802 | 0 | 303.8 | 0.1802 | 0 | NE-HVAC-airAC-SpltPkg-240to759kBtuh-12p5eer_MZDEER2017AnyHtl1975CZ09cPVVG | 13474 | NE-HVAC-airAC-SpltPkg-240to759kBtuh-12p5eer_SZDEER2017AnyHtl1975CZ09cDXGF | 13473 |  | 326 | 0.168 | 0 | 215 | 0.229 | 0 | 326 | 0.168 | 0 | 215 | 0.229 | 0 | 231 | 37000 | 250 | 78900
NE-HVAC-airAC-SpltPkg-240to759kBtuh-12p5eer | DEER2017 | D17 v2 |  | Any | Htl | 1975 | CZ10 | cWtd | Cap-Tons | 230.8 | 45380 | None | 312 | 0.191 | 0 | 312 | 0.191 | 0 | 312 | 0.191 | 0 | 312 | 0.191 | 0 | DEER:HVAC_Split-Package_AC | Annual | 1719 | 311.6 | 0.1914 | 0 | 311.6 | 0.1914 | 0 | NE-HVAC-airAC-SpltPkg-240to759kBtuh-12p5eer_MZDEER2017AnyHtl1975CZ10cPVVG | 13476 | NE-HVAC-airAC-SpltPkg-240to759kBtuh-12p5eer_SZDEER2017AnyHtl1975CZ10cDXGF | 13475 |  | 329 | 0.177 | 0 | 242 | 0.249 | 0 | 329 | 0.177 | 0 | 242 | 0.249 | 0 | 227 | 37000 | 246 | 78900
NE-HVAC-airAC-SpltPkg-240to759kBtuh-12p5eer | DEER2017 | D17 v2 |  | Any | Htl | 1975 | CZ11 | cWtd | Cap-Tons | 230 | 45380 | None | 315 | 0.172 | 0 | 315 | 0.172 | 0 | 315 | 0.172 | 0 | 315 | 0.172 | 0 | DEER:HVAC_Split-Package_AC | Annual | 1719 | 315.2 | 0.1718 | 0 | 315.2 | 0.1718 | 0 | NE-HVAC-airAC-SpltPkg-240to759kBtuh-12p5eer_MZDEER2017AnyHtl1975CZ11cPVVG | 13478 | NE-HVAC-airAC-SpltPkg-240to759kBtuh-12p5eer_SZDEER2017AnyHtl1975CZ11cDXGF | 13477 |  | 328 | 0.162 | 0 | 264 | 0.211 | 0 | 328 | 0.162 | 0 | 264 | 0.211 | 0 | 226 | 37000 | 246 | 78900
NE-HVAC-airAC-SpltPkg-240to759kBtuh-12p5eer | DEER2017 | D17 v2 |  | Any | Htl | 1975 | CZ12 | cWtd | Cap-Tons | 229.8 | 45380 | None | 252 | 0.16 | 0 | 252 | 0.16 | 0 | 252 | 0.16 | 0 | 252 | 0.16 | 0 | DEER:HVAC_Split-Package_AC | Annual | 1719 | 252.2 | 0.1598 | 0 | 252.2 | 0.1598 | 0 | NE-HVAC-airAC-SpltPkg-240to759kBtuh-12p5eer_MZDEER2017AnyHtl1975CZ12cPVVG | 13480 | NE-HVAC-airAC-SpltPkg-240to759kBtuh-12p5eer_SZDEER2017AnyHtl1975CZ12cDXGF | 13479 |  | 265 | 0.15 | 0 | 201 | 0.199 | 0 | 265 | 0.15 | 0 | 201 | 0.199 | 0 | 226 | 37000 | 245 | 78900
NE-HVAC-airAC-SpltPkg-240to759kBtuh-12p5eer | DEER2017 | D17 v2 |  | Any | Htl | 1975 | CZ13 | cWtd | Cap-Tons | 228.6 | 45380 | None | 330 | 0.168 | 0 | 330 | 0.168 | 0 | 330 | 0.168 | 0 | 330 | 0.168 | 0 | DEER:HVAC_Split-Package_AC | Annual | 1719 | 330.2 | 0.1676 | 0 | 330.2 | 0.1676 | 0 | NE-HVAC-airAC-SpltPkg-240to759kBtuh-12p5eer_MZDEER2017AnyHtl1975CZ13cPVVG | 13482 | NE-HVAC-airAC-SpltPkg-240to759kBtuh-12p5eer_SZDEER2017AnyHtl1975CZ13cDXGF | 13481 |  | 341 | 0.156 | 0 | 287 | 0.214 | 0 | 341 | 0.156 | 0 | 287 | 0.214 | 0 | 225 | 37000 | 243 | 78900
NE-HVAC-airAC-SpltPkg-240to759kBtuh-12p5eer | DEER2017 | D17 v2 |  | Any | Htl | 1975 | CZ14 | cWtd | Cap-Tons | 242.8 | 45380 | None | 307 | 0.165 | 0 | 307 | 0.165 | 0 | 307 | 0.165 | 0 | 307 | 0.165 | 0 | DEER:HVAC_Split-Package_AC | Annual | 1719 | 306.8 | 0.1654 | 0 | 306.8 | 0.1654 | 0 | NE-HVAC-airAC-SpltPkg-240to759kBtuh-12p5eer_MZDEER2017AnyHtl1975CZ14cPVVG | 13484 | NE-HVAC-airAC-SpltPkg-240to759kBtuh-12p5eer_SZDEER2017AnyHtl1975CZ14cDXGF | 13483 |  | 319 | 0.153 | 0 | 258 | 0.215 | 0 | 319 | 0.153 | 0 | 258 | 0.215 | 0 | 239 | 37000 | 258 | 78900
NE-HVAC-airAC-SpltPkg-240to759kBtuh-12p5eer | DEER2017 | D17 v2 |  | Any | Htl | 1975 | CZ15 | cWtd | Cap-Tons | 257.8 | 45380 | None | 544 | 0.191 | 0 | 544 | 0.191 | 0 | 544 | 0.191 | 0 | 544 | 0.191 | 0 | DEER:HVAC_Split-Package_AC | Annual | 1719 | 543.8 | 0.1906 | 0 | 543.8 | 0.1906 | 0 | NE-HVAC-airAC-SpltPkg-240to759kBtuh-12p5eer_MZDEER2017AnyHtl1975CZ15cPVVG | 13486 | NE-HVAC-airAC-SpltPkg-240to759kBtuh-12p5eer_SZDEER2017AnyHtl1975CZ15cDXGF | 13485 |  | 554 | 0.176 | 0 | 503 | 0.249 | 0 | 554 | 0.176 | 0 | 503 | 0.249 | 0 | 254 | 37000 | 273 | 78900
NE-HVAC-airAC-SpltPkg-240to759kBtuh-12p5eer | DEER2017 | D17 v2 |  | Any | Htl | 1975 | CZ16 | cWtd | Cap-Tons | 168.4 | 45380 | None | 175 | 0.118 | 0 | 175 | 0.118 | 0 | 175 | 0.118 | 0 | 175 | 0.118 | 0 | DEER:HVAC_Split-Package_AC | Annual | 1719 | 174.8 | 0.1182 | 0 | 174.8 | 0.1182 | 0 | NE-HVAC-airAC-SpltPkg-240to759kBtuh-12p5eer_MZDEER2017AnyHtl1975CZ16cPVVG | 13488 | NE-HVAC-airAC-SpltPkg-240to759kBtuh-12p5eer_SZDEER2017AnyHtl1975CZ16cDXGF | 13487 |  | 184 | 0.108 | 0 | 138 | 0.159 | 0 | 184 | 0.108 | 0 | 138 | 0.159 | 0 | 167 | 37000 | 174 | 78900
NE-HVAC-airAC-SpltPkg-240to759kBtuh-12p5eer | DEER2017 | D17 v2 |  | Any | Htl | 1985 | CZ01 | cWtd | Cap-Tons | 119.2 | 45380 | None | 102 | 0.0791 | 0 | 102 | 0.0791 | 0 | 102 | 0.0791 | 0 | 102 | 0.0791 | 0 | DEER:HVAC_Split-Package_AC | Annual | 1719 | 102.06 | 0.0791 | 0 | 102.06 | 0.0791 | 0 | NE-HVAC-airAC-SpltPkg-240to759kBtuh-12p5eer_MZDEER2017AnyHtl1985CZ01cPVVG | 34818 | NE-HVAC-airAC-SpltPkg-240to759kBtuh-12p5eer_SZDEER2017AnyHtl1985CZ01cDXGF | 34817 |  | 120 | 0.0768 | 0 | 30.3 | 0.0883 | 0 | 120 | 0.0768 | 0 | 30.3 | 0.0883 | 0 | 116 | 37000 | 132 | 78900
NE-HVAC-airAC-SpltPkg-240to759kBtuh-12p5eer | DEER2017 | D17 v2 |  | Any | Htl | 1985 | CZ02 | cWtd | Cap-Tons | 165.6 | 45380 | None | 251 | 0.208 | 0 | 251 | 0.208 | 0 | 251 | 0.208 | 0 | 251 | 0.208 | 0 | DEER:HVAC_Split-Package_AC | Annual | 1719 | 250.6 | 0.2078 | 0 | 250.6 | 0.2078 | 0 | NE-HVAC-airAC-SpltPkg-240to759kBtuh-12p5eer_MZDEER2017AnyHtl1985CZ02cPVVG | 34820 | NE-HVAC-airAC-SpltPkg-240to759kBtuh-12p5eer_SZDEER2017AnyHtl1985CZ02cDXGF | 34819 |  | 270 | 0.203 | 0 | 173 | 0.227 | 0 | 270 | 0.203 | 0 | 173 | 0.227 | 0 | 161 | 37000 | 184 | 78900
NE-HVAC-airAC-SpltPkg-240to759kBtuh-12p5eer | DEER2017 | D17 v2 |  | Any | Htl | 1985 | CZ03 | cWtd | Cap-Tons | 148.8 | 45380 | None | 220 | 0.144 | 0 | 220 | 0.144 | 0 | 220 | 0.144 | 0 | 220 | 0.144 | 0 | DEER:HVAC_Split-Package_AC | Annual | 1719 | 219.8 | 0.1438 | 0 | 219.8 | 0.1438 | 0 | NE-HVAC-airAC-SpltPkg-240to759kBtuh-12p5eer_MZDEER2017AnyHtl1985CZ03cPVVG | 34822 | NE-HVAC-airAC-SpltPkg-240to759kBtuh-12p5eer_SZDEER2017AnyHtl1985CZ03cDXGF | 34821 |  | 250 | 0.14 | 0 | 99 | 0.159 | 0 | 250 | 0.14 | 0 | 99 | 0.159 | 0 | 145 | 37000 | 164 | 78900
NE-HVAC-airAC-SpltPkg-240to759kBtuh-12p5eer | DEER2017 | D17 v2 |  | Any | Htl | 1985 | CZ04 | cWtd | Cap-Tons | 170.4 | 45380 | None | 291 | 0.186 | 0 | 291 | 0.186 | 0 | 291 | 0.186 | 0 | 291 | 0.186 | 0 | DEER:HVAC_Split-Package_AC | Annual | 1719 | 291.4 | 0.1862 | 0 | 291.4 | 0.1862 | 0 | NE-HVAC-airAC-SpltPkg-240to759kBtuh-12p5eer_MZDEER2017AnyHtl1985CZ04cPVVG | 34824 | NE-HVAC-airAC-SpltPkg-240to759kBtuh-12p5eer_SZDEER2017AnyHtl1985CZ04cDXGF | 34823 |  | 317 | 0.181 | 0 | 189 | 0.207 | 0 | 317 | 0.181 | 0 | 189 | 0.207 | 0 | 166 | 37000 | 188 | 78900
NE-HVAC-airAC-SpltPkg-240to759kBtuh-12p5eer | DEER2017 | D17 v2 |  | Any | Htl | 1985 | CZ05 | cWtd | Cap-Tons | 137.4 | 45380 | None | 222 | 0.12 | 0 | 222 | 0.12 | 0 | 222 | 0.12 | 0 | 222 | 0.12 | 0 | DEER:HVAC_Split-Package_AC | Annual | 1719 | 222.4 | 0.1198 | 0 | 222.4 | 0.1198 | 0 | NE-HVAC-airAC-SpltPkg-240to759kBtuh-12p5eer_MZDEER2017AnyHtl1985CZ05cPVVG | 34826 | NE-HVAC-airAC-SpltPkg-240to759kBtuh-12p5eer_SZDEER2017AnyHtl1985CZ05cDXGF | 34825 |  | 250 | 0.117 | 0 | 112 | 0.131 | 0 | 250 | 0.117 | 0 | 112 | 0.131 | 0 | 133 | 37000 | 155 | 78900
NE-HVAC-airAC-SpltPkg-240to759kBtuh-12p5eer | DEER2017 | D17 v2 |  | Any | Htl | 1985 | CZ06 | cWtd | Cap-Tons | 154.4 | 45380 | None | 363 | 0.165 | 0 | 363 | 0.165 | 0 | 363 | 0.165 | 0 | 363 | 0.165 | 0 | DEER:HVAC_Split-Package_AC | Annual | 1719 | 362.8 | 0.1646 | 0 | 362.8 | 0.1646 | 0 | NE-HVAC-airAC-SpltPkg-240to759kBtuh-12p5eer_MZDEER2017AnyHtl1985CZ06cPVVG | 34828 | NE-HVAC-airAC-SpltPkg-240to759kBtuh-12p5eer_SZDEER2017AnyHtl1985CZ06cDXGF | 34827 |  | 397 | 0.159 | 0 | 226 | 0.187 | 0 | 397 | 0.159 | 0 | 226 | 0.187 | 0 | 150 | 37000 | 172 | 78900
NE-HVAC-airAC-SpltPkg-240to759kBtuh-12p5eer | DEER2017 | D17 v2 |  | Any | Htl | 1985 | CZ07 | cWtd | Cap-Tons | 137.8 | 45380 | None | 402 | 0.16 | 0 | 402 | 0.16 | 0 | 402 | 0.16 | 0 | 402 | 0.16 | 0 | DEER:HVAC_Split-Package_AC | Annual | 1719 | 402.4 | 0.1596 | 0 | 402.4 | 0.1596 | 0 | NE-HVAC-airAC-SpltPkg-240to759kBtuh-12p5eer_MZDEER2017AnyHtl1985CZ07cPVVG | 34830 | NE-HVAC-airAC-SpltPkg-240to759kBtuh-12p5eer_SZDEER2017AnyHtl1985CZ07cDXGF | 34829 |  | 441 | 0.153 | 0 | 248 | 0.186 | 0 | 441 | 0.153 | 0 | 248 | 0.186 | 0 | 134 | 37000 | 153 | 78900
NE-HVAC-airAC-SpltPkg-240to759kBtuh-12p5eer | DEER2017 | D17 v2 |  | Any | Htl | 1985 | CZ08 | cWtd | Cap-Tons | 184.2 | 45380 | None | 364 | 0.17 | 0 | 364 | 0.17 | 0 | 364 | 0.17 | 0 | 364 | 0.17 | 0 | DEER:HVAC_Split-Package_AC | Annual | 1719 | 364.4 | 0.1702 | 0 | 364.4 | 0.1702 | 0 | NE-HVAC-airAC-SpltPkg-240to759kBtuh-12p5eer_MZDEER2017AnyHtl1985CZ08cPVVG | 34832 | NE-HVAC-airAC-SpltPkg-240to759kBtuh-12p5eer_SZDEER2017AnyHtl1985CZ08cDXGF | 34831 |  | 399 | 0.165 | 0 | 226 | 0.191 | 0 | 399 | 0.165 | 0 | 226 | 0.191 | 0 | 179 | 37000 | 205 | 78900
NE-HVAC-airAC-SpltPkg-240to759kBtuh-12p5eer | DEER2017 | D17 v2 |  | Any | Htl | 1985 | CZ09 | cWtd | Cap-Tons | 214.6 | 45380 | None | 340 | 0.202 | 0 | 340 | 0.202 | 0 | 340 | 0.202 | 0 | 340 | 0.202 | 0 | DEER:HVAC_Split-Package_AC | Annual | 1719 | 339.6 | 0.2024 | 0 | 339.6 | 0.2024 | 0 | NE-HVAC-airAC-SpltPkg-240to759kBtuh-12p5eer_MZDEER2017AnyHtl1985CZ09cPVVG | 34834 | NE-HVAC-airAC-SpltPkg-240to759kBtuh-12p5eer_SZDEER2017AnyHtl1985CZ09cDXGF | 34833 |  | 370 | 0.196 | 0 | 218 | 0.228 | 0 | 370 | 0.196 | 0 | 218 | 0.228 | 0 | 208 | 37000 | 241 | 78900
NE-HVAC-airAC-SpltPkg-240to759kBtuh-12p5eer | DEER2017 | D17 v2 |  | Any | Htl | 1985 | CZ10 | cWtd | Cap-Tons | 210.6 | 45380 | None | 352 | 0.22 | 0 | 352 | 0.22 | 0 | 352 | 0.22 | 0 | 352 | 0.22 | 0 | DEER:HVAC_Split-Package_AC | Annual | 1719 | 352.4 | 0.2202 | 0 | 352.4 | 0.2202 | 0 | NE-HVAC-airAC-SpltPkg-240to759kBtuh-12p5eer_MZDEER2017AnyHtl1985CZ10cPVVG | 34836 | NE-HVAC-airAC-SpltPkg-240to759kBtuh-12p5eer_SZDEER2017AnyHtl1985CZ10cDXGF | 34835 |  | 379 | 0.213 | 0 | 246 | 0.249 | 0 | 379 | 0.213 | 0 | 246 | 0.249 | 0 | 204 | 37000 | 237 | 78900
NE-HVAC-airAC-SpltPkg-240to759kBtuh-12p5eer | DEER2017 | D17 v2 |  | Any | Htl | 1985 | CZ11 | cWtd | Cap-Tons | 208.8 | 45380 | None | 344 | 0.191 | 0 | 344 | 0.191 | 0 | 344 | 0.191 | 0 | 344 | 0.191 | 0 | DEER:HVAC_Split-Package_AC | Annual | 1719 | 344.4 | 0.1912 | 0 | 344.4 | 0.1912 | 0 | NE-HVAC-airAC-SpltPkg-240to759kBtuh-12p5eer_MZDEER2017AnyHtl1985CZ11cPVVG | 34838 | NE-HVAC-airAC-SpltPkg-240to759kBtuh-12p5eer_SZDEER2017AnyHtl1985CZ11cDXGF | 34837 |  | 363 | 0.186 | 0 | 270 | 0.212 | 0 | 363 | 0.186 | 0 | 270 | 0.212 | 0 | 202 | 37000 | 236 | 78900
NE-HVAC-airAC-SpltPkg-240to759kBtuh-12p5eer | DEER2017 | D17 v2 |  | Any | Htl | 1985 | CZ12 | cWtd | Cap-Tons | 210.4 | 45380 | None | 288 | 0.184 | 0 | 288 | 0.184 | 0 | 288 | 0.184 | 0 | 288 | 0.184 | 0 | DEER:HVAC_Split-Package_AC | Annual | 1719 | 288 | 0.1836 | 0 | 288 | 0.1836 | 0 | NE-HVAC-airAC-SpltPkg-240to759kBtuh-12p5eer_MZDEER2017AnyHtl1985CZ12cPVVG | 34840 | NE-HVAC-airAC-SpltPkg-240to759kBtuh-12p5eer_SZDEER2017AnyHtl1985CZ12cDXGF | 34839 |  | 309 | 0.18 | 0 | 204 | 0.198 | 0 | 309 | 0.18 | 0 | 204 | 0.198 | 0 | 204 | 37000 | 236 | 78900
NE-HVAC-airAC-SpltPkg-240to759kBtuh-12p5eer | DEER2017 | D17 v2 |  | Any | Htl | 1985 | CZ13 | cWtd | Cap-Tons | 208.2 | 45380 | None | 364 | 0.191 | 0 | 364 | 0.191 | 0 | 364 | 0.191 | 0 | 364 | 0.191 | 0 | DEER:HVAC_Split-Package_AC | Annual | 1719 | 364 | 0.1914 | 0 | 364 | 0.1914 | 0 | NE-HVAC-airAC-SpltPkg-240to759kBtuh-12p5eer_MZDEER2017AnyHtl1985CZ13cPVVG | 34842 | NE-HVAC-airAC-SpltPkg-240to759kBtuh-12p5eer_SZDEER2017AnyHtl1985CZ13cDXGF | 34841 |  | 382 | 0.186 | 0 | 292 | 0.213 | 0 | 382 | 0.186 | 0 | 292 | 0.213 | 0 | 202 | 37000 | 233 | 78900
NE-HVAC-airAC-SpltPkg-240to759kBtuh-12p5eer | DEER2017 | D17 v2 |  | Any | Htl | 1985 | CZ14 | cWtd | Cap-Tons | 216.8 | 45380 | None | 332 | 0.188 | 0 | 332 | 0.188 | 0 | 332 | 0.188 | 0 | 332 | 0.188 | 0 | DEER:HVAC_Split-Package_AC | Annual | 1719 | 332 | 0.1884 | 0 | 332 | 0.1884 | 0 | NE-HVAC-airAC-SpltPkg-240to759kBtuh-12p5eer_MZDEER2017AnyHtl1985CZ14cPVVG | 34844 | NE-HVAC-airAC-SpltPkg-240to759kBtuh-12p5eer_SZDEER2017AnyHtl1985CZ14cDXGF | 34843 |  | 349 | 0.182 | 0 | 264 | 0.214 | 0 | 349 | 0.182 | 0 | 264 | 0.214 | 0 | 210 | 37000 | 244 | 78900
NE-HVAC-airAC-SpltPkg-240to759kBtuh-12p5eer | DEER2017 | D17 v2 |  | Any | Htl | 1985 | CZ15 | cWtd | Cap-Tons | 224.6 | 45380 | None | 603 | 0.223 | 0 | 603 | 0.223 | 0 | 603 | 0.223 | 0 | 603 | 0.223 | 0 | DEER:HVAC_Split-Package_AC | Annual | 1719 | 602.6 | 0.2226 | 0 | 602.6 | 0.2226 | 0 | NE-HVAC-airAC-SpltPkg-240to759kBtuh-12p5eer_MZDEER2017AnyHtl1985CZ15cPVVG | 34846 | NE-HVAC-airAC-SpltPkg-240to759kBtuh-12p5eer_SZDEER2017AnyHtl1985CZ15cDXGF | 34845 |  | 621 | 0.215 | 0 | 529 | 0.253 | 0 | 621 | 0.215 | 0 | 529 | 0.253 | 0 | 218 | 37000 | 251 | 78900
NE-HVAC-airAC-SpltPkg-240to759kBtuh-12p5eer | DEER2017 | D17 v2 |  | Any | Htl | 1985 | CZ16 | cWtd | Cap-Tons | 149.6 | 45380 | None | 208 | 0.142 | 0 | 208 | 0.142 | 0 | 208 | 0.142 | 0 | 208 | 0.142 | 0 | DEER:HVAC_Split-Package_AC | Annual | 1719 | 207.6 | 0.1416 | 0 | 207.6 | 0.1416 | 0 | NE-HVAC-airAC-SpltPkg-240to759kBtuh-12p5eer_MZDEER2017AnyHtl1985CZ16cPVVG | 34848 | NE-HVAC-airAC-SpltPkg-240to759kBtuh-12p5eer_SZDEER2017AnyHtl1985CZ16cDXGF | 34847 |  | 224 | 0.137 | 0 | 142 | 0.16 | 0 | 224 | 0.137 | 0 | 142 | 0.16 | 0 | 146 | 37000 | 164 | 78900
NE-HVAC-airAC-SpltPkg-240to759kBtuh-12p5eer | DEER2017 | D17 v2 |  | Any | Htl | 1996 | CZ01 | cWtd | Cap-Tons | 98 | 45380 | None | 119 | 0.0823 | 0 | 119 | 0.0823 | 0 | 119 | 0.0823 | 0 | 119 | 0.0823 | 0 | DEER:HVAC_Split-Package_AC | Annual | 1719 | 119.12 | 0.08226 | 0 | 119.12 | 0.08226 | 0 | NE-HVAC-airAC-SpltPkg-240to759kBtuh-12p5eer_MZDEER2017AnyHtl1996CZ01cPVVG | 56178 | NE-HVAC-airAC-SpltPkg-240to759kBtuh-12p5eer_SZDEER2017AnyHtl1996CZ01cDXGF | 56177 |  | 142 | 0.0817 | 0 | 27.6 | 0.0845 | 0 | 142 | 0.0817 | 0 | 27.6 | 0.0845 | 0 | 93 | 37000 | 118 | 78900
NE-HVAC-airAC-SpltPkg-240to759kBtuh-12p5eer | DEER2017 | D17 v2 |  | Any | Htl | 1996 | CZ02 | cWtd | Cap-Tons | 142.6 | 45380 | None | 249 | 0.22 | 0 | 249 | 0.22 | 0 | 249 | 0.22 | 0 | 249 | 0.22 | 0 | DEER:HVAC_Split-Package_AC | Annual | 1719 | 249 | 0.22 | 0 | 249 | 0.22 | 0 | NE-HVAC-airAC-SpltPkg-240to759kBtuh-12p5eer_MZDEER2017AnyHtl1996CZ02cPVVG | 56180 | NE-HVAC-airAC-SpltPkg-240to759kBtuh-12p5eer_SZDEER2017AnyHtl1996CZ02cDXGF | 56179 |  | 269 | 0.219 | 0 | 169 | 0.224 | 0 | 269 | 0.219 | 0 | 169 | 0.224 | 0 | 136 | 37000 | 169 | 78900
NE-HVAC-airAC-SpltPkg-240to759kBtuh-12p5eer | DEER2017 | D17 v2 |  | Any | Htl | 1996 | CZ03 | cWtd | Cap-Tons | 127.6 | 45380 | None | 211 | 0.152 | 0 | 211 | 0.152 | 0 | 211 | 0.152 | 0 | 211 | 0.152 | 0 | DEER:HVAC_Split-Package_AC | Annual | 1719 | 210.56 | 0.1516 | 0 | 210.56 | 0.1516 | 0 | NE-HVAC-airAC-SpltPkg-240to759kBtuh-12p5eer_MZDEER2017AnyHtl1996CZ03cPVVG | 56182 | NE-HVAC-airAC-SpltPkg-240to759kBtuh-12p5eer_SZDEER2017AnyHtl1996CZ03cDXGF | 56181 |  | 240 | 0.15 | 0 | 92.8 | 0.158 | 0 | 240 | 0.15 | 0 | 92.8 | 0.158 | 0 | 122 | 37000 | 150 | 78900
NE-HVAC-airAC-SpltPkg-240to759kBtuh-12p5eer | DEER2017 | D17 v2 |  | Any | Htl | 1996 | CZ04 | cWtd | Cap-Tons | 148.2 | 45380 | None | 293 | 0.195 | 0 | 293 | 0.195 | 0 | 293 | 0.195 | 0 | 293 | 0.195 | 0 | DEER:HVAC_Split-Package_AC | Annual | 1719 | 292.8 | 0.1948 | 0 | 292.8 | 0.1948 | 0 | NE-HVAC-airAC-SpltPkg-240to759kBtuh-12p5eer_MZDEER2017AnyHtl1996CZ04cPVVG | 56184 | NE-HVAC-airAC-SpltPkg-240to759kBtuh-12p5eer_SZDEER2017AnyHtl1996CZ04cDXGF | 56183 |  | 320 | 0.192 | 0 | 184 | 0.206 | 0 | 320 | 0.192 | 0 | 184 | 0.206 | 0 | 142 | 37000 | 173 | 78900
NE-HVAC-airAC-SpltPkg-240to759kBtuh-12p5eer | DEER2017 | D17 v2 |  | Any | Htl | 1996 | CZ05 | cWtd | Cap-Tons | 116.8 | 45380 | None | 220 | 0.127 | 0 | 220 | 0.127 | 0 | 220 | 0.127 | 0 | 220 | 0.127 | 0 | DEER:HVAC_Split-Package_AC | Annual | 1719 | 220.2 | 0.1266 | 0 | 220.2 | 0.1266 | 0 | NE-HVAC-airAC-SpltPkg-240to759kBtuh-12p5eer_MZDEER2017AnyHtl1996CZ05cPVVG | 56186 | NE-HVAC-airAC-SpltPkg-240to759kBtuh-12p5eer_SZDEER2017AnyHtl1996CZ05cDXGF | 56185 |  | 249 | 0.126 | 0 | 105 | 0.129 | 0 | 249 | 0.126 | 0 | 105 | 0.129 | 0 | 111 | 37000 | 140 | 78900
NE-HVAC-airAC-SpltPkg-240to759kBtuh-12p5eer | DEER2017 | D17 v2 |  | Any | Htl | 1996 | CZ06 | cWtd | Cap-Tons | 148.8 | 45380 | None | 340 | 0.157 | 0 | 340 | 0.157 | 0 | 340 | 0.157 | 0 | 340 | 0.157 | 0 | DEER:HVAC_Split-Package_AC | Annual | 1719 | 339.8 | 0.157 | 0 | 339.8 | 0.157 | 0 | NE-HVAC-airAC-SpltPkg-240to759kBtuh-12p5eer_MZDEER2017AnyHtl1996CZ06cPVVG | 56188 | NE-HVAC-airAC-SpltPkg-240to759kBtuh-12p5eer_SZDEER2017AnyHtl1996CZ06cDXGF | 56187 |  | 380 | 0.155 | 0 | 179 | 0.165 | 0 | 380 | 0.155 | 0 | 179 | 0.165 | 0 | 141 | 37000 | 180 | 78900
NE-HVAC-airAC-SpltPkg-240to759kBtuh-12p5eer | DEER2017 | D17 v2 |  | Any | Htl | 1996 | CZ07 | cWtd | Cap-Tons | 116.6 | 45380 | None | 420 | 0.172 | 0 | 420 | 0.172 | 0 | 420 | 0.172 | 0 | 420 | 0.172 | 0 | DEER:HVAC_Split-Package_AC | Annual | 1719 | 419.6 | 0.1722 | 0 | 419.6 | 0.1722 | 0 | NE-HVAC-airAC-SpltPkg-240to759kBtuh-12p5eer_MZDEER2017AnyHtl1996CZ07cPVVG | 56190 | NE-HVAC-airAC-SpltPkg-240to759kBtuh-12p5eer_SZDEER2017AnyHtl1996CZ07cDXGF | 56189 |  | 465 | 0.169 | 0 | 238 | 0.185 | 0 | 465 | 0.169 | 0 | 238 | 0.185 | 0 | 111 | 37000 | 139 | 78900
NE-HVAC-airAC-SpltPkg-240to759kBtuh-12p5eer | DEER2017 | D17 v2 |  | Any | Htl | 1996 | CZ08 | cWtd | Cap-Tons | 160.2 | 45380 | None | 374 | 0.178 | 0 | 374 | 0.178 | 0 | 374 | 0.178 | 0 | 374 | 0.178 | 0 | DEER:HVAC_Split-Package_AC | Annual | 1719 | 374.2 | 0.1778 | 0 | 374.2 | 0.1778 | 0 | NE-HVAC-airAC-SpltPkg-240to759kBtuh-12p5eer_MZDEER2017AnyHtl1996CZ08cPVVG | 56192 | NE-HVAC-airAC-SpltPkg-240to759kBtuh-12p5eer_SZDEER2017AnyHtl1996CZ08cDXGF | 56191 |  | 413 | 0.175 | 0 | 219 | 0.189 | 0 | 413 | 0.175 | 0 | 219 | 0.189 | 0 | 153 | 37000 | 189 | 78900
NE-HVAC-airAC-SpltPkg-240to759kBtuh-12p5eer | DEER2017 | D17 v2 |  | Any | Htl | 1996 | CZ09 | cWtd | Cap-Tons | 189.6 | 45380 | None | 345 | 0.21 | 0 | 345 | 0.21 | 0 | 345 | 0.21 | 0 | 345 | 0.21 | 0 | DEER:HVAC_Split-Package_AC | Annual | 1719 | 344.8 | 0.2104 | 0 | 344.8 | 0.2104 | 0 | NE-HVAC-airAC-SpltPkg-240to759kBtuh-12p5eer_MZDEER2017AnyHtl1996CZ09cPVVG | 56194 | NE-HVAC-airAC-SpltPkg-240to759kBtuh-12p5eer_SZDEER2017AnyHtl1996CZ09cDXGF | 56193 |  | 378 | 0.207 | 0 | 212 | 0.224 | 0 | 378 | 0.207 | 0 | 212 | 0.224 | 0 | 181 | 37000 | 224 | 78900
NE-HVAC-airAC-SpltPkg-240to759kBtuh-12p5eer | DEER2017 | D17 v2 |  | Any | Htl | 1996 | CZ10 | cWtd | Cap-Tons | 185.6 | 45380 | None | 360 | 0.228 | 0 | 360 | 0.228 | 0 | 360 | 0.228 | 0 | 360 | 0.228 | 0 | DEER:HVAC_Split-Package_AC | Annual | 1719 | 360.2 | 0.2276 | 0 | 360.2 | 0.2276 | 0 | NE-HVAC-airAC-SpltPkg-240to759kBtuh-12p5eer_MZDEER2017AnyHtl1996CZ10cPVVG | 56196 | NE-HVAC-airAC-SpltPkg-240to759kBtuh-12p5eer_SZDEER2017AnyHtl1996CZ10cDXGF | 56195 |  | 390 | 0.224 | 0 | 241 | 0.242 | 0 | 390 | 0.224 | 0 | 241 | 0.242 | 0 | 177 | 37000 | 220 | 78900
NE-HVAC-airAC-SpltPkg-240to759kBtuh-12p5eer | DEER2017 | D17 v2 |  | Any | Htl | 1996 | CZ11 | cWtd | Cap-Tons | 178 | 45380 | None | 359 | 0.203 | 0 | 359 | 0.203 | 0 | 359 | 0.203 | 0 | 359 | 0.203 | 0 | DEER:HVAC_Split-Package_AC | Annual | 1719 | 358.8 | 0.2028 | 0 | 358.8 | 0.2028 | 0 | NE-HVAC-airAC-SpltPkg-240to759kBtuh-12p5eer_MZDEER2017AnyHtl1996CZ11cPVVG | 56198 | NE-HVAC-airAC-SpltPkg-240to759kBtuh-12p5eer_SZDEER2017AnyHtl1996CZ11cDXGF | 56197 |  | 382 | 0.201 | 0 | 266 | 0.21 | 0 | 382 | 0.201 | 0 | 266 | 0.21 | 0 | 169 | 37000 | 214 | 78900
NE-HVAC-airAC-SpltPkg-240to759kBtuh-12p5eer | DEER2017 | D17 v2 |  | Any | Htl | 1996 | CZ12 | cWtd | Cap-Tons | 180.6 | 45380 | None | 295 | 0.191 | 0 | 295 | 0.191 | 0 | 295 | 0.191 | 0 | 295 | 0.191 | 0 | DEER:HVAC_Split-Package_AC | Annual | 1719 | 294.8 | 0.1912 | 0 | 294.8 | 0.1912 | 0 | NE-HVAC-airAC-SpltPkg-240to759kBtuh-12p5eer_MZDEER2017AnyHtl1996CZ12cPVVG | 56200 | NE-HVAC-airAC-SpltPkg-240to759kBtuh-12p5eer_SZDEER2017AnyHtl1996CZ12cDXGF | 56199 |  | 319 | 0.19 | 0 | 198 | 0.196 | 0 | 319 | 0.19 | 0 | 198 | 0.196 | 0 | 172 | 37000 | 215 | 78900
NE-HVAC-airAC-SpltPkg-240to759kBtuh-12p5eer | DEER2017 | D17 v2 |  | Any | Htl | 1996 | CZ13 | cWtd | Cap-Tons | 178.4 | 45380 | None | 377 | 0.202 | 0 | 377 | 0.202 | 0 | 377 | 0.202 | 0 | 377 | 0.202 | 0 | DEER:HVAC_Split-Package_AC | Annual | 1719 | 377 | 0.2024 | 0 | 377 | 0.2024 | 0 | NE-HVAC-airAC-SpltPkg-240to759kBtuh-12p5eer_MZDEER2017AnyHtl1996CZ13cPVVG | 56202 | NE-HVAC-airAC-SpltPkg-240to759kBtuh-12p5eer_SZDEER2017AnyHtl1996CZ13cDXGF | 56201 |  | 399 | 0.199 | 0 | 289 | 0.216 | 0 | 399 | 0.199 | 0 | 289 | 0.216 | 0 | 170 | 37000 | 212 | 78900
NE-HVAC-airAC-SpltPkg-240to759kBtuh-12p5eer | DEER2017 | D17 v2 |  | Any | Htl | 1996 | CZ14 | cWtd | Cap-Tons | 187.8 | 45380 | None | 342 | 0.199 | 0 | 342 | 0.199 | 0 | 342 | 0.199 | 0 | 342 | 0.199 | 0 | DEER:HVAC_Split-Package_AC | Annual | 1719 | 342.2 | 0.1986 | 0 | 342.2 | 0.1986 | 0 | NE-HVAC-airAC-SpltPkg-240to759kBtuh-12p5eer_MZDEER2017AnyHtl1996CZ14cPVVG | 56204 | NE-HVAC-airAC-SpltPkg-240to759kBtuh-12p5eer_SZDEER2017AnyHtl1996CZ14cDXGF | 56203 |  | 363 | 0.195 | 0 | 259 | 0.213 | 0 | 363 | 0.195 | 0 | 259 | 0.213 | 0 | 179 | 37000 | 223 | 78900
NE-HVAC-airAC-SpltPkg-240to759kBtuh-12p5eer | DEER2017 | D17 v2 |  | Any | Htl | 1996 | CZ15 | cWtd | Cap-Tons | 193.8 | 45380 | None | 626 | 0.231 | 0 | 626 | 0.231 | 0 | 626 | 0.231 | 0 | 626 | 0.231 | 0 | DEER:HVAC_Split-Package_AC | Annual | 1719 | 625.8 | 0.2306 | 0 | 625.8 | 0.2306 | 0 | NE-HVAC-airAC-SpltPkg-240to759kBtuh-12p5eer_MZDEER2017AnyHtl1996CZ15cPVVG | 56206 | NE-HVAC-airAC-SpltPkg-240to759kBtuh-12p5eer_SZDEER2017AnyHtl1996CZ15cDXGF | 56205 |  | 650 | 0.226 | 0 | 529 | 0.249 | 0 | 650 | 0.226 | 0 | 529 | 0.249 | 0 | 185 | 37000 | 229 | 78900
NE-HVAC-airAC-SpltPkg-240to759kBtuh-12p5eer | DEER2017 | D17 v2 |  | Any | Htl | 1996 | CZ16 | cWtd | Cap-Tons | 125.4 | 45380 | None | 212 | 0.153 | 0 | 212 | 0.153 | 0 | 212 | 0.153 | 0 | 212 | 0.153 | 0 | DEER:HVAC_Split-Package_AC | Annual | 1719 | 212 | 0.1528 | 0 | 212 | 0.1528 | 0 | NE-HVAC-airAC-SpltPkg-240to759kBtuh-12p5eer_MZDEER2017AnyHtl1996CZ16cPVVG | 56208 | NE-HVAC-airAC-SpltPkg-240to759kBtuh-12p5eer_SZDEER2017AnyHtl1996CZ16cDXGF | 56207 |  | 231 | 0.151 | 0 | 136 | 0.16 | 0 | 231 | 0.151 | 0 | 136 | 0.16 | 0 | 120 | 37000 | 147 | 78900
NE-HVAC-airAC-SpltPkg-240to759kBtuh-12p5eer | DEER2017 | D17 v2 |  | Any | Htl | 2003 | CZ01 | cWtd | Cap-Tons | 90.88 | 45380 | None | 108 | 0.087 | 0 | 108 | 0.087 | 0 | 108 | 0.087 | 0 | 108 | 0.087 | 0 | DEER:HVAC_Split-Package_AC | Annual | 1719 | 107.8 | 0.08702 | 0 | 107.8 | 0.08702 | 0 | NE-HVAC-airAC-SpltPkg-240to759kBtuh-12p5eer_MZDEER2017AnyHtl2003CZ01cPVVG | 77538 | NE-HVAC-airAC-SpltPkg-240to759kBtuh-12p5eer_SZDEER2017AnyHtl2003CZ01cDXGF | 77537 |  | 128 | 0.0883 | 0 | 27 | 0.0819 | 0 | 128 | 0.0883 | 0 | 27 | 0.0819 | 0 | 85.1 | 37000 | 114 | 78900
NE-HVAC-airAC-SpltPkg-240to759kBtuh-12p5eer | DEER2017 | D17 v2 |  | Any | Htl | 2003 | CZ02 | cWtd | Cap-Tons | 136.2 | 45380 | None | 214 | 0.206 | 0 | 214 | 0.206 | 0 | 214 | 0.206 | 0 | 214 | 0.206 | 0 | DEER:HVAC_Split-Package_AC | Annual | 1719 | 213.6 | 0.2058 | 0 | 213.6 | 0.2058 | 0 | NE-HVAC-airAC-SpltPkg-240to759kBtuh-12p5eer_MZDEER2017AnyHtl2003CZ02cPVVG | 77540 | NE-HVAC-airAC-SpltPkg-240to759kBtuh-12p5eer_SZDEER2017AnyHtl2003CZ02cDXGF | 77539 |  | 229 | 0.204 | 0 | 152 | 0.213 | 0 | 229 | 0.204 | 0 | 152 | 0.213 | 0 | 128 | 37000 | 169 | 78900
NE-HVAC-airAC-SpltPkg-240to759kBtuh-12p5eer | DEER2017 | D17 v2 |  | Any | Htl | 2003 | CZ03 | cWtd | Cap-Tons | 113.4 | 45380 | None | 198 | 0.157 | 0 | 198 | 0.157 | 0 | 198 | 0.157 | 0 | 198 | 0.157 | 0 | DEER:HVAC_Split-Package_AC | Annual | 1719 | 198.2 | 0.1572 | 0 | 198.2 | 0.1572 | 0 | NE-HVAC-airAC-SpltPkg-240to759kBtuh-12p5eer_MZDEER2017AnyHtl2003CZ03cPVVG | 77542 | NE-HVAC-airAC-SpltPkg-240to759kBtuh-12p5eer_SZDEER2017AnyHtl2003CZ03cDXGF | 77541 |  | 223 | 0.155 | 0 | 99 | 0.166 | 0 | 223 | 0.155 | 0 | 99 | 0.166 | 0 | 107 | 37000 | 139 | 78900
NE-HVAC-airAC-SpltPkg-240to759kBtuh-12p5eer | DEER2017 | D17 v2 |  | Any | Htl | 2003 | CZ04 | cWtd | Cap-Tons | 137.6 | 45380 | None | 267 | 0.193 | 0 | 267 | 0.193 | 0 | 267 | 0.193 | 0 | 267 | 0.193 | 0 | DEER:HVAC_Split-Package_AC | Annual | 1719 | 266.6 | 0.1934 | 0 | 266.6 | 0.1934 | 0 | NE-HVAC-airAC-SpltPkg-240to759kBtuh-12p5eer_MZDEER2017AnyHtl2003CZ04cPVVG | 77544 | NE-HVAC-airAC-SpltPkg-240to759kBtuh-12p5eer_SZDEER2017AnyHtl2003CZ04cDXGF | 77543 |  | 288 | 0.191 | 0 | 181 | 0.203 | 0 | 288 | 0.191 | 0 | 181 | 0.203 | 0 | 130 | 37000 | 168 | 78900
NE-HVAC-airAC-SpltPkg-240to759kBtuh-12p5eer | DEER2017 | D17 v2 |  | Any | Htl | 2003 | CZ05 | cWtd | Cap-Tons | 108.8 | 45380 | None | 188 | 0.123 | 0 | 188 | 0.123 | 0 | 188 | 0.123 | 0 | 188 | 0.123 | 0 | DEER:HVAC_Split-Package_AC | Annual | 1719 | 187.6 | 0.1228 | 0 | 187.6 | 0.1228 | 0 | NE-HVAC-airAC-SpltPkg-240to759kBtuh-12p5eer_MZDEER2017AnyHtl2003CZ05cPVVG | 77546 | NE-HVAC-airAC-SpltPkg-240to759kBtuh-12p5eer_SZDEER2017AnyHtl2003CZ05cDXGF | 77545 |  | 209 | 0.122 | 0 | 102 | 0.126 | 0 | 209 | 0.122 | 0 | 102 | 0.126 | 0 | 102 | 37000 | 136 | 78900
NE-HVAC-airAC-SpltPkg-240to759kBtuh-12p5eer | DEER2017 | D17 v2 |  | Any | Htl | 2003 | CZ06 | cWtd | Cap-Tons | 140.8 | 45380 | None | 315 | 0.157 | 0 | 315 | 0.157 | 0 | 315 | 0.157 | 0 | 315 | 0.157 | 0 | DEER:HVAC_Split-Package_AC | Annual | 1719 | 315 | 0.1568 | 0 | 315 | 0.1568 | 0 | NE-HVAC-airAC-SpltPkg-240to759kBtuh-12p5eer_MZDEER2017AnyHtl2003CZ06cPVVG | 77548 | NE-HVAC-airAC-SpltPkg-240to759kBtuh-12p5eer_SZDEER2017AnyHtl2003CZ06cDXGF | 77547 |  | 349 | 0.155 | 0 | 179 | 0.164 | 0 | 349 | 0.155 | 0 | 179 | 0.164 | 0 | 132 | 37000 | 176 | 78900
NE-HVAC-airAC-SpltPkg-240to759kBtuh-12p5eer | DEER2017 | D17 v2 |  | Any | Htl | 2003 | CZ07 | cWtd | Cap-Tons | 110.4 | 45380 | None | 402 | 0.176 | 0 | 402 | 0.176 | 0 | 402 | 0.176 | 0 | 402 | 0.176 | 0 | DEER:HVAC_Split-Package_AC | Annual | 1719 | 401.6 | 0.176 | 0 | 401.6 | 0.176 | 0 | NE-HVAC-airAC-SpltPkg-240to759kBtuh-12p5eer_MZDEER2017AnyHtl2003CZ07cPVVG | 77550 | NE-HVAC-airAC-SpltPkg-240to759kBtuh-12p5eer_SZDEER2017AnyHtl2003CZ07cDXGF | 77549 |  | 442 | 0.174 | 0 | 240 | 0.184 | 0 | 442 | 0.174 | 0 | 240 | 0.184 | 0 | 104 | 37000 | 136 | 78900
NE-HVAC-airAC-SpltPkg-240to759kBtuh-12p5eer | DEER2017 | D17 v2 |  | Any | Htl | 2003 | CZ08 | cWtd | Cap-Tons | 151.4 | 45380 | None | 348 | 0.177 | 0 | 348 | 0.177 | 0 | 348 | 0.177 | 0 | 348 | 0.177 | 0 | DEER:HVAC_Split-Package_AC | Annual | 1719 | 347.8 | 0.1768 | 0 | 347.8 | 0.1768 | 0 | NE-HVAC-airAC-SpltPkg-240to759kBtuh-12p5eer_MZDEER2017AnyHtl2003CZ08cPVVG | 77552 | NE-HVAC-airAC-SpltPkg-240to759kBtuh-12p5eer_SZDEER2017AnyHtl2003CZ08cDXGF | 77551 |  | 380 | 0.174 | 0 | 219 | 0.188 | 0 | 380 | 0.174 | 0 | 219 | 0.188 | 0 | 143 | 37000 | 185 | 78900
NE-HVAC-airAC-SpltPkg-240to759kBtuh-12p5eer | DEER2017 | D17 v2 |  | Any | Htl | 2003 | CZ09 | cWtd | Cap-Tons | 174.8 | 45380 | None | 330 | 0.214 | 0 | 330 | 0.214 | 0 | 330 | 0.214 | 0 | 330 | 0.214 | 0 | DEER:HVAC_Split-Package_AC | Annual | 1719 | 329.8 | 0.2138 | 0 | 329.8 | 0.2138 | 0 | NE-HVAC-airAC-SpltPkg-240to759kBtuh-12p5eer_MZDEER2017AnyHtl2003CZ09cPVVG | 77554 | NE-HVAC-airAC-SpltPkg-240to759kBtuh-12p5eer_SZDEER2017AnyHtl2003CZ09cDXGF | 77553 |  | 358 | 0.211 | 0 | 217 | 0.225 | 0 | 358 | 0.211 | 0 | 217 | 0.225 | 0 | 165 | 37000 | 214 | 78900
NE-HVAC-airAC-SpltPkg-240to759kBtuh-12p5eer | DEER2017 | D17 v2 |  | Any | Htl | 2003 | CZ10 | cWtd | Cap-Tons | 161.8 | 45380 | None | 344 | 0.229 | 0 | 344 | 0.229 | 0 | 344 | 0.229 | 0 | 344 | 0.229 | 0 | DEER:HVAC_Split-Package_AC | Annual | 1719 | 344 | 0.2288 | 0 | 344 | 0.2288 | 0 | NE-HVAC-airAC-SpltPkg-240to759kBtuh-12p5eer_MZDEER2017AnyHtl2003CZ10cPVVG | 77556 | NE-HVAC-airAC-SpltPkg-240to759kBtuh-12p5eer_SZDEER2017AnyHtl2003CZ10cDXGF | 77555 |  | 369 | 0.226 | 0 | 244 | 0.24 | 0 | 369 | 0.226 | 0 | 244 | 0.24 | 0 | 152 | 37000 | 201 | 78900
NE-HVAC-airAC-SpltPkg-240to759kBtuh-12p5eer | DEER2017 | D17 v2 |  | Any | Htl | 2003 | CZ11 | cWtd | Cap-Tons | 160.2 | 45380 | None | 345 | 0.204 | 0 | 345 | 0.204 | 0 | 345 | 0.204 | 0 | 345 | 0.204 | 0 | DEER:HVAC_Split-Package_AC | Annual | 1719 | 345.4 | 0.2038 | 0 | 345.4 | 0.2038 | 0 | NE-HVAC-airAC-SpltPkg-240to759kBtuh-12p5eer_MZDEER2017AnyHtl2003CZ11cPVVG | 77558 | NE-HVAC-airAC-SpltPkg-240to759kBtuh-12p5eer_SZDEER2017AnyHtl2003CZ11cDXGF | 77557 |  | 364 | 0.202 | 0 | 271 | 0.211 | 0 | 364 | 0.202 | 0 | 271 | 0.211 | 0 | 150 | 37000 | 201 | 78900
NE-HVAC-airAC-SpltPkg-240to759kBtuh-12p5eer | DEER2017 | D17 v2 |  | Any | Htl | 2003 | CZ12 | cWtd | Cap-Tons | 164 | 45380 | None | 272 | 0.189 | 0 | 272 | 0.189 | 0 | 272 | 0.189 | 0 | 272 | 0.189 | 0 | DEER:HVAC_Split-Package_AC | Annual | 1719 | 271.8 | 0.1894 | 0 | 271.8 | 0.1894 | 0 | NE-HVAC-airAC-SpltPkg-240to759kBtuh-12p5eer_MZDEER2017AnyHtl2003CZ12cPVVG | 77560 | NE-HVAC-airAC-SpltPkg-240to759kBtuh-12p5eer_SZDEER2017AnyHtl2003CZ12cDXGF | 77559 |  | 290 | 0.188 | 0 | 199 | 0.195 | 0 | 290 | 0.188 | 0 | 199 | 0.195 | 0 | 154 | 37000 | 204 | 78900
NE-HVAC-airAC-SpltPkg-240to759kBtuh-12p5eer | DEER2017 | D17 v2 |  | Any | Htl | 2003 | CZ13 | cWtd | Cap-Tons | 162.6 | 45380 | None | 361 | 0.201 | 0 | 361 | 0.201 | 0 | 361 | 0.201 | 0 | 361 | 0.201 | 0 | DEER:HVAC_Split-Package_AC | Annual | 1719 | 360.6 | 0.2014 | 0 | 360.6 | 0.2014 | 0 | NE-HVAC-airAC-SpltPkg-240to759kBtuh-12p5eer_MZDEER2017AnyHtl2003CZ13cPVVG | 77562 | NE-HVAC-airAC-SpltPkg-240to759kBtuh-12p5eer_SZDEER2017AnyHtl2003CZ13cDXGF | 77561 |  | 378 | 0.198 | 0 | 291 | 0.215 | 0 | 378 | 0.198 | 0 | 291 | 0.215 | 0 | 153 | 37000 | 201 | 78900
NE-HVAC-airAC-SpltPkg-240to759kBtuh-12p5eer | DEER2017 | D17 v2 |  | Any | Htl | 2003 | CZ14 | cWtd | Cap-Tons | 174 | 45380 | None | 328 | 0.194 | 0 | 328 | 0.194 | 0 | 328 | 0.194 | 0 | 328 | 0.194 | 0 | DEER:HVAC_Split-Package_AC | Annual | 1719 | 327.6 | 0.1944 | 0 | 327.6 | 0.1944 | 0 | NE-HVAC-airAC-SpltPkg-240to759kBtuh-12p5eer_MZDEER2017AnyHtl2003CZ14cPVVG | 77564 | NE-HVAC-airAC-SpltPkg-240to759kBtuh-12p5eer_SZDEER2017AnyHtl2003CZ14cDXGF | 77563 |  | 345 | 0.19 | 0 | 258 | 0.212 | 0 | 345 | 0.19 | 0 | 258 | 0.212 | 0 | 164 | 37000 | 214 | 78900
NE-HVAC-airAC-SpltPkg-240to759kBtuh-12p5eer | DEER2017 | D17 v2 |  | Any | Htl | 2003 | CZ15 | cWtd | Cap-Tons | 206 | 45380 | None | 546 | 0.201 | 0 | 546 | 0.201 | 0 | 546 | 0.201 | 0 | 546 | 0.201 | 0 | DEER:HVAC_Split-Package_AC | Annual | 1719 | 545.6 | 0.2006 | 0 | 545.6 | 0.2006 | 0 | NE-HVAC-airAC-SpltPkg-240to759kBtuh-12p5eer_MZDEER2017AnyHtl2003CZ15cPVVG | 77566 | NE-HVAC-airAC-SpltPkg-240to759kBtuh-12p5eer_SZDEER2017AnyHtl2003CZ15cDXGF | 77565 |  | 567 | 0.195 | 0 | 460 | 0.223 | 0 | 567 | 0.195 | 0 | 460 | 0.223 | 0 | 194 | 37000 | 254 | 78900
NE-HVAC-airAC-SpltPkg-240to759kBtuh-12p5eer | DEER2017 | D17 v2 |  | Any | Htl | 2003 | CZ16 | cWtd | Cap-Tons | 116.4 | 45380 | None | 199 | 0.152 | 0 | 199 | 0.152 | 0 | 199 | 0.152 | 0 | 199 | 0.152 | 0 | DEER:HVAC_Split-Package_AC | Annual | 1719 | 199 | 0.1518 | 0 | 199 | 0.1518 | 0 | NE-HVAC-airAC-SpltPkg-240to759kBtuh-12p5eer_MZDEER2017AnyHtl2003CZ16cPVVG | 77568 | NE-HVAC-airAC-SpltPkg-240to759kBtuh-12p5eer_SZDEER2017AnyHtl2003CZ16cDXGF | 77567 |  | 215 | 0.15 | 0 | 135 | 0.159 | 0 | 215 | 0.15 | 0 | 135 | 0.159 | 0 | 110 | 37000 | 142 | 78900
NE-HVAC-airAC-SpltPkg-240to759kBtuh-12p5eer | DEER2017 | D17 v2 |  | Any | Htl | 2007 | CZ01 | cWtd | Cap-Tons | 86.92 | 45380 | None | 116 | 0.0829 | 0 | 116 | 0.0829 | 0 | 116 | 0.0829 | 0 | 116 | 0.0829 | 0 | DEER:HVAC_Split-Package_AC | Annual | 1719 | 115.84 | 0.08294 | 0 | 115.84 | 0.08294 | 0 | NE-HVAC-airAC-SpltPkg-240to759kBtuh-12p5eer_MZDEER2017AnyHtl2007CZ01cPVVG | 98898 | NE-HVAC-airAC-SpltPkg-240to759kBtuh-12p5eer_SZDEER2017AnyHtl2007CZ01cDXGF | 98897 |  | 139 | 0.0843 | 0 | 23.2 | 0.0775 | 0 | 139 | 0.0843 | 0 | 23.2 | 0.0775 | 0 | 80.9 | 37000 | 111 | 78900
NE-HVAC-airAC-SpltPkg-240to759kBtuh-12p5eer | DEER2017 | D17 v2 |  | Any | Htl | 2007 | CZ02 | cWtd | Cap-Tons | 132.2 | 45380 | None | 213 | 0.204 | 0 | 213 | 0.204 | 0 | 213 | 0.204 | 0 | 213 | 0.204 | 0 | DEER:HVAC_Split-Package_AC | Annual | 1719 | 212.8 | 0.2038 | 0 | 212.8 | 0.2038 | 0 | NE-HVAC-airAC-SpltPkg-240to759kBtuh-12p5eer_MZDEER2017AnyHtl2007CZ02cPVVG | 98900 | NE-HVAC-airAC-SpltPkg-240to759kBtuh-12p5eer_SZDEER2017AnyHtl2007CZ02cDXGF | 98899 |  | 229 | 0.202 | 0 | 148 | 0.211 | 0 | 229 | 0.202 | 0 | 148 | 0.211 | 0 | 124 | 37000 | 165 | 78900
NE-HVAC-airAC-SpltPkg-240to759kBtuh-12p5eer | DEER2017 | D17 v2 |  | Any | Htl | 2007 | CZ03 | cWtd | Cap-Tons | 109.4 | 45380 | None | 196 | 0.154 | 0 | 196 | 0.154 | 0 | 196 | 0.154 | 0 | 196 | 0.154 | 0 | DEER:HVAC_Split-Package_AC | Annual | 1719 | 196.32 | 0.1542 | 0 | 196.32 | 0.1542 | 0 | NE-HVAC-airAC-SpltPkg-240to759kBtuh-12p5eer_MZDEER2017AnyHtl2007CZ03cPVVG | 98902 | NE-HVAC-airAC-SpltPkg-240to759kBtuh-12p5eer_SZDEER2017AnyHtl2007CZ03cDXGF | 98901 |  | 222 | 0.152 | 0 | 93.6 | 0.163 | 0 | 222 | 0.152 | 0 | 93.6 | 0.163 | 0 | 103 | 37000 | 135 | 78900
NE-HVAC-airAC-SpltPkg-240to759kBtuh-12p5eer | DEER2017 | D17 v2 |  | Any | Htl | 2007 | CZ04 | cWtd | Cap-Tons | 132.6 | 45380 | None | 267 | 0.192 | 0 | 267 | 0.192 | 0 | 267 | 0.192 | 0 | 267 | 0.192 | 0 | DEER:HVAC_Split-Package_AC | Annual | 1719 | 267.2 | 0.1916 | 0 | 267.2 | 0.1916 | 0 | NE-HVAC-airAC-SpltPkg-240to759kBtuh-12p5eer_MZDEER2017AnyHtl2007CZ04cPVVG | 98904 | NE-HVAC-airAC-SpltPkg-240to759kBtuh-12p5eer_SZDEER2017AnyHtl2007CZ04cDXGF | 98903 |  | 290 | 0.189 | 0 | 176 | 0.202 | 0 | 290 | 0.189 | 0 | 176 | 0.202 | 0 | 125 | 37000 | 163 | 78900
NE-HVAC-airAC-SpltPkg-240to759kBtuh-12p5eer | DEER2017 | D17 v2 |  | Any | Htl | 2007 | CZ05 | cWtd | Cap-Tons | 104.32 | 45380 | None | 202 | 0.12 | 0 | 202 | 0.12 | 0 | 202 | 0.12 | 0 | 202 | 0.12 | 0 | DEER:HVAC_Split-Package_AC | Annual | 1719 | 201.54 | 0.12 | 0 | 201.54 | 0.12 | 0 | NE-HVAC-airAC-SpltPkg-240to759kBtuh-12p5eer_MZDEER2017AnyHtl2007CZ05cPVVG | 98906 | NE-HVAC-airAC-SpltPkg-240to759kBtuh-12p5eer_SZDEER2017AnyHtl2007CZ05cDXGF | 98905 |  | 228 | 0.119 | 0 | 95.7 | 0.124 | 0 | 228 | 0.119 | 0 | 95.7 | 0.124 | 0 | 97.4 | 37000 | 132 | 78900
NE-HVAC-airAC-SpltPkg-240to759kBtuh-12p5eer | DEER2017 | D17 v2 |  | Any | Htl | 2007 | CZ06 | cWtd | Cap-Tons | 136 | 45380 | None | 312 | 0.156 | 0 | 312 | 0.156 | 0 | 312 | 0.156 | 0 | 312 | 0.156 | 0 | DEER:HVAC_Split-Package_AC | Annual | 1719 | 312.2 | 0.1558 | 0 | 312.2 | 0.1558 | 0 | NE-HVAC-airAC-SpltPkg-240to759kBtuh-12p5eer_MZDEER2017AnyHtl2007CZ06cPVVG | 98908 | NE-HVAC-airAC-SpltPkg-240to759kBtuh-12p5eer_SZDEER2017AnyHtl2007CZ06cDXGF | 98907 |  | 347 | 0.154 | 0 | 173 | 0.163 | 0 | 347 | 0.154 | 0 | 173 | 0.163 | 0 | 127 | 37000 | 172 | 78900
NE-HVAC-airAC-SpltPkg-240to759kBtuh-12p5eer | DEER2017 | D17 v2 |  | Any | Htl | 2007 | CZ07 | cWtd | Cap-Tons | 105.92 | 45380 | None | 396 | 0.175 | 0 | 396 | 0.175 | 0 | 396 | 0.175 | 0 | 396 | 0.175 | 0 | DEER:HVAC_Split-Package_AC | Annual | 1719 | 396.2 | 0.1748 | 0 | 396.2 | 0.1748 | 0 | NE-HVAC-airAC-SpltPkg-240to759kBtuh-12p5eer_MZDEER2017AnyHtl2007CZ07cPVVG | 98910 | NE-HVAC-airAC-SpltPkg-240to759kBtuh-12p5eer_SZDEER2017AnyHtl2007CZ07cDXGF | 98909 |  | 438 | 0.173 | 0 | 229 | 0.182 | 0 | 438 | 0.173 | 0 | 229 | 0.182 | 0 | 99.4 | 37000 | 132 | 78900
NE-HVAC-airAC-SpltPkg-240to759kBtuh-12p5eer | DEER2017 | D17 v2 |  | Any | Htl | 2007 | CZ08 | cWtd | Cap-Tons | 146.4 | 45380 | None | 341 | 0.175 | 0 | 341 | 0.175 | 0 | 341 | 0.175 | 0 | 341 | 0.175 | 0 | DEER:HVAC_Split-Package_AC | Annual | 1719 | 341 | 0.1748 | 0 | 341 | 0.1748 | 0 | NE-HVAC-airAC-SpltPkg-240to759kBtuh-12p5eer_MZDEER2017AnyHtl2007CZ08cPVVG | 98912 | NE-HVAC-airAC-SpltPkg-240to759kBtuh-12p5eer_SZDEER2017AnyHtl2007CZ08cDXGF | 98911 |  | 373 | 0.172 | 0 | 213 | 0.186 | 0 | 373 | 0.172 | 0 | 213 | 0.186 | 0 | 138 | 37000 | 180 | 78900
NE-HVAC-airAC-SpltPkg-240to759kBtuh-12p5eer | DEER2017 | D17 v2 |  | Any | Htl | 2007 | CZ09 | cWtd | Cap-Tons | 169.8 | 45380 | None | 324 | 0.213 | 0 | 324 | 0.213 | 0 | 324 | 0.213 | 0 | 324 | 0.213 | 0 | DEER:HVAC_Split-Package_AC | Annual | 1719 | 324 | 0.2128 | 0 | 324 | 0.2128 | 0 | NE-HVAC-airAC-SpltPkg-240to759kBtuh-12p5eer_MZDEER2017AnyHtl2007CZ09cPVVG | 98914 | NE-HVAC-airAC-SpltPkg-240to759kBtuh-12p5eer_SZDEER2017AnyHtl2007CZ09cDXGF | 98913 |  | 352 | 0.21 | 0 | 212 | 0.224 | 0 | 352 | 0.21 | 0 | 212 | 0.224 | 0 | 160 | 37000 | 209 | 78900
NE-HVAC-airAC-SpltPkg-240to759kBtuh-12p5eer | DEER2017 | D17 v2 |  | Any | Htl | 2007 | CZ10 | cWtd | Cap-Tons | 157 | 45380 | None | 338 | 0.228 | 0 | 338 | 0.228 | 0 | 338 | 0.228 | 0 | 338 | 0.228 | 0 | DEER:HVAC_Split-Package_AC | Annual | 1719 | 338.2 | 0.2278 | 0 | 338.2 | 0.2278 | 0 | NE-HVAC-airAC-SpltPkg-240to759kBtuh-12p5eer_MZDEER2017AnyHtl2007CZ10cPVVG | 98916 | NE-HVAC-airAC-SpltPkg-240to759kBtuh-12p5eer_SZDEER2017AnyHtl2007CZ10cDXGF | 98915 |  | 363 | 0.225 | 0 | 239 | 0.239 | 0 | 363 | 0.225 | 0 | 239 | 0.239 | 0 | 147 | 37000 | 197 | 78900
NE-HVAC-airAC-SpltPkg-240to759kBtuh-12p5eer | DEER2017 | D17 v2 |  | Any | Htl | 2007 | CZ11 | cWtd | Cap-Tons | 155.2 | 45380 | None | 340 | 0.203 | 0 | 340 | 0.203 | 0 | 340 | 0.203 | 0 | 340 | 0.203 | 0 | DEER:HVAC_Split-Package_AC | Annual | 1719 | 340.4 | 0.2026 | 0 | 340.4 | 0.2026 | 0 | NE-HVAC-airAC-SpltPkg-240to759kBtuh-12p5eer_MZDEER2017AnyHtl2007CZ11cPVVG | 98918 | NE-HVAC-airAC-SpltPkg-240to759kBtuh-12p5eer_SZDEER2017AnyHtl2007CZ11cDXGF | 98917 |  | 359 | 0.201 | 0 | 266 | 0.209 | 0 | 359 | 0.201 | 0 | 266 | 0.209 | 0 | 145 | 37000 | 196 | 78900
NE-HVAC-airAC-SpltPkg-240to759kBtuh-12p5eer | DEER2017 | D17 v2 |  | Any | Htl | 2007 | CZ12 | cWtd | Cap-Tons | 159 | 45380 | None | 267 | 0.188 | 0 | 267 | 0.188 | 0 | 267 | 0.188 | 0 | 267 | 0.188 | 0 | DEER:HVAC_Split-Package_AC | Annual | 1719 | 267 | 0.1876 | 0 | 267 | 0.1876 | 0 | NE-HVAC-airAC-SpltPkg-240to759kBtuh-12p5eer_MZDEER2017AnyHtl2007CZ12cPVVG | 98920 | NE-HVAC-airAC-SpltPkg-240to759kBtuh-12p5eer_SZDEER2017AnyHtl2007CZ12cDXGF | 98919 |  | 285 | 0.186 | 0 | 195 | 0.194 | 0 | 285 | 0.186 | 0 | 195 | 0.194 | 0 | 149 | 37000 | 199 | 78900
NE-HVAC-airAC-SpltPkg-240to759kBtuh-12p5eer | DEER2017 | D17 v2 |  | Any | Htl | 2007 | CZ13 | cWtd | Cap-Tons | 157.6 | 45380 | None | 355 | 0.2 | 0 | 355 | 0.2 | 0 | 355 | 0.2 | 0 | 355 | 0.2 | 0 | DEER:HVAC_Split-Package_AC | Annual | 1719 | 355 | 0.1996 | 0 | 355 | 0.1996 | 0 | NE-HVAC-airAC-SpltPkg-240to759kBtuh-12p5eer_MZDEER2017AnyHtl2007CZ13cPVVG | 98922 | NE-HVAC-airAC-SpltPkg-240to759kBtuh-12p5eer_SZDEER2017AnyHtl2007CZ13cDXGF | 98921 |  | 372 | 0.196 | 0 | 287 | 0.214 | 0 | 372 | 0.196 | 0 | 287 | 0.214 | 0 | 148 | 37000 | 196 | 78900
NE-HVAC-airAC-SpltPkg-240to759kBtuh-12p5eer | DEER2017 | D17 v2 |  | Any | Htl | 2007 | CZ14 | cWtd | Cap-Tons | 169.2 | 45380 | None | 323 | 0.193 | 0 | 323 | 0.193 | 0 | 323 | 0.193 | 0 | 323 | 0.193 | 0 | DEER:HVAC_Split-Package_AC | Annual | 1719 | 322.8 | 0.1926 | 0 | 322.8 | 0.1926 | 0 | NE-HVAC-airAC-SpltPkg-240to759kBtuh-12p5eer_MZDEER2017AnyHtl2007CZ14cPVVG | 98924 | NE-HVAC-airAC-SpltPkg-240to759kBtuh-12p5eer_SZDEER2017AnyHtl2007CZ14cDXGF | 98923 |  | 340 | 0.188 | 0 | 254 | 0.211 | 0 | 340 | 0.188 | 0 | 254 | 0.211 | 0 | 159 | 37000 | 210 | 78900
NE-HVAC-airAC-SpltPkg-240to759kBtuh-12p5eer | DEER2017 | D17 v2 |  | Any | Htl | 2007 | CZ15 | cWtd | Cap-Tons | 201 | 45380 | None | 540 | 0.199 | 0 | 540 | 0.199 | 0 | 540 | 0.199 | 0 | 540 | 0.199 | 0 | DEER:HVAC_Split-Package_AC | Annual | 1719 | 540.4 | 0.1988 | 0 | 540.4 | 0.1988 | 0 | NE-HVAC-airAC-SpltPkg-240to759kBtuh-12p5eer_MZDEER2017AnyHtl2007CZ15cPVVG | 98926 | NE-HVAC-airAC-SpltPkg-240to759kBtuh-12p5eer_SZDEER2017AnyHtl2007CZ15cDXGF | 98925 |  | 562 | 0.193 | 0 | 454 | 0.222 | 0 | 562 | 0.193 | 0 | 454 | 0.222 | 0 | 189 | 37000 | 249 | 78900
NE-HVAC-airAC-SpltPkg-240to759kBtuh-12p5eer | DEER2017 | D17 v2 |  | Any | Htl | 2007 | CZ16 | cWtd | Cap-Tons | 111.6 | 45380 | None | 207 | 0.15 | 0 | 207 | 0.15 | 0 | 207 | 0.15 | 0 | 207 | 0.15 | 0 | DEER:HVAC_Split-Package_AC | Annual | 1719 | 207 | 0.15 | 0 | 207 | 0.15 | 0 | NE-HVAC-airAC-SpltPkg-240to759kBtuh-12p5eer_MZDEER2017AnyHtl2007CZ16cPVVG | 98928 | NE-HVAC-airAC-SpltPkg-240to759kBtuh-12p5eer_SZDEER2017AnyHtl2007CZ16cDXGF | 98927 |  | 226 | 0.148 | 0 | 131 | 0.158 | 0 | 226 | 0.148 | 0 | 131 | 0.158 | 0 | 105 | 37000 | 138 | 78900
NE-HVAC-airAC-SpltPkg-240to759kBtuh-12p5eer | DEER2017 | D17 v2 |  | Any | Htl | 2011 | CZ01 | cWtd | Cap-Tons | 86 | 45380 | None | 263 | 0.099 | 1.33 | 117 | 0.0831 | 0 | 263 | 0.099 | 1.33 | 117 | 0.0831 | 0 | DEER:HVAC_Split-Package_AC | Annual | 1719 | 263 | 0.099 | 1.326 | 117.46 | 0.08312 | 0 | NE-HVAC-airAC-SpltPkg-240to759kBtuh-12p5eer_MZDEER2017AnyHtl2011CZ01cPVVG | 120258 | NE-HVAC-airAC-SpltPkg-240to759kBtuh-12p5eer_SZDEER2017AnyHtl2011CZ01cDXGF | 120257 |  | 141 | 0.0845 | 0 | 751 | 0.157 | 6.63 | 141 | 0.0845 | 0 | 23.3 | 0.0776 | 0 | 80 | 37000 | 110 | 78900
NE-HVAC-airAC-SpltPkg-240to759kBtuh-12p5eer | DEER2017 | D17 v2 |  | Any | Htl | 2011 | CZ02 | cWtd | Cap-Tons | 130.4 | 45380 | None | 377 | 0.227 | -1.93 | 214 | 0.204 | 0 | 377 | 0.227 | -1.93 | 214 | 0.204 | 0 | DEER:HVAC_Split-Package_AC | Annual | 1719 | 377.4 | 0.2268 | -1.932 | 213.6 | 0.2038 | 0 | NE-HVAC-airAC-SpltPkg-240to759kBtuh-12p5eer_MZDEER2017AnyHtl2011CZ02cPVVG | 120260 | NE-HVAC-airAC-SpltPkg-240to759kBtuh-12p5eer_SZDEER2017AnyHtl2011CZ02cDXGF | 120259 |  | 230 | 0.202 | 0 | 967 | 0.326 | -9.66 | 230 | 0.202 | 0 | 148 | 0.211 | 0 | 122 | 37000 | 164 | 78900
NE-HVAC-airAC-SpltPkg-240to759kBtuh-12p5eer | DEER2017 | D17 v2 |  | Any | Htl | 2011 | CZ03 | cWtd | Cap-Tons | 108.4 | 45380 | None | 353 | 0.179 | 1.1 | 199 | 0.154 | 0 | 353 | 0.179 | 1.1 | 199 | 0.154 | 0 | DEER:HVAC_Split-Package_AC | Annual | 1719 | 353 | 0.1792 | 1.098 | 198.78 | 0.1542 | 0 | NE-HVAC-airAC-SpltPkg-240to759kBtuh-12p5eer_MZDEER2017AnyHtl2011CZ03cPVVG | 120262 | NE-HVAC-airAC-SpltPkg-240to759kBtuh-12p5eer_SZDEER2017AnyHtl2011CZ03cDXGF | 120261 |  | 225 | 0.152 | 0 | 865 | 0.288 | 5.49 | 225 | 0.152 | 0 | 93.9 | 0.163 | 0 | 102 | 37000 | 134 | 78900
NE-HVAC-airAC-SpltPkg-240to759kBtuh-12p5eer | DEER2017 | D17 v2 |  | Any | Htl | 2011 | CZ04 | cWtd | Cap-Tons | 131.8 | 45380 | None | 442 | 0.214 | -1.35 | 269 | 0.192 | 0 | 442 | 0.214 | -1.35 | 269 | 0.192 | 0 | DEER:HVAC_Split-Package_AC | Annual | 1719 | 441.6 | 0.2136 | -1.346 | 269 | 0.1916 | 0 | NE-HVAC-airAC-SpltPkg-240to759kBtuh-12p5eer_MZDEER2017AnyHtl2011CZ04cPVVG | 120264 | NE-HVAC-airAC-SpltPkg-240to759kBtuh-12p5eer_SZDEER2017AnyHtl2011CZ04cDXGF | 120263 |  | 292 | 0.189 | 0 | 1040 | 0.312 | -6.73 | 292 | 0.189 | 0 | 177 | 0.202 | 0 | 124 | 37000 | 163 | 78900
NE-HVAC-airAC-SpltPkg-240to759kBtuh-12p5eer | DEER2017 | D17 v2 |  | Any | Htl | 2011 | CZ05 | cWtd | Cap-Tons | 103.68 | 45380 | None | 365 | 0.145 | 1.13 | 211 | 0.12 | 0 | 365 | 0.145 | 1.13 | 211 | 0.12 | 0 | DEER:HVAC_Split-Package_AC | Annual | 1719 | 364.8 | 0.1452 | 1.126 | 211.2 | 0.12 | 0 | NE-HVAC-airAC-SpltPkg-240to759kBtuh-12p5eer_MZDEER2017AnyHtl2011CZ05cPVVG | 120266 | NE-HVAC-airAC-SpltPkg-240to759kBtuh-12p5eer_SZDEER2017AnyHtl2011CZ05cDXGF | 120265 |  | 240 | 0.119 | 0 | 864 | 0.25 | 5.63 | 240 | 0.119 | 0 | 96 | 0.124 | 0 | 96.6 | 37000 | 132 | 78900
NE-HVAC-airAC-SpltPkg-240to759kBtuh-12p5eer | DEER2017 | D17 v2 |  | Any | Htl | 2011 | CZ06 | cWtd | Cap-Tons | 135.8 | 45380 | None | 477 | 0.181 | -0.966 | 312 | 0.156 | 0 | 477 | 0.181 | -0.966 | 312 | 0.156 | 0 | DEER:HVAC_Split-Package_AC | Annual | 1719 | 477.4 | 0.1812 | -0.966 | 312.2 | 0.1558 | 0 | NE-HVAC-airAC-SpltPkg-240to759kBtuh-12p5eer_MZDEER2017AnyHtl2011CZ06cPVVG | 120268 | NE-HVAC-airAC-SpltPkg-240to759kBtuh-12p5eer_SZDEER2017AnyHtl2011CZ06cDXGF | 120267 |  | 347 | 0.154 | 0 | 999 | 0.29 | -4.83 | 347 | 0.154 | 0 | 173 | 0.163 | 0 | 127 | 37000 | 171 | 78900
NE-HVAC-airAC-SpltPkg-240to759kBtuh-12p5eer | DEER2017 | D17 v2 |  | Any | Htl | 2011 | CZ07 | cWtd | Cap-Tons | 105.08 | 45380 | None | 545 | 0.19 | 0.83 | 400 | 0.175 | 0 | 545 | 0.19 | 0.83 | 400 | 0.175 | 0 | DEER:HVAC_Split-Package_AC | Annual | 1719 | 544.8 | 0.19 | 0.83 | 400.4 | 0.175 | 0 | NE-HVAC-airAC-SpltPkg-240to759kBtuh-12p5eer_MZDEER2017AnyHtl2011CZ07cPVVG | 120270 | NE-HVAC-airAC-SpltPkg-240to759kBtuh-12p5eer_SZDEER2017AnyHtl2011CZ07cDXGF | 120269 |  | 443 | 0.173 | 0 | 952 | 0.258 | 4.15 | 443 | 0.173 | 0 | 230 | 0.183 | 0 | 98.6 | 37000 | 131 | 78900
NE-HVAC-airAC-SpltPkg-240to759kBtuh-12p5eer | DEER2017 | D17 v2 |  | Any | Htl | 2011 | CZ08 | cWtd | Cap-Tons | 145.4 | 45380 | None | 515 | 0.198 | -0.908 | 342 | 0.176 | 0 | 515 | 0.198 | -0.908 | 342 | 0.176 | 0 | DEER:HVAC_Split-Package_AC | Annual | 1719 | 515.2 | 0.1982 | -0.908 | 342 | 0.1756 | 0 | NE-HVAC-airAC-SpltPkg-240to759kBtuh-12p5eer_MZDEER2017AnyHtl2011CZ08cPVVG | 120272 | NE-HVAC-airAC-SpltPkg-240to759kBtuh-12p5eer_SZDEER2017AnyHtl2011CZ08cDXGF | 120271 |  | 374 | 0.173 | 0 | 1080 | 0.299 | -4.54 | 374 | 0.173 | 0 | 214 | 0.186 | 0 | 137 | 37000 | 179 | 78900
NE-HVAC-airAC-SpltPkg-240to759kBtuh-12p5eer | DEER2017 | D17 v2 |  | Any | Htl | 2011 | CZ09 | cWtd | Cap-Tons | 168.8 | 45380 | None | 506 | 0.234 | -1.09 | 325 | 0.214 | 0 | 506 | 0.234 | -1.09 | 325 | 0.214 | 0 | DEER:HVAC_Split-Package_AC | Annual | 1719 | 506.4 | 0.234 | -1.09 | 325 | 0.2136 | 0 | NE-HVAC-airAC-SpltPkg-240to759kBtuh-12p5eer_MZDEER2017AnyHtl2011CZ09cPVVG | 120274 | NE-HVAC-airAC-SpltPkg-240to759kBtuh-12p5eer_SZDEER2017AnyHtl2011CZ09cDXGF | 120273 |  | 353 | 0.211 | 0 | 1120 | 0.326 | -5.45 | 353 | 0.211 | 0 | 213 | 0.224 | 0 | 159 | 37000 | 208 | 78900
NE-HVAC-airAC-SpltPkg-240to759kBtuh-12p5eer | DEER2017 | D17 v2 |  | Any | Htl | 2011 | CZ10 | cWtd | Cap-Tons | 156 | 45380 | None | 521 | 0.249 | -1.23 | 339 | 0.229 | 0 | 521 | 0.249 | -1.23 | 339 | 0.229 | 0 | DEER:HVAC_Split-Package_AC | Annual | 1719 | 521.2 | 0.2488 | -1.226 | 339.2 | 0.2286 | 0 | NE-HVAC-airAC-SpltPkg-240to759kBtuh-12p5eer_MZDEER2017AnyHtl2011CZ10cPVVG | 120276 | NE-HVAC-airAC-SpltPkg-240to759kBtuh-12p5eer_SZDEER2017AnyHtl2011CZ10cDXGF | 120275 |  | 364 | 0.226 | 0 | 1150 | 0.34 | -6.13 | 364 | 0.226 | 0 | 240 | 0.239 | 0 | 146 | 37000 | 196 | 78900
NE-HVAC-airAC-SpltPkg-240to759kBtuh-12p5eer | DEER2017 | D17 v2 |  | Any | Htl | 2011 | CZ11 | cWtd | Cap-Tons | 154.4 | 45380 | None | 518 | 0.229 | -1.88 | 341 | 0.203 | 0 | 518 | 0.229 | -1.88 | 341 | 0.203 | 0 | DEER:HVAC_Split-Package_AC | Annual | 1719 | 518 | 0.2286 | -1.88 | 341.4 | 0.2026 | 0 | NE-HVAC-airAC-SpltPkg-240to759kBtuh-12p5eer_MZDEER2017AnyHtl2011CZ11cPVVG | 120278 | NE-HVAC-airAC-SpltPkg-240to759kBtuh-12p5eer_SZDEER2017AnyHtl2011CZ11cDXGF | 120277 |  | 360 | 0.201 | 0 | 1150 | 0.339 | -9.4 | 360 | 0.201 | 0 | 267 | 0.209 | 0 | 144 | 37000 | 196 | 78900
NE-HVAC-airAC-SpltPkg-240to759kBtuh-12p5eer | DEER2017 | D17 v2 |  | Any | Htl | 2011 | CZ12 | cWtd | Cap-Tons | 158 | 45380 | None | 446 | 0.216 | -1.89 | 267 | 0.188 | 0 | 446 | 0.216 | -1.89 | 267 | 0.188 | 0 | DEER:HVAC_Split-Package_AC | Annual | 1719 | 446 | 0.2156 | -1.894 | 267 | 0.1884 | 0 | NE-HVAC-airAC-SpltPkg-240to759kBtuh-12p5eer_MZDEER2017AnyHtl2011CZ12cPVVG | 120280 | NE-HVAC-airAC-SpltPkg-240to759kBtuh-12p5eer_SZDEER2017AnyHtl2011CZ12cDXGF | 120279 |  | 285 | 0.187 | 0 | 1090 | 0.33 | -9.47 | 285 | 0.187 | 0 | 195 | 0.194 | 0 | 148 | 37000 | 198 | 78900
NE-HVAC-airAC-SpltPkg-240to759kBtuh-12p5eer | DEER2017 | D17 v2 |  | Any | Htl | 2011 | CZ13 | cWtd | Cap-Tons | 156.6 | 45380 | None | 530 | 0.223 | -1.69 | 356 | 0.2 | 0 | 530 | 0.223 | -1.69 | 356 | 0.2 | 0 | DEER:HVAC_Split-Package_AC | Annual | 1719 | 530.4 | 0.2232 | -1.686 | 355.8 | 0.2004 | 0 | NE-HVAC-airAC-SpltPkg-240to759kBtuh-12p5eer_MZDEER2017AnyHtl2011CZ13cPVVG | 120282 | NE-HVAC-airAC-SpltPkg-240to759kBtuh-12p5eer_SZDEER2017AnyHtl2011CZ13cDXGF | 120281 |  | 373 | 0.197 | 0 | 1160 | 0.328 | -8.43 | 373 | 0.197 | 0 | 287 | 0.214 | 0 | 147 | 37000 | 195 | 78900
NE-HVAC-airAC-SpltPkg-240to759kBtuh-12p5eer | DEER2017 | D17 v2 |  | Any | Htl | 2011 | CZ14 | cWtd | Cap-Tons | 168.2 | 45380 | None | 500 | 0.219 | -1.95 | 323 | 0.193 | 0 | 500 | 0.219 | -1.95 | 323 | 0.193 | 0 | DEER:HVAC_Split-Package_AC | Annual | 1719 | 500 | 0.2194 | -1.946 | 322.8 | 0.1934 | 0 | NE-HVAC-airAC-SpltPkg-240to759kBtuh-12p5eer_MZDEER2017AnyHtl2011CZ14cPVVG | 120284 | NE-HVAC-airAC-SpltPkg-240to759kBtuh-12p5eer_SZDEER2017AnyHtl2011CZ14cDXGF | 120283 |  | 340 | 0.189 | 0 | 1140 | 0.341 | -9.73 | 340 | 0.189 | 0 | 254 | 0.211 | 0 | 158 | 37000 | 209 | 78900
NE-HVAC-airAC-SpltPkg-240to759kBtuh-12p5eer | DEER2017 | D17 v2 |  | Any | Htl | 2011 | CZ15 | cWtd | Cap-Tons | 200.2 | 45380 | None | 734 | 0.226 | -0.58 | 541 | 0.2 | 0 | 734 | 0.226 | -0.58 | 541 | 0.2 | 0 | DEER:HVAC_Split-Package_AC | Annual | 1719 | 734.4 | 0.2262 | -0.58 | 541.4 | 0.1998 | 0 | NE-HVAC-airAC-SpltPkg-240to759kBtuh-12p5eer_MZDEER2017AnyHtl2011CZ15cPVVG | 120286 | NE-HVAC-airAC-SpltPkg-240to759kBtuh-12p5eer_SZDEER2017AnyHtl2011CZ15cDXGF | 120285 |  | 563 | 0.194 | 0 | 1420 | 0.355 | -2.9 | 563 | 0.194 | 0 | 455 | 0.223 | 0 | 188 | 37000 | 249 | 78900
NE-HVAC-airAC-SpltPkg-240to759kBtuh-12p5eer | DEER2017 | D17 v2 |  | Any | Htl | 2011 | CZ16 | cWtd | Cap-Tons | 110.6 | 45380 | None | 363 | 0.169 | -0.59 | 209 | 0.15 | 0 | 363 | 0.169 | -0.59 | 209 | 0.15 | 0 | DEER:HVAC_Split-Package_AC | Annual | 1719 | 362.6 | 0.1692 | -0.59 | 208.6 | 0.15 | 0 | NE-HVAC-airAC-SpltPkg-240to759kBtuh-12p5eer_MZDEER2017AnyHtl2011CZ16cPVVG | 120288 | NE-HVAC-airAC-SpltPkg-240to759kBtuh-12p5eer_SZDEER2017AnyHtl2011CZ16cDXGF | 120287 |  | 228 | 0.148 | 0 | 901 | 0.254 | -2.95 | 228 | 0.148 | 0 | 131 | 0.158 | 0 | 104 | 37000 | 137 | 78900
NE-HVAC-airAC-SpltPkg-240to759kBtuh-12p5eer | DEER2017 | D17 v2 |  | Any | Htl | 2014 | CZ01 | cWtd | Cap-Tons | 79.88 | 45380 | None | 124 | 0.0803 | 0 | 124 | 0.0803 | 0 | 124 | 0.0803 | 0 | 124 | 0.0803 | 0 | DEER:HVAC_Split-Package_AC | Annual | 1719 | 124.4 | 0.08028 | 0 | 124.4 | 0.08028 | 0 | NE-HVAC-airAC-SpltPkg-240to759kBtuh-12p5eer_MZDEER2017AnyHtl2014CZ01cPVVG | 141618 | NE-HVAC-airAC-SpltPkg-240to759kBtuh-12p5eer_SZDEER2017AnyHtl2014CZ01cDXGF | 141617 |  | 151 | 0.0829 | 0 | 18 | 0.0698 | 0 | 151 | 0.0829 | 0 | 18 | 0.0698 | 0 | 73.1 | 37000 | 107 | 78900
NE-HVAC-airAC-SpltPkg-240to759kBtuh-12p5eer | DEER2017 | D17 v2 |  | Any | Htl | 2014 | CZ02 | cWtd | Cap-Tons | 125.2 | 45380 | None | 211 | 0.204 | 0 | 211 | 0.204 | 0 | 211 | 0.204 | 0 | 211 | 0.204 | 0 | DEER:HVAC_Split-Package_AC | Annual | 1719 | 211.4 | 0.2044 | 0 | 211.4 | 0.2044 | 0 | NE-HVAC-airAC-SpltPkg-240to759kBtuh-12p5eer_MZDEER2017AnyHtl2014CZ02cPVVG | 141620 | NE-HVAC-airAC-SpltPkg-240to759kBtuh-12p5eer_SZDEER2017AnyHtl2014CZ02cDXGF | 141619 |  | 228 | 0.203 | 0 | 145 | 0.21 | 0 | 228 | 0.203 | 0 | 145 | 0.21 | 0 | 117 | 37000 | 158 | 78900
NE-HVAC-airAC-SpltPkg-240to759kBtuh-12p5eer | DEER2017 | D17 v2 |  | Any | Htl | 2014 | CZ03 | cWtd | Cap-Tons | 97.12 | 45380 | None | 229 | 0.155 | 0 | 229 | 0.155 | 0 | 229 | 0.155 | 0 | 229 | 0.155 | 0 | DEER:HVAC_Split-Package_AC | Annual | 1719 | 228.96 | 0.1554 | 0 | 228.96 | 0.1554 | 0 | NE-HVAC-airAC-SpltPkg-240to759kBtuh-12p5eer_MZDEER2017AnyHtl2014CZ03cPVVG | 141622 | NE-HVAC-airAC-SpltPkg-240to759kBtuh-12p5eer_SZDEER2017AnyHtl2014CZ03cDXGF | 141621 |  | 264 | 0.154 | 0 | 88.8 | 0.161 | 0 | 264 | 0.154 | 0 | 88.8 | 0.161 | 0 | 90.4 | 37000 | 124 | 78900
NE-HVAC-airAC-SpltPkg-240to759kBtuh-12p5eer | DEER2017 | D17 v2 |  | Any | Htl | 2014 | CZ04 | cWtd | Cap-Tons | 121 | 45380 | None | 266 | 0.19 | 0 | 266 | 0.19 | 0 | 266 | 0.19 | 0 | 266 | 0.19 | 0 | DEER:HVAC_Split-Package_AC | Annual | 1719 | 266.2 | 0.19 | 0 | 266.2 | 0.19 | 0 | NE-HVAC-airAC-SpltPkg-240to759kBtuh-12p5eer_MZDEER2017AnyHtl2014CZ04cPVVG | 141624 | NE-HVAC-airAC-SpltPkg-240to759kBtuh-12p5eer_SZDEER2017AnyHtl2014CZ04cDXGF | 141623 |  | 291 | 0.188 | 0 | 167 | 0.198 | 0 | 291 | 0.188 | 0 | 167 | 0.198 | 0 | 113 | 37000 | 153 | 78900
NE-HVAC-airAC-SpltPkg-240to759kBtuh-12p5eer | DEER2017 | D17 v2 |  | Any | Htl | 2014 | CZ05 | cWtd | Cap-Tons | 92.28 | 45380 | None | 219 | 0.118 | 0 | 219 | 0.118 | 0 | 219 | 0.118 | 0 | 219 | 0.118 | 0 | DEER:HVAC_Split-Package_AC | Annual | 1719 | 218.74 | 0.1176 | 0 | 218.74 | 0.1176 | 0 | NE-HVAC-airAC-SpltPkg-240to759kBtuh-12p5eer_MZDEER2017AnyHtl2014CZ05cPVVG | 141626 | NE-HVAC-airAC-SpltPkg-240to759kBtuh-12p5eer_SZDEER2017AnyHtl2014CZ05cDXGF | 141625 |  | 251 | 0.117 | 0 | 89.7 | 0.12 | 0 | 251 | 0.117 | 0 | 89.7 | 0.12 | 0 | 85.1 | 37000 | 121 | 78900
NE-HVAC-airAC-SpltPkg-240to759kBtuh-12p5eer | DEER2017 | D17 v2 |  | Any | Htl | 2014 | CZ06 | cWtd | Cap-Tons | 120 | 45380 | None | 319 | 0.158 | 0 | 319 | 0.158 | 0 | 319 | 0.158 | 0 | 319 | 0.158 | 0 | DEER:HVAC_Split-Package_AC | Annual | 1719 | 319.4 | 0.1584 | 0 | 319.4 | 0.1584 | 0 | NE-HVAC-airAC-SpltPkg-240to759kBtuh-12p5eer_MZDEER2017AnyHtl2014CZ06cPVVG | 141628 | NE-HVAC-airAC-SpltPkg-240to759kBtuh-12p5eer_SZDEER2017AnyHtl2014CZ06cDXGF | 141627 |  | 357 | 0.157 | 0 | 169 | 0.164 | 0 | 357 | 0.157 | 0 | 169 | 0.164 | 0 | 111 | 37000 | 156 | 78900
NE-HVAC-airAC-SpltPkg-240to759kBtuh-12p5eer | DEER2017 | D17 v2 |  | Any | Htl | 2014 | CZ07 | cWtd | Cap-Tons | 91.28 | 45380 | None | 429 | 0.179 | 0 | 429 | 0.179 | 0 | 429 | 0.179 | 0 | 429 | 0.179 | 0 | DEER:HVAC_Split-Package_AC | Annual | 1719 | 429.2 | 0.1794 | 0 | 429.2 | 0.1794 | 0 | NE-HVAC-airAC-SpltPkg-240to759kBtuh-12p5eer_MZDEER2017AnyHtl2014CZ07cPVVG | 141630 | NE-HVAC-airAC-SpltPkg-240to759kBtuh-12p5eer_SZDEER2017AnyHtl2014CZ07cDXGF | 141629 |  | 479 | 0.179 | 0 | 230 | 0.181 | 0 | 479 | 0.179 | 0 | 230 | 0.181 | 0 | 84.6 | 37000 | 118 | 78900
NE-HVAC-airAC-SpltPkg-240to759kBtuh-12p5eer | DEER2017 | D17 v2 |  | Any | Htl | 2014 | CZ08 | cWtd | Cap-Tons | 129.6 | 45380 | None | 351 | 0.177 | 0 | 351 | 0.177 | 0 | 351 | 0.177 | 0 | 351 | 0.177 | 0 | DEER:HVAC_Split-Package_AC | Annual | 1719 | 351 | 0.177 | 0 | 351 | 0.177 | 0 | NE-HVAC-airAC-SpltPkg-240to759kBtuh-12p5eer_MZDEER2017AnyHtl2014CZ08cPVVG | 141632 | NE-HVAC-airAC-SpltPkg-240to759kBtuh-12p5eer_SZDEER2017AnyHtl2014CZ08cDXGF | 141631 |  | 386 | 0.175 | 0 | 211 | 0.185 | 0 | 386 | 0.175 | 0 | 211 | 0.185 | 0 | 121 | 37000 | 164 | 78900
NE-HVAC-airAC-SpltPkg-240to759kBtuh-12p5eer | DEER2017 | D17 v2 |  | Any | Htl | 2014 | CZ09 | cWtd | Cap-Tons | 152 | 45380 | None | 324 | 0.216 | 0 | 324 | 0.216 | 0 | 324 | 0.216 | 0 | 324 | 0.216 | 0 | DEER:HVAC_Split-Package_AC | Annual | 1719 | 324.2 | 0.2158 | 0 | 324.2 | 0.2158 | 0 | NE-HVAC-airAC-SpltPkg-240to759kBtuh-12p5eer_MZDEER2017AnyHtl2014CZ09cPVVG | 141634 | NE-HVAC-airAC-SpltPkg-240to759kBtuh-12p5eer_SZDEER2017AnyHtl2014CZ09cDXGF | 141633 |  | 353 | 0.214 | 0 | 209 | 0.223 | 0 | 353 | 0.214 | 0 | 209 | 0.223 | 0 | 142 | 37000 | 192 | 78900
NE-HVAC-airAC-SpltPkg-240to759kBtuh-12p5eer | DEER2017 | D17 v2 |  | Any | Htl | 2014 | CZ10 | cWtd | Cap-Tons | 150 | 45380 | None | 335 | 0.228 | 0 | 335 | 0.228 | 0 | 335 | 0.228 | 0 | 335 | 0.228 | 0 | DEER:HVAC_Split-Package_AC | Annual | 1719 | 335.4 | 0.2284 | 0 | 335.4 | 0.2284 | 0 | NE-HVAC-airAC-SpltPkg-240to759kBtuh-12p5eer_MZDEER2017AnyHtl2014CZ10cPVVG | 141636 | NE-HVAC-airAC-SpltPkg-240to759kBtuh-12p5eer_SZDEER2017AnyHtl2014CZ10cDXGF | 141635 |  | 361 | 0.226 | 0 | 233 | 0.238 | 0 | 361 | 0.226 | 0 | 233 | 0.238 | 0 | 140 | 37000 | 190 | 78900
NE-HVAC-airAC-SpltPkg-240to759kBtuh-12p5eer | DEER2017 | D17 v2 |  | Any | Htl | 2014 | CZ11 | cWtd | Cap-Tons | 148.2 | 45380 | None | 340 | 0.203 | 0 | 340 | 0.203 | 0 | 340 | 0.203 | 0 | 340 | 0.203 | 0 | DEER:HVAC_Split-Package_AC | Annual | 1719 | 340.2 | 0.2034 | 0 | 340.2 | 0.2034 | 0 | NE-HVAC-airAC-SpltPkg-240to759kBtuh-12p5eer_MZDEER2017AnyHtl2014CZ11cPVVG | 141638 | NE-HVAC-airAC-SpltPkg-240to759kBtuh-12p5eer_SZDEER2017AnyHtl2014CZ11cDXGF | 141637 |  | 359 | 0.202 | 0 | 265 | 0.209 | 0 | 359 | 0.202 | 0 | 265 | 0.209 | 0 | 138 | 37000 | 189 | 78900
NE-HVAC-airAC-SpltPkg-240to759kBtuh-12p5eer | DEER2017 | D17 v2 |  | Any | Htl | 2014 | CZ12 | cWtd | Cap-Tons | 152 | 45380 | None | 264 | 0.188 | 0 | 264 | 0.188 | 0 | 264 | 0.188 | 0 | 264 | 0.188 | 0 | DEER:HVAC_Split-Package_AC | Annual | 1719 | 264.4 | 0.1882 | 0 | 264.4 | 0.1882 | 0 | NE-HVAC-airAC-SpltPkg-240to759kBtuh-12p5eer_MZDEER2017AnyHtl2014CZ12cPVVG | 141640 | NE-HVAC-airAC-SpltPkg-240to759kBtuh-12p5eer_SZDEER2017AnyHtl2014CZ12cDXGF | 141639 |  | 283 | 0.187 | 0 | 190 | 0.193 | 0 | 283 | 0.187 | 0 | 190 | 0.193 | 0 | 142 | 37000 | 192 | 78900
NE-HVAC-airAC-SpltPkg-240to759kBtuh-12p5eer | DEER2017 | D17 v2 |  | Any | Htl | 2014 | CZ13 | cWtd | Cap-Tons | 150.6 | 45380 | None | 356 | 0.201 | 0 | 356 | 0.201 | 0 | 356 | 0.201 | 0 | 356 | 0.201 | 0 | DEER:HVAC_Split-Package_AC | Annual | 1719 | 355.6 | 0.201 | 0 | 355.6 | 0.201 | 0 | NE-HVAC-airAC-SpltPkg-240to759kBtuh-12p5eer_MZDEER2017AnyHtl2014CZ13cPVVG | 141642 | NE-HVAC-airAC-SpltPkg-240to759kBtuh-12p5eer_SZDEER2017AnyHtl2014CZ13cDXGF | 141641 |  | 373 | 0.198 | 0 | 286 | 0.213 | 0 | 373 | 0.198 | 0 | 286 | 0.213 | 0 | 141 | 37000 | 189 | 78900
NE-HVAC-airAC-SpltPkg-240to759kBtuh-12p5eer | DEER2017 | D17 v2 |  | Any | Htl | 2014 | CZ14 | cWtd | Cap-Tons | 162.2 | 45380 | None | 322 | 0.193 | 0 | 322 | 0.193 | 0 | 322 | 0.193 | 0 | 322 | 0.193 | 0 | DEER:HVAC_Split-Package_AC | Annual | 1719 | 321.6 | 0.1934 | 0 | 321.6 | 0.1934 | 0 | NE-HVAC-airAC-SpltPkg-240to759kBtuh-12p5eer_MZDEER2017AnyHtl2014CZ14cPVVG | 141644 | NE-HVAC-airAC-SpltPkg-240to759kBtuh-12p5eer_SZDEER2017AnyHtl2014CZ14cDXGF | 141643 |  | 339 | 0.189 | 0 | 252 | 0.211 | 0 | 339 | 0.189 | 0 | 252 | 0.211 | 0 | 152 | 37000 | 203 | 78900
NE-HVAC-airAC-SpltPkg-240to759kBtuh-12p5eer | DEER2017 | D17 v2 |  | Any | Htl | 2014 | CZ15 | cWtd | Cap-Tons | 193.2 | 45380 | None | 542 | 0.2 | 0 | 542 | 0.2 | 0 | 542 | 0.2 | 0 | 542 | 0.2 | 0 | DEER:HVAC_Split-Package_AC | Annual | 1719 | 542.2 | 0.1996 | 0 | 542.2 | 0.1996 | 0 | NE-HVAC-airAC-SpltPkg-240to759kBtuh-12p5eer_MZDEER2017AnyHtl2014CZ15cPVVG | 141646 | NE-HVAC-airAC-SpltPkg-240to759kBtuh-12p5eer_SZDEER2017AnyHtl2014CZ15cDXGF | 141645 |  | 564 | 0.194 | 0 | 455 | 0.222 | 0 | 564 | 0.194 | 0 | 455 | 0.222 | 0 | 181 | 37000 | 242 | 78900
NE-HVAC-airAC-SpltPkg-240to759kBtuh-12p5eer | DEER2017 | D17 v2 |  | Any | Htl | 2014 | CZ16 | cWtd | Cap-Tons | 103.12 | 45380 | None | 206 | 0.15 | 0 | 206 | 0.15 | 0 | 206 | 0.15 | 0 | 206 | 0.15 | 0 | DEER:HVAC_Split-Package_AC | Annual | 1719 | 206 | 0.1504 | 0 | 206 | 0.1504 | 0 | NE-HVAC-airAC-SpltPkg-240to759kBtuh-12p5eer_MZDEER2017AnyHtl2014CZ16cPVVG | 141648 | NE-HVAC-airAC-SpltPkg-240to759kBtuh-12p5eer_SZDEER2017AnyHtl2014CZ16cDXGF | 141647 |  | 226 | 0.149 | 0 | 126 | 0.156 | 0 | 226 | 0.149 | 0 | 126 | 0.156 | 0 | 96.4 | 37000 | 130 | 78900
NE-HVAC-airAC-SpltPkg-240to759kBtuh-12p5eer | DEER2017 | D17 v2 |  | Any | Htl | New | CZ01 | cWtd | Cap-Tons | 79.88 | 45380 | None | 124 | 0.0803 | 0 | 124 | 0.0803 | 0 | 124 | 0.0803 | 0 | 124 | 0.0803 | 0 | DEER:HVAC_Split-Package_AC | Annual | 1719 | 124.4 | 0.08028 | 0 | 124.4 | 0.08028 | 0 | NE-HVAC-airAC-SpltPkg-240to759kBtuh-12p5eer_MZDEER2017AnyHtlNewCZ01cPVVG | 166466 | NE-HVAC-airAC-SpltPkg-240to759kBtuh-12p5eer_SZDEER2017AnyHtlNewCZ01cDXGF | 166465 |  | 151 | 0.0829 | 0 | 18 | 0.0698 | 0 | 151 | 0.0829 | 0 | 18 | 0.0698 | 0 | 73.1 | 37000 | 107 | 78900
NE-HVAC-airAC-SpltPkg-240to759kBtuh-12p5eer | DEER2017 | D17 v2 |  | Any | Htl | New | CZ02 | cWtd | Cap-Tons | 125.2 | 45380 | None | 211 | 0.204 | 0 | 211 | 0.204 | 0 | 211 | 0.204 | 0 | 211 | 0.204 | 0 | DEER:HVAC_Split-Package_AC | Annual | 1719 | 211.4 | 0.2044 | 0 | 211.4 | 0.2044 | 0 | NE-HVAC-airAC-SpltPkg-240to759kBtuh-12p5eer_MZDEER2017AnyHtlNewCZ02cPVVG | 166468 | NE-HVAC-airAC-SpltPkg-240to759kBtuh-12p5eer_SZDEER2017AnyHtlNewCZ02cDXGF | 166467 |  | 228 | 0.203 | 0 | 145 | 0.21 | 0 | 228 | 0.203 | 0 | 145 | 0.21 | 0 | 117 | 37000 | 158 | 78900
NE-HVAC-airAC-SpltPkg-240to759kBtuh-12p5eer | DEER2017 | D17 v2 |  | Any | Htl | New | CZ03 | cWtd | Cap-Tons | 97.12 | 45380 | None | 229 | 0.155 | 0 | 229 | 0.155 | 0 | 229 | 0.155 | 0 | 229 | 0.155 | 0 | DEER:HVAC_Split-Package_AC | Annual | 1719 | 228.96 | 0.1554 | 0 | 228.96 | 0.1554 | 0 | NE-HVAC-airAC-SpltPkg-240to759kBtuh-12p5eer_MZDEER2017AnyHtlNewCZ03cPVVG | 166470 | NE-HVAC-airAC-SpltPkg-240to759kBtuh-12p5eer_SZDEER2017AnyHtlNewCZ03cDXGF | 166469 |  | 264 | 0.154 | 0 | 88.8 | 0.161 | 0 | 264 | 0.154 | 0 | 88.8 | 0.161 | 0 | 90.4 | 37000 | 124 | 78900
NE-HVAC-airAC-SpltPkg-240to759kBtuh-12p5eer | DEER2017 | D17 v2 |  | Any | Htl | New | CZ04 | cWtd | Cap-Tons | 121 | 45380 | None | 266 | 0.19 | 0 | 266 | 0.19 | 0 | 266 | 0.19 | 0 | 266 | 0.19 | 0 | DEER:HVAC_Split-Package_AC | Annual | 1719 | 266.2 | 0.19 | 0 | 266.2 | 0.19 | 0 | NE-HVAC-airAC-SpltPkg-240to759kBtuh-12p5eer_MZDEER2017AnyHtlNewCZ04cPVVG | 166472 | NE-HVAC-airAC-SpltPkg-240to759kBtuh-12p5eer_SZDEER2017AnyHtlNewCZ04cDXGF | 166471 |  | 291 | 0.188 | 0 | 167 | 0.198 | 0 | 291 | 0.188 | 0 | 167 | 0.198 | 0 | 113 | 37000 | 153 | 78900
NE-HVAC-airAC-SpltPkg-240to759kBtuh-12p5eer | DEER2017 | D17 v2 |  | Any | Htl | New | CZ05 | cWtd | Cap-Tons | 92.28 | 45380 | None | 219 | 0.118 | 0 | 219 | 0.118 | 0 | 219 | 0.118 | 0 | 219 | 0.118 | 0 | DEER:HVAC_Split-Package_AC | Annual | 1719 | 218.74 | 0.1176 | 0 | 218.74 | 0.1176 | 0 | NE-HVAC-airAC-SpltPkg-240to759kBtuh-12p5eer_MZDEER2017AnyHtlNewCZ05cPVVG | 166474 | NE-HVAC-airAC-SpltPkg-240to759kBtuh-12p5eer_SZDEER2017AnyHtlNewCZ05cDXGF | 166473 |  | 251 | 0.117 | 0 | 89.7 | 0.12 | 0 | 251 | 0.117 | 0 | 89.7 | 0.12 | 0 | 85.1 | 37000 | 121 | 78900
NE-HVAC-airAC-SpltPkg-240to759kBtuh-12p5eer | DEER2017 | D17 v2 |  | Any | Htl | New | CZ06 | cWtd | Cap-Tons | 120 | 45380 | None | 319 | 0.158 | 0 | 319 | 0.158 | 0 | 319 | 0.158 | 0 | 319 | 0.158 | 0 | DEER:HVAC_Split-Package_AC | Annual | 1719 | 319.4 | 0.1584 | 0 | 319.4 | 0.1584 | 0 | NE-HVAC-airAC-SpltPkg-240to759kBtuh-12p5eer_MZDEER2017AnyHtlNewCZ06cPVVG | 166476 | NE-HVAC-airAC-SpltPkg-240to759kBtuh-12p5eer_SZDEER2017AnyHtlNewCZ06cDXGF | 166475 |  | 357 | 0.157 | 0 | 169 | 0.164 | 0 | 357 | 0.157 | 0 | 169 | 0.164 | 0 | 111 | 37000 | 156 | 78900
NE-HVAC-airAC-SpltPkg-240to759kBtuh-12p5eer | DEER2017 | D17 v2 |  | Any | Htl | New | CZ07 | cWtd | Cap-Tons | 91.28 | 45380 | None | 429 | 0.179 | 0 | 429 | 0.179 | 0 | 429 | 0.179 | 0 | 429 | 0.179 | 0 | DEER:HVAC_Split-Package_AC | Annual | 1719 | 429.2 | 0.1794 | 0 | 429.2 | 0.1794 | 0 | NE-HVAC-airAC-SpltPkg-240to759kBtuh-12p5eer_MZDEER2017AnyHtlNewCZ07cPVVG | 166478 | NE-HVAC-airAC-SpltPkg-240to759kBtuh-12p5eer_SZDEER2017AnyHtlNewCZ07cDXGF | 166477 |  | 479 | 0.179 | 0 | 230 | 0.181 | 0 | 479 | 0.179 | 0 | 230 | 0.181 | 0 | 84.6 | 37000 | 118 | 78900
NE-HVAC-airAC-SpltPkg-240to759kBtuh-12p5eer | DEER2017 | D17 v2 |  | Any | Htl | New | CZ08 | cWtd | Cap-Tons | 129.6 | 45380 | None | 351 | 0.177 | 0 | 351 | 0.177 | 0 | 351 | 0.177 | 0 | 351 | 0.177 | 0 | DEER:HVAC_Split-Package_AC | Annual | 1719 | 351 | 0.177 | 0 | 351 | 0.177 | 0 | NE-HVAC-airAC-SpltPkg-240to759kBtuh-12p5eer_MZDEER2017AnyHtlNewCZ08cPVVG | 166480 | NE-HVAC-airAC-SpltPkg-240to759kBtuh-12p5eer_SZDEER2017AnyHtlNewCZ08cDXGF | 166479 |  | 386 | 0.175 | 0 | 211 | 0.185 | 0 | 386 | 0.175 | 0 | 211 | 0.185 | 0 | 121 | 37000 | 164 | 78900
NE-HVAC-airAC-SpltPkg-240to759kBtuh-12p5eer | DEER2017 | D17 v2 |  | Any | Htl | New | CZ09 | cWtd | Cap-Tons | 152 | 45380 | None | 324 | 0.216 | 0 | 324 | 0.216 | 0 | 324 | 0.216 | 0 | 324 | 0.216 | 0 | DEER:HVAC_Split-Package_AC | Annual | 1719 | 324.2 | 0.2158 | 0 | 324.2 | 0.2158 | 0 | NE-HVAC-airAC-SpltPkg-240to759kBtuh-12p5eer_MZDEER2017AnyHtlNewCZ09cPVVG | 166482 | NE-HVAC-airAC-SpltPkg-240to759kBtuh-12p5eer_SZDEER2017AnyHtlNewCZ09cDXGF | 166481 |  | 353 | 0.214 | 0 | 209 | 0.223 | 0 | 353 | 0.214 | 0 | 209 | 0.223 | 0 | 142 | 37000 | 192 | 78900
NE-HVAC-airAC-SpltPkg-240to759kBtuh-12p5eer | DEER2017 | D17 v2 |  | Any | Htl | New | CZ10 | cWtd | Cap-Tons | 150 | 45380 | None | 335 | 0.228 | 0 | 335 | 0.228 | 0 | 335 | 0.228 | 0 | 335 | 0.228 | 0 | DEER:HVAC_Split-Package_AC | Annual | 1719 | 335.4 | 0.2284 | 0 | 335.4 | 0.2284 | 0 | NE-HVAC-airAC-SpltPkg-240to759kBtuh-12p5eer_MZDEER2017AnyHtlNewCZ10cPVVG | 166484 | NE-HVAC-airAC-SpltPkg-240to759kBtuh-12p5eer_SZDEER2017AnyHtlNewCZ10cDXGF | 166483 |  | 361 | 0.226 | 0 | 233 | 0.238 | 0 | 361 | 0.226 | 0 | 233 | 0.238 | 0 | 140 | 37000 | 190 | 78900
NE-HVAC-airAC-SpltPkg-240to759kBtuh-12p5eer | DEER2017 | D17 v2 |  | Any | Htl | New | CZ11 | cWtd | Cap-Tons | 148.2 | 45380 | None | 340 | 0.203 | 0 | 340 | 0.203 | 0 | 340 | 0.203 | 0 | 340 | 0.203 | 0 | DEER:HVAC_Split-Package_AC | Annual | 1719 | 340.2 | 0.2034 | 0 | 340.2 | 0.2034 | 0 | NE-HVAC-airAC-SpltPkg-240to759kBtuh-12p5eer_MZDEER2017AnyHtlNewCZ11cPVVG | 166486 | NE-HVAC-airAC-SpltPkg-240to759kBtuh-12p5eer_SZDEER2017AnyHtlNewCZ11cDXGF | 166485 |  | 359 | 0.202 | 0 | 265 | 0.209 | 0 | 359 | 0.202 | 0 | 265 | 0.209 | 0 | 138 | 37000 | 189 | 78900
NE-HVAC-airAC-SpltPkg-240to759kBtuh-12p5eer | DEER2017 | D17 v2 |  | Any | Htl | New | CZ12 | cWtd | Cap-Tons | 152 | 45380 | None | 264 | 0.188 | 0 | 264 | 0.188 | 0 | 264 | 0.188 | 0 | 264 | 0.188 | 0 | DEER:HVAC_Split-Package_AC | Annual | 1719 | 264.4 | 0.1882 | 0 | 264.4 | 0.1882 | 0 | NE-HVAC-airAC-SpltPkg-240to759kBtuh-12p5eer_MZDEER2017AnyHtlNewCZ12cPVVG | 166488 | NE-HVAC-airAC-SpltPkg-240to759kBtuh-12p5eer_SZDEER2017AnyHtlNewCZ12cDXGF | 166487 |  | 283 | 0.187 | 0 | 190 | 0.193 | 0 | 283 | 0.187 | 0 | 190 | 0.193 | 0 | 142 | 37000 | 192 | 78900
NE-HVAC-airAC-SpltPkg-240to759kBtuh-12p5eer | DEER2017 | D17 v2 |  | Any | Htl | New | CZ13 | cWtd | Cap-Tons | 150.6 | 45380 | None | 356 | 0.201 | 0 | 356 | 0.201 | 0 | 356 | 0.201 | 0 | 356 | 0.201 | 0 | DEER:HVAC_Split-Package_AC | Annual | 1719 | 355.6 | 0.201 | 0 | 355.6 | 0.201 | 0 | NE-HVAC-airAC-SpltPkg-240to759kBtuh-12p5eer_MZDEER2017AnyHtlNewCZ13cPVVG | 166490 | NE-HVAC-airAC-SpltPkg-240to759kBtuh-12p5eer_SZDEER2017AnyHtlNewCZ13cDXGF | 166489 |  | 373 | 0.198 | 0 | 286 | 0.213 | 0 | 373 | 0.198 | 0 | 286 | 0.213 | 0 | 141 | 37000 | 189 | 78900
NE-HVAC-airAC-SpltPkg-240to759kBtuh-12p5eer | DEER2017 | D17 v2 |  | Any | Htl | New | CZ14 | cWtd | Cap-Tons | 162.2 | 45380 | None | 322 | 0.193 | 0 | 322 | 0.193 | 0 | 322 | 0.193 | 0 | 322 | 0.193 | 0 | DEER:HVAC_Split-Package_AC | Annual | 1719 | 321.6 | 0.1934 | 0 | 321.6 | 0.1934 | 0 | NE-HVAC-airAC-SpltPkg-240to759kBtuh-12p5eer_MZDEER2017AnyHtlNewCZ14cPVVG | 166492 | NE-HVAC-airAC-SpltPkg-240to759kBtuh-12p5eer_SZDEER2017AnyHtlNewCZ14cDXGF | 166491 |  | 339 | 0.189 | 0 | 252 | 0.211 | 0 | 339 | 0.189 | 0 | 252 | 0.211 | 0 | 152 | 37000 | 203 | 78900
NE-HVAC-airAC-SpltPkg-240to759kBtuh-12p5eer | DEER2017 | D17 v2 |  | Any | Htl | New | CZ15 | cWtd | Cap-Tons | 193.2 | 45380 | None | 542 | 0.2 | 0 | 542 | 0.2 | 0 | 542 | 0.2 | 0 | 542 | 0.2 | 0 | DEER:HVAC_Split-Package_AC | Annual | 1719 | 542.2 | 0.1996 | 0 | 542.2 | 0.1996 | 0 | NE-HVAC-airAC-SpltPkg-240to759kBtuh-12p5eer_MZDEER2017AnyHtlNewCZ15cPVVG | 166494 | NE-HVAC-airAC-SpltPkg-240to759kBtuh-12p5eer_SZDEER2017AnyHtlNewCZ15cDXGF | 166493 |  | 564 | 0.194 | 0 | 455 | 0.222 | 0 | 564 | 0.194 | 0 | 455 | 0.222 | 0 | 181 | 37000 | 242 | 78900
NE-HVAC-airAC-SpltPkg-240to759kBtuh-12p5eer | DEER2017 | D17 v2 |  | Any | Htl | New | CZ16 | cWtd | Cap-Tons | 103.12 | 45380 | None | 206 | 0.15 | 0 | 206 | 0.15 | 0 | 206 | 0.15 | 0 | 206 | 0.15 | 0 | DEER:HVAC_Split-Package_AC | Annual | 1719 | 206 | 0.1504 | 0 | 206 | 0.1504 | 0 | NE-HVAC-airAC-SpltPkg-240to759kBtuh-12p5eer_MZDEER2017AnyHtlNewCZ16cPVVG | 166496 | NE-HVAC-airAC-SpltPkg-240to759kBtuh-12p5eer_SZDEER2017AnyHtlNewCZ16cDXGF | 166495 |  | 226 | 0.149 | 0 | 126 | 0.156 | 0 | 226 | 0.149 | 0 | 126 | 0.156 | 0 | 96.4 | 37000 | 130 | 78900
NE-HVAC-airAC-SpltPkg-240to759kBtuh-12p5eer | DEER2017 | D17 v2 |  | Any | MBT | 1975 | CZ01 | cWtd | Cap-Tons | 536.6 | 200000 | None | 52.7 | 0.08 | 0 | 52.7 | 0.08 | 0 | 52.7 | 0.08 | 0 | 52.7 | 0.08 | 0 | DEER:HVAC_Split-Package_AC | Annual | 1719 | 52.66 | 0.08004 | 0 | 52.66 | 0.08004 | 0 | NE-HVAC-airAC-SpltPkg-240to759kBtuh-12p5eer_MZDEER2017AnyMBT1975CZ01cPVVG | 13490 | NE-HVAC-airAC-SpltPkg-240to759kBtuh-12p5eer_SZDEER2017AnyMBT1975CZ01cDXGF | 13489 |  | 55.7 | 0.0738 | 0 | 40.5 | 0.105 | 0 | 55.7 | 0.0738 | 0 | 40.5 | 0.105 | 0 | 571 | 200000 | 399 | 200000
NE-HVAC-airAC-SpltPkg-240to759kBtuh-12p5eer | DEER2017 | D17 v2 |  | Any | MBT | 1975 | CZ02 | cWtd | Cap-Tons | 624 | 200000 | None | 161 | 0.2 | 0 | 161 | 0.2 | 0 | 161 | 0.2 | 0 | 161 | 0.2 | 0 | DEER:HVAC_Split-Package_AC | Annual | 1719 | 160.6 | 0.2002 | 0 | 160.6 | 0.2002 | 0 | NE-HVAC-airAC-SpltPkg-240to759kBtuh-12p5eer_MZDEER2017AnyMBT1975CZ02cPVVG | 13492 | NE-HVAC-airAC-SpltPkg-240to759kBtuh-12p5eer_SZDEER2017AnyMBT1975CZ02cDXGF | 13491 |  | 159 | 0.188 | 0 | 167 | 0.249 | 0 | 159 | 0.188 | 0 | 167 | 0.249 | 0 | 662 | 200000 | 472 | 200000
NE-HVAC-airAC-SpltPkg-240to759kBtuh-12p5eer | DEER2017 | D17 v2 |  | Any | MBT | 1975 | CZ03 | cWtd | Cap-Tons | 576.2 | 200000 | None | 130 | 0.143 | 0 | 130 | 0.143 | 0 | 130 | 0.143 | 0 | 130 | 0.143 | 0 | DEER:HVAC_Split-Package_AC | Annual | 1719 | 130.4 | 0.1426 | 0 | 130.4 | 0.1426 | 0 | NE-HVAC-airAC-SpltPkg-240to759kBtuh-12p5eer_MZDEER2017AnyMBT1975CZ03cPVVG | 13494 | NE-HVAC-airAC-SpltPkg-240to759kBtuh-12p5eer_SZDEER2017AnyMBT1975CZ03cDXGF | 13493 |  | 130 | 0.132 | 0 | 132 | 0.185 | 0 | 130 | 0.132 | 0 | 132 | 0.185 | 0 | 613 | 200000 | 429 | 200000
NE-HVAC-airAC-SpltPkg-240to759kBtuh-12p5eer | DEER2017 | D17 v2 |  | Any | MBT | 1975 | CZ04 | cWtd | Cap-Tons | 658.2 | 200000 | None | 181 | 0.174 | 0 | 181 | 0.174 | 0 | 181 | 0.174 | 0 | 181 | 0.174 | 0 | DEER:HVAC_Split-Package_AC | Annual | 1719 | 181.4 | 0.1738 | 0 | 181.4 | 0.1738 | 0 | NE-HVAC-airAC-SpltPkg-240to759kBtuh-12p5eer_MZDEER2017AnyMBT1975CZ04cPVVG | 13496 | NE-HVAC-airAC-SpltPkg-240to759kBtuh-12p5eer_SZDEER2017AnyMBT1975CZ04cDXGF | 13495 |  | 181 | 0.161 | 0 | 183 | 0.225 | 0 | 181 | 0.161 | 0 | 183 | 0.225 | 0 | 699 | 200000 | 495 | 200000
NE-HVAC-airAC-SpltPkg-240to759kBtuh-12p5eer | DEER2017 | D17 v2 |  | Any | MBT | 1975 | CZ05 | cWtd | Cap-Tons | 532.6 | 200000 | None | 141 | 0.129 | 0 | 141 | 0.129 | 0 | 141 | 0.129 | 0 | 141 | 0.129 | 0 | DEER:HVAC_Split-Package_AC | Annual | 1719 | 140.6 | 0.1288 | 0 | 140.6 | 0.1288 | 0 | NE-HVAC-airAC-SpltPkg-240to759kBtuh-12p5eer_MZDEER2017AnyMBT1975CZ05cPVVG | 13498 | NE-HVAC-airAC-SpltPkg-240to759kBtuh-12p5eer_SZDEER2017AnyMBT1975CZ05cDXGF | 13497 |  | 137 | 0.117 | 0 | 155 | 0.176 | 0 | 137 | 0.117 | 0 | 155 | 0.176 | 0 | 568 | 200000 | 391 | 200000
NE-HVAC-airAC-SpltPkg-240to759kBtuh-12p5eer | DEER2017 | D17 v2 |  | Any | MBT | 1975 | CZ06 | cWtd | Cap-Tons | 577.8 | 200000 | None | 238 | 0.163 | 0 | 238 | 0.163 | 0 | 238 | 0.163 | 0 | 238 | 0.163 | 0 | DEER:HVAC_Split-Package_AC | Annual | 1719 | 238.4 | 0.163 | 0 | 238.4 | 0.163 | 0 | NE-HVAC-airAC-SpltPkg-240to759kBtuh-12p5eer_MZDEER2017AnyMBT1975CZ06cPVVG | 13500 | NE-HVAC-airAC-SpltPkg-240to759kBtuh-12p5eer_SZDEER2017AnyMBT1975CZ06cDXGF | 13499 |  | 227 | 0.15 | 0 | 284 | 0.215 | 0 | 227 | 0.15 | 0 | 284 | 0.215 | 0 | 614 | 200000 | 433 | 200000
NE-HVAC-airAC-SpltPkg-240to759kBtuh-12p5eer | DEER2017 | D17 v2 |  | Any | MBT | 1975 | CZ07 | cWtd | Cap-Tons | 548.6 | 200000 | None | 232 | 0.152 | 0 | 232 | 0.152 | 0 | 232 | 0.152 | 0 | 232 | 0.152 | 0 | DEER:HVAC_Split-Package_AC | Annual | 1719 | 231.8 | 0.1522 | 0 | 231.8 | 0.1522 | 0 | NE-HVAC-airAC-SpltPkg-240to759kBtuh-12p5eer_MZDEER2017AnyMBT1975CZ07cPVVG | 13502 | NE-HVAC-airAC-SpltPkg-240to759kBtuh-12p5eer_SZDEER2017AnyMBT1975CZ07cDXGF | 13501 |  | 220 | 0.14 | 0 | 279 | 0.201 | 0 | 220 | 0.14 | 0 | 279 | 0.201 | 0 | 582 | 200000 | 415 | 200000
NE-HVAC-airAC-SpltPkg-240to759kBtuh-12p5eer | DEER2017 | D17 v2 |  | Any | MBT | 1975 | CZ08 | cWtd | Cap-Tons | 684.6 | 200000 | None | 232 | 0.167 | 0 | 232 | 0.167 | 0 | 232 | 0.167 | 0 | 232 | 0.167 | 0 | DEER:HVAC_Split-Package_AC | Annual | 1719 | 231.6 | 0.1672 | 0 | 231.6 | 0.1672 | 0 | NE-HVAC-airAC-SpltPkg-240to759kBtuh-12p5eer_MZDEER2017AnyMBT1975CZ08cPVVG | 13504 | NE-HVAC-airAC-SpltPkg-240to759kBtuh-12p5eer_SZDEER2017AnyMBT1975CZ08cDXGF | 13503 |  | 228 | 0.156 | 0 | 246 | 0.212 | 0 | 228 | 0.156 | 0 | 246 | 0.212 | 0 | 725 | 200000 | 523 | 200000
NE-HVAC-airAC-SpltPkg-240to759kBtuh-12p5eer | DEER2017 | D17 v2 |  | Any | MBT | 1975 | CZ09 | cWtd | Cap-Tons | 750.8 | 200000 | None | 219 | 0.202 | 0 | 219 | 0.202 | 0 | 219 | 0.202 | 0 | 219 | 0.202 | 0 | DEER:HVAC_Split-Package_AC | Annual | 1719 | 219.4 | 0.2016 | 0 | 219.4 | 0.2016 | 0 | NE-HVAC-airAC-SpltPkg-240to759kBtuh-12p5eer_MZDEER2017AnyMBT1975CZ09cPVVG | 13506 | NE-HVAC-airAC-SpltPkg-240to759kBtuh-12p5eer_SZDEER2017AnyMBT1975CZ09cDXGF | 13505 |  | 220 | 0.189 | 0 | 217 | 0.252 | 0 | 220 | 0.189 | 0 | 217 | 0.252 | 0 | 793 | 200000 | 582 | 200000
NE-HVAC-airAC-SpltPkg-240to759kBtuh-12p5eer | DEER2017 | D17 v2 |  | Any | MBT | 1975 | CZ10 | cWtd | Cap-Tons | 723.8 | 200000 | None | 237 | 0.219 | 0 | 237 | 0.219 | 0 | 237 | 0.219 | 0 | 237 | 0.219 | 0 | DEER:HVAC_Split-Package_AC | Annual | 1719 | 237.4 | 0.219 | 0 | 237.4 | 0.219 | 0 | NE-HVAC-airAC-SpltPkg-240to759kBtuh-12p5eer_MZDEER2017AnyMBT1975CZ10cPVVG | 13508 | NE-HVAC-airAC-SpltPkg-240to759kBtuh-12p5eer_SZDEER2017AnyMBT1975CZ10cDXGF | 13507 |  | 235 | 0.205 | 0 | 247 | 0.275 | 0 | 235 | 0.205 | 0 | 247 | 0.275 | 0 | 766 | 200000 | 555 | 200000
NE-HVAC-airAC-SpltPkg-240to759kBtuh-12p5eer | DEER2017 | D17 v2 |  | Any | MBT | 1975 | CZ11 | cWtd | Cap-Tons | 708.6 | 200000 | None | 224 | 0.207 | 0 | 224 | 0.207 | 0 | 224 | 0.207 | 0 | 224 | 0.207 | 0 | DEER:HVAC_Split-Package_AC | Annual | 1719 | 224 | 0.2066 | 0 | 224 | 0.2066 | 0 | NE-HVAC-airAC-SpltPkg-240to759kBtuh-12p5eer_MZDEER2017AnyMBT1975CZ11cPVVG | 13510 | NE-HVAC-airAC-SpltPkg-240to759kBtuh-12p5eer_SZDEER2017AnyMBT1975CZ11cDXGF | 13509 |  | 220 | 0.194 | 0 | 240 | 0.257 | 0 | 220 | 0.194 | 0 | 240 | 0.257 | 0 | 751 | 200000 | 539 | 200000
NE-HVAC-airAC-SpltPkg-240to759kBtuh-12p5eer | DEER2017 | D17 v2 |  | Any | MBT | 1975 | CZ12 | cWtd | Cap-Tons | 658.4 | 200000 | None | 200 | 0.203 | 0 | 200 | 0.203 | 0 | 200 | 0.203 | 0 | 200 | 0.203 | 0 | DEER:HVAC_Split-Package_AC | Annual | 1719 | 199.8 | 0.203 | 0 | 199.8 | 0.203 | 0 | NE-HVAC-airAC-SpltPkg-240to759kBtuh-12p5eer_MZDEER2017AnyMBT1975CZ12cPVVG | 13512 | NE-HVAC-airAC-SpltPkg-240to759kBtuh-12p5eer_SZDEER2017AnyMBT1975CZ12cDXGF | 13511 |  | 194 | 0.19 | 0 | 223 | 0.255 | 0 | 194 | 0.19 | 0 | 223 | 0.255 | 0 | 701 | 200000 | 488 | 200000
NE-HVAC-airAC-SpltPkg-240to759kBtuh-12p5eer | DEER2017 | D17 v2 |  | Any | MBT | 1975 | CZ13 | cWtd | Cap-Tons | 698.8 | 200000 | None | 236 | 0.202 | 0 | 236 | 0.202 | 0 | 236 | 0.202 | 0 | 236 | 0.202 | 0 | DEER:HVAC_Split-Package_AC | Annual | 1719 | 236.2 | 0.202 | 0 | 236.2 | 0.202 | 0 | NE-HVAC-airAC-SpltPkg-240to759kBtuh-12p5eer_MZDEER2017AnyMBT1975CZ13cPVVG | 13514 | NE-HVAC-airAC-SpltPkg-240to759kBtuh-12p5eer_SZDEER2017AnyMBT1975CZ13cDXGF | 13513 |  | 228 | 0.189 | 0 | 269 | 0.254 | 0 | 228 | 0.189 | 0 | 269 | 0.254 | 0 | 742 | 200000 | 526 | 200000
NE-HVAC-airAC-SpltPkg-240to759kBtuh-12p5eer | DEER2017 | D17 v2 |  | Any | MBT | 1975 | CZ14 | cWtd | Cap-Tons | 703.2 | 200000 | None | 236 | 0.207 | 0 | 236 | 0.207 | 0 | 236 | 0.207 | 0 | 236 | 0.207 | 0 | DEER:HVAC_Split-Package_AC | Annual | 1719 | 236.4 | 0.207 | 0 | 236.4 | 0.207 | 0 | NE-HVAC-airAC-SpltPkg-240to759kBtuh-12p5eer_MZDEER2017AnyMBT1975CZ14cPVVG | 13516 | NE-HVAC-airAC-SpltPkg-240to759kBtuh-12p5eer_SZDEER2017AnyMBT1975CZ14cDXGF | 13515 |  | 233 | 0.193 | 0 | 250 | 0.263 | 0 | 233 | 0.193 | 0 | 250 | 0.263 | 0 | 745 | 200000 | 536 | 200000
NE-HVAC-airAC-SpltPkg-240to759kBtuh-12p5eer | DEER2017 | D17 v2 |  | Any | MBT | 1975 | CZ15 | cWtd | Cap-Tons | 788.6 | 200000 | None | 372 | 0.223 | 0 | 372 | 0.223 | 0 | 372 | 0.223 | 0 | 372 | 0.223 | 0 | DEER:HVAC_Split-Package_AC | Annual | 1719 | 372 | 0.2228 | 0 | 372 | 0.2228 | 0 | NE-HVAC-airAC-SpltPkg-240to759kBtuh-12p5eer_MZDEER2017AnyMBT1975CZ15cPVVG | 13518 | NE-HVAC-airAC-SpltPkg-240to759kBtuh-12p5eer_SZDEER2017AnyMBT1975CZ15cDXGF | 13517 |  | 361 | 0.207 | 0 | 416 | 0.286 | 0 | 361 | 0.207 | 0 | 416 | 0.286 | 0 | 834 | 200000 | 607 | 200000
NE-HVAC-airAC-SpltPkg-240to759kBtuh-12p5eer | DEER2017 | D17 v2 |  | Any | MBT | 1975 | CZ16 | cWtd | Cap-Tons | 535.8 | 200000 | None | 123 | 0.155 | 0 | 123 | 0.155 | 0 | 123 | 0.155 | 0 | 123 | 0.155 | 0 | DEER:HVAC_Split-Package_AC | Annual | 1719 | 123.2 | 0.1548 | 0 | 123.2 | 0.1548 | 0 | NE-HVAC-airAC-SpltPkg-240to759kBtuh-12p5eer_MZDEER2017AnyMBT1975CZ16cPVVG | 13520 | NE-HVAC-airAC-SpltPkg-240to759kBtuh-12p5eer_SZDEER2017AnyMBT1975CZ16cDXGF | 13519 |  | 118 | 0.142 | 0 | 144 | 0.206 | 0 | 118 | 0.142 | 0 | 144 | 0.206 | 0 | 572 | 200000 | 391 | 200000
NE-HVAC-airAC-SpltPkg-240to759kBtuh-12p5eer | DEER2017 | D17 v2 |  | Any | MBT | 1985 | CZ01 | cWtd | Cap-Tons | 469 | 200000 | None | 35.5 | 0.0884 | 0 | 35.5 | 0.0884 | 0 | 35.5 | 0.0884 | 0 | 35.5 | 0.0884 | 0 | DEER:HVAC_Split-Package_AC | Annual | 1719 | 35.54 | 0.08844 | 0 | 35.54 | 0.08844 | 0 | NE-HVAC-airAC-SpltPkg-240to759kBtuh-12p5eer_MZDEER2017AnyMBT1985CZ01cPVVG | 34850 | NE-HVAC-airAC-SpltPkg-240to759kBtuh-12p5eer_SZDEER2017AnyMBT1985CZ01cDXGF | 34849 |  | 31.8 | 0.0828 | 0 | 50.5 | 0.111 | 0 | 31.8 | 0.0828 | 0 | 50.5 | 0.111 | 0 | 493 | 200000 | 373 | 200000
NE-HVAC-airAC-SpltPkg-240to759kBtuh-12p5eer | DEER2017 | D17 v2 |  | Any | MBT | 1985 | CZ02 | cWtd | Cap-Tons | 541.2 | 200000 | None | 166 | 0.225 | 0 | 166 | 0.225 | 0 | 166 | 0.225 | 0 | 166 | 0.225 | 0 | DEER:HVAC_Split-Package_AC | Annual | 1719 | 165.8 | 0.2254 | 0 | 165.8 | 0.2254 | 0 | NE-HVAC-airAC-SpltPkg-240to759kBtuh-12p5eer_MZDEER2017AnyMBT1985CZ02cPVVG | 34852 | NE-HVAC-airAC-SpltPkg-240to759kBtuh-12p5eer_SZDEER2017AnyMBT1985CZ02cDXGF | 34851 |  | 164 | 0.22 | 0 | 173 | 0.247 | 0 | 164 | 0.22 | 0 | 173 | 0.247 | 0 | 566 | 200000 | 442 | 200000
NE-HVAC-airAC-SpltPkg-240to759kBtuh-12p5eer | DEER2017 | D17 v2 |  | Any | MBT | 1985 | CZ03 | cWtd | Cap-Tons | 502.6 | 200000 | None | 122 | 0.165 | 0 | 122 | 0.165 | 0 | 122 | 0.165 | 0 | 122 | 0.165 | 0 | DEER:HVAC_Split-Package_AC | Annual | 1719 | 122 | 0.1652 | 0 | 122 | 0.1652 | 0 | NE-HVAC-airAC-SpltPkg-240to759kBtuh-12p5eer_MZDEER2017AnyMBT1985CZ03cPVVG | 34854 | NE-HVAC-airAC-SpltPkg-240to759kBtuh-12p5eer_SZDEER2017AnyMBT1985CZ03cDXGF | 34853 |  | 117 | 0.16 | 0 | 142 | 0.186 | 0 | 117 | 0.16 | 0 | 142 | 0.186 | 0 | 528 | 200000 | 401 | 200000
NE-HVAC-airAC-SpltPkg-240to759kBtuh-12p5eer | DEER2017 | D17 v2 |  | Any | MBT | 1985 | CZ04 | cWtd | Cap-Tons | 574.6 | 200000 | None | 183 | 0.198 | 0 | 183 | 0.198 | 0 | 183 | 0.198 | 0 | 183 | 0.198 | 0 | DEER:HVAC_Split-Package_AC | Annual | 1719 | 182.8 | 0.1984 | 0 | 182.8 | 0.1984 | 0 | NE-HVAC-airAC-SpltPkg-240to759kBtuh-12p5eer_MZDEER2017AnyMBT1985CZ04cPVVG | 34856 | NE-HVAC-airAC-SpltPkg-240to759kBtuh-12p5eer_SZDEER2017AnyMBT1985CZ04cDXGF | 34855 |  | 181 | 0.192 | 0 | 190 | 0.224 | 0 | 181 | 0.192 | 0 | 190 | 0.224 | 0 | 602 | 200000 | 465 | 200000
NE-HVAC-airAC-SpltPkg-240to759kBtuh-12p5eer | DEER2017 | D17 v2 |  | Any | MBT | 1985 | CZ05 | cWtd | Cap-Tons | 461.6 | 200000 | None | 139 | 0.152 | 0 | 139 | 0.152 | 0 | 139 | 0.152 | 0 | 139 | 0.152 | 0 | DEER:HVAC_Split-Package_AC | Annual | 1719 | 139.2 | 0.152 | 0 | 139.2 | 0.152 | 0 | NE-HVAC-airAC-SpltPkg-240to759kBtuh-12p5eer_MZDEER2017AnyMBT1985CZ05cPVVG | 34858 | NE-HVAC-airAC-SpltPkg-240to759kBtuh-12p5eer_SZDEER2017AnyMBT1985CZ05cDXGF | 34857 |  | 132 | 0.145 | 0 | 168 | 0.18 | 0 | 132 | 0.145 | 0 | 168 | 0.18 | 0 | 486 | 200000 | 364 | 200000
NE-HVAC-airAC-SpltPkg-240to759kBtuh-12p5eer | DEER2017 | D17 v2 |  | Any | MBT | 1985 | CZ06 | cWtd | Cap-Tons | 499.4 | 200000 | None | 251 | 0.184 | 0 | 251 | 0.184 | 0 | 251 | 0.184 | 0 | 251 | 0.184 | 0 | DEER:HVAC_Split-Package_AC | Annual | 1719 | 250.6 | 0.1838 | 0 | 250.6 | 0.1838 | 0 | NE-HVAC-airAC-SpltPkg-240to759kBtuh-12p5eer_MZDEER2017AnyMBT1985CZ06cPVVG | 34860 | NE-HVAC-airAC-SpltPkg-240to759kBtuh-12p5eer_SZDEER2017AnyMBT1985CZ06cDXGF | 34859 |  | 239 | 0.176 | 0 | 297 | 0.215 | 0 | 239 | 0.176 | 0 | 297 | 0.215 | 0 | 523 | 200000 | 405 | 200000
NE-HVAC-airAC-SpltPkg-240to759kBtuh-12p5eer | DEER2017 | D17 v2 |  | Any | MBT | 1985 | CZ07 | cWtd | Cap-Tons | 475 | 200000 | None | 236 | 0.172 | 0 | 236 | 0.172 | 0 | 236 | 0.172 | 0 | 236 | 0.172 | 0 | DEER:HVAC_Split-Package_AC | Annual | 1719 | 236 | 0.1724 | 0 | 236 | 0.1724 | 0 | NE-HVAC-airAC-SpltPkg-240to759kBtuh-12p5eer_MZDEER2017AnyMBT1985CZ07cPVVG | 34862 | NE-HVAC-airAC-SpltPkg-240to759kBtuh-12p5eer_SZDEER2017AnyMBT1985CZ07cDXGF | 34861 |  | 222 | 0.165 | 0 | 292 | 0.202 | 0 | 222 | 0.165 | 0 | 292 | 0.202 | 0 | 497 | 200000 | 387 | 200000
NE-HVAC-airAC-SpltPkg-240to759kBtuh-12p5eer | DEER2017 | D17 v2 |  | Any | MBT | 1985 | CZ08 | cWtd | Cap-Tons | 599.8 | 200000 | None | 241 | 0.188 | 0 | 241 | 0.188 | 0 | 241 | 0.188 | 0 | 241 | 0.188 | 0 | DEER:HVAC_Split-Package_AC | Annual | 1719 | 241 | 0.1876 | 0 | 241 | 0.1876 | 0 | NE-HVAC-airAC-SpltPkg-240to759kBtuh-12p5eer_MZDEER2017AnyMBT1985CZ08cPVVG | 34864 | NE-HVAC-airAC-SpltPkg-240to759kBtuh-12p5eer_SZDEER2017AnyMBT1985CZ08cDXGF | 34863 |  | 238 | 0.182 | 0 | 253 | 0.21 | 0 | 238 | 0.182 | 0 | 253 | 0.21 | 0 | 627 | 200000 | 491 | 200000
NE-HVAC-airAC-SpltPkg-240to759kBtuh-12p5eer | DEER2017 | D17 v2 |  | Any | MBT | 1985 | CZ09 | cWtd | Cap-Tons | 624.4 | 200000 | None | 235 | 0.23 | 0 | 235 | 0.23 | 0 | 235 | 0.23 | 0 | 235 | 0.23 | 0 | DEER:HVAC_Split-Package_AC | Annual | 1719 | 235.2 | 0.2302 | 0 | 235.2 | 0.2302 | 0 | NE-HVAC-airAC-SpltPkg-240to759kBtuh-12p5eer_MZDEER2017AnyMBT1985CZ09cPVVG | 34866 | NE-HVAC-airAC-SpltPkg-240to759kBtuh-12p5eer_SZDEER2017AnyMBT1985CZ09cDXGF | 34865 |  | 233 | 0.223 | 0 | 244 | 0.259 | 0 | 233 | 0.223 | 0 | 244 | 0.259 | 0 | 653 | 200000 | 510 | 200000
NE-HVAC-airAC-SpltPkg-240to759kBtuh-12p5eer | DEER2017 | D17 v2 |  | Any | MBT | 1985 | CZ10 | cWtd | Cap-Tons | 635 | 200000 | None | 246 | 0.243 | 0 | 246 | 0.243 | 0 | 246 | 0.243 | 0 | 246 | 0.243 | 0 | DEER:HVAC_Split-Package_AC | Annual | 1719 | 246.4 | 0.2426 | 0 | 246.4 | 0.2426 | 0 | NE-HVAC-airAC-SpltPkg-240to759kBtuh-12p5eer_MZDEER2017AnyMBT1985CZ10cPVVG | 34868 | NE-HVAC-airAC-SpltPkg-240to759kBtuh-12p5eer_SZDEER2017AnyMBT1985CZ10cDXGF | 34867 |  | 245 | 0.235 | 0 | 252 | 0.273 | 0 | 245 | 0.235 | 0 | 252 | 0.273 | 0 | 663 | 200000 | 523 | 200000
NE-HVAC-airAC-SpltPkg-240to759kBtuh-12p5eer | DEER2017 | D17 v2 |  | Any | MBT | 1985 | CZ11 | cWtd | Cap-Tons | 618.8 | 200000 | None | 233 | 0.222 | 0 | 233 | 0.222 | 0 | 233 | 0.222 | 0 | 233 | 0.222 | 0 | DEER:HVAC_Split-Package_AC | Annual | 1719 | 233.4 | 0.222 | 0 | 233.4 | 0.222 | 0 | NE-HVAC-airAC-SpltPkg-240to759kBtuh-12p5eer_MZDEER2017AnyMBT1985CZ11cPVVG | 34870 | NE-HVAC-airAC-SpltPkg-240to759kBtuh-12p5eer_SZDEER2017AnyMBT1985CZ11cDXGF | 34869 |  | 231 | 0.214 | 0 | 243 | 0.254 | 0 | 231 | 0.214 | 0 | 243 | 0.254 | 0 | 647 | 200000 | 506 | 200000
NE-HVAC-airAC-SpltPkg-240to759kBtuh-12p5eer | DEER2017 | D17 v2 |  | Any | MBT | 1985 | CZ12 | cWtd | Cap-Tons | 573 | 200000 | None | 209 | 0.228 | 0 | 209 | 0.228 | 0 | 209 | 0.228 | 0 | 209 | 0.228 | 0 | DEER:HVAC_Split-Package_AC | Annual | 1719 | 208.8 | 0.2276 | 0 | 208.8 | 0.2276 | 0 | NE-HVAC-airAC-SpltPkg-240to759kBtuh-12p5eer_MZDEER2017AnyMBT1985CZ12cPVVG | 34872 | NE-HVAC-airAC-SpltPkg-240to759kBtuh-12p5eer_SZDEER2017AnyMBT1985CZ12cDXGF | 34871 |  | 204 | 0.221 | 0 | 228 | 0.254 | 0 | 204 | 0.221 | 0 | 228 | 0.254 | 0 | 602 | 200000 | 457 | 200000
NE-HVAC-airAC-SpltPkg-240to759kBtuh-12p5eer | DEER2017 | D17 v2 |  | Any | MBT | 1985 | CZ13 | cWtd | Cap-Tons | 611.8 | 200000 | None | 250 | 0.223 | 0 | 250 | 0.223 | 0 | 250 | 0.223 | 0 | 250 | 0.223 | 0 | DEER:HVAC_Split-Package_AC | Annual | 1719 | 249.8 | 0.2232 | 0 | 249.8 | 0.2232 | 0 | NE-HVAC-airAC-SpltPkg-240to759kBtuh-12p5eer_MZDEER2017AnyMBT1985CZ13cPVVG | 34874 | NE-HVAC-airAC-SpltPkg-240to759kBtuh-12p5eer_SZDEER2017AnyMBT1985CZ13cDXGF | 34873 |  | 245 | 0.216 | 0 | 269 | 0.252 | 0 | 245 | 0.216 | 0 | 269 | 0.252 | 0 | 641 | 200000 | 495 | 200000
NE-HVAC-airAC-SpltPkg-240to759kBtuh-12p5eer | DEER2017 | D17 v2 |  | Any | MBT | 1985 | CZ14 | cWtd | Cap-Tons | 611.2 | 200000 | None | 243 | 0.227 | 0 | 243 | 0.227 | 0 | 243 | 0.227 | 0 | 243 | 0.227 | 0 | DEER:HVAC_Split-Package_AC | Annual | 1719 | 243 | 0.2274 | 0 | 243 | 0.2274 | 0 | NE-HVAC-airAC-SpltPkg-240to759kBtuh-12p5eer_MZDEER2017AnyMBT1985CZ14cPVVG | 34876 | NE-HVAC-airAC-SpltPkg-240to759kBtuh-12p5eer_SZDEER2017AnyMBT1985CZ14cDXGF | 34875 |  | 240 | 0.219 | 0 | 255 | 0.261 | 0 | 240 | 0.219 | 0 | 255 | 0.261 | 0 | 639 | 200000 | 500 | 200000
NE-HVAC-airAC-SpltPkg-240to759kBtuh-12p5eer | DEER2017 | D17 v2 |  | Any | MBT | 1985 | CZ15 | cWtd | Cap-Tons | 692.8 | 200000 | None | 389 | 0.243 | 0 | 389 | 0.243 | 0 | 389 | 0.243 | 0 | 389 | 0.243 | 0 | DEER:HVAC_Split-Package_AC | Annual | 1719 | 388.8 | 0.243 | 0 | 388.8 | 0.243 | 0 | NE-HVAC-airAC-SpltPkg-240to759kBtuh-12p5eer_MZDEER2017AnyMBT1985CZ15cPVVG | 34878 | NE-HVAC-airAC-SpltPkg-240to759kBtuh-12p5eer_SZDEER2017AnyMBT1985CZ15cDXGF | 34877 |  | 383 | 0.233 | 0 | 412 | 0.283 | 0 | 383 | 0.233 | 0 | 412 | 0.283 | 0 | 723 | 200000 | 572 | 200000
NE-HVAC-airAC-SpltPkg-240to759kBtuh-12p5eer | DEER2017 | D17 v2 |  | Any | MBT | 1985 | CZ16 | cWtd | Cap-Tons | 458 | 200000 | None | 127 | 0.175 | 0 | 127 | 0.175 | 0 | 127 | 0.175 | 0 | 127 | 0.175 | 0 | DEER:HVAC_Split-Package_AC | Annual | 1719 | 126.6 | 0.1748 | 0 | 126.6 | 0.1748 | 0 | NE-HVAC-airAC-SpltPkg-240to759kBtuh-12p5eer_MZDEER2017AnyMBT1985CZ16cPVVG | 34880 | NE-HVAC-airAC-SpltPkg-240to759kBtuh-12p5eer_SZDEER2017AnyMBT1985CZ16cDXGF | 34879 |  | 121 | 0.167 | 0 | 149 | 0.206 | 0 | 121 | 0.167 | 0 | 149 | 0.206 | 0 | 482 | 200000 | 362 | 200000
NE-HVAC-airAC-SpltPkg-240to759kBtuh-12p5eer | DEER2017 | D17 v2 |  | Any | MBT | 1996 | CZ01 | cWtd | Cap-Tons | 410.2 | 200000 | None | 42.4 | 0.0952 | 0 | 42.4 | 0.0952 | 0 | 42.4 | 0.0952 | 0 | 42.4 | 0.0952 | 0 | DEER:HVAC_Split-Package_AC | Annual | 1719 | 42.38 | 0.09516 | 0 | 42.38 | 0.09516 | 0 | NE-HVAC-airAC-SpltPkg-240to759kBtuh-12p5eer_MZDEER2017AnyMBT1996CZ01cPVVG | 56210 | NE-HVAC-airAC-SpltPkg-240to759kBtuh-12p5eer_SZDEER2017AnyMBT1996CZ01cDXGF | 56209 |  | 39.8 | 0.0907 | 0 | 52.7 | 0.113 | 0 | 39.8 | 0.0907 | 0 | 52.7 | 0.113 | 0 | 428 | 200000 | 339 | 200000
NE-HVAC-airAC-SpltPkg-240to759kBtuh-12p5eer | DEER2017 | D17 v2 |  | Any | MBT | 1996 | CZ02 | cWtd | Cap-Tons | 489 | 200000 | None | 172 | 0.233 | 0 | 172 | 0.233 | 0 | 172 | 0.233 | 0 | 172 | 0.233 | 0 | DEER:HVAC_Split-Package_AC | Annual | 1719 | 172 | 0.2328 | 0 | 172 | 0.2328 | 0 | NE-HVAC-airAC-SpltPkg-240to759kBtuh-12p5eer_MZDEER2017AnyMBT1996CZ02cPVVG | 56212 | NE-HVAC-airAC-SpltPkg-240to759kBtuh-12p5eer_SZDEER2017AnyMBT1996CZ02cDXGF | 56211 |  | 173 | 0.23 | 0 | 168 | 0.244 | 0 | 173 | 0.23 | 0 | 168 | 0.244 | 0 | 507 | 200000 | 417 | 200000
NE-HVAC-airAC-SpltPkg-240to759kBtuh-12p5eer | DEER2017 | D17 v2 |  | Any | MBT | 1996 | CZ03 | cWtd | Cap-Tons | 445.8 | 200000 | None | 132 | 0.173 | 0 | 132 | 0.173 | 0 | 132 | 0.173 | 0 | 132 | 0.173 | 0 | DEER:HVAC_Split-Package_AC | Annual | 1719 | 131.6 | 0.173 | 0 | 131.6 | 0.173 | 0 | NE-HVAC-airAC-SpltPkg-240to759kBtuh-12p5eer_MZDEER2017AnyMBT1996CZ03cPVVG | 56214 | NE-HVAC-airAC-SpltPkg-240to759kBtuh-12p5eer_SZDEER2017AnyMBT1996CZ03cDXGF | 56213 |  | 129 | 0.169 | 0 | 142 | 0.189 | 0 | 129 | 0.169 | 0 | 142 | 0.189 | 0 | 465 | 200000 | 369 | 200000
NE-HVAC-airAC-SpltPkg-240to759kBtuh-12p5eer | DEER2017 | D17 v2 |  | Any | MBT | 1996 | CZ04 | cWtd | Cap-Tons | 513.2 | 200000 | None | 193 | 0.204 | 0 | 193 | 0.204 | 0 | 193 | 0.204 | 0 | 193 | 0.204 | 0 | DEER:HVAC_Split-Package_AC | Annual | 1719 | 192.6 | 0.2036 | 0 | 192.6 | 0.2036 | 0 | NE-HVAC-airAC-SpltPkg-240to759kBtuh-12p5eer_MZDEER2017AnyMBT1996CZ04cPVVG | 56216 | NE-HVAC-airAC-SpltPkg-240to759kBtuh-12p5eer_SZDEER2017AnyMBT1996CZ04cDXGF | 56215 |  | 193 | 0.199 | 0 | 191 | 0.222 | 0 | 193 | 0.199 | 0 | 191 | 0.222 | 0 | 534 | 200000 | 430 | 200000
NE-HVAC-airAC-SpltPkg-240to759kBtuh-12p5eer | DEER2017 | D17 v2 |  | Any | MBT | 1996 | CZ05 | cWtd | Cap-Tons | 405 | 200000 | None | 152 | 0.16 | 0 | 152 | 0.16 | 0 | 152 | 0.16 | 0 | 152 | 0.16 | 0 | DEER:HVAC_Split-Package_AC | Annual | 1719 | 152.2 | 0.1598 | 0 | 152.2 | 0.1598 | 0 | NE-HVAC-airAC-SpltPkg-240to759kBtuh-12p5eer_MZDEER2017AnyMBT1996CZ05cPVVG | 56218 | NE-HVAC-airAC-SpltPkg-240to759kBtuh-12p5eer_SZDEER2017AnyMBT1996CZ05cDXGF | 56217 |  | 148 | 0.155 | 0 | 169 | 0.179 | 0 | 148 | 0.155 | 0 | 169 | 0.179 | 0 | 423 | 200000 | 333 | 200000
NE-HVAC-airAC-SpltPkg-240to759kBtuh-12p5eer | DEER2017 | D17 v2 |  | Any | MBT | 1996 | CZ06 | cWtd | Cap-Tons | 441.6 | 200000 | None | 267 | 0.194 | 0 | 267 | 0.194 | 0 | 267 | 0.194 | 0 | 267 | 0.194 | 0 | DEER:HVAC_Split-Package_AC | Annual | 1719 | 266.8 | 0.194 | 0 | 266.8 | 0.194 | 0 | NE-HVAC-airAC-SpltPkg-240to759kBtuh-12p5eer_MZDEER2017AnyMBT1996CZ06cPVVG | 56220 | NE-HVAC-airAC-SpltPkg-240to759kBtuh-12p5eer_SZDEER2017AnyMBT1996CZ06cDXGF | 56219 |  | 259 | 0.189 | 0 | 298 | 0.214 | 0 | 259 | 0.189 | 0 | 298 | 0.214 | 0 | 459 | 200000 | 372 | 200000
NE-HVAC-airAC-SpltPkg-240to759kBtuh-12p5eer | DEER2017 | D17 v2 |  | Any | MBT | 1996 | CZ07 | cWtd | Cap-Tons | 418 | 200000 | None | 256 | 0.182 | 0 | 256 | 0.182 | 0 | 256 | 0.182 | 0 | 256 | 0.182 | 0 | DEER:HVAC_Split-Package_AC | Annual | 1719 | 255.6 | 0.1822 | 0 | 255.6 | 0.1822 | 0 | NE-HVAC-airAC-SpltPkg-240to759kBtuh-12p5eer_MZDEER2017AnyMBT1996CZ07cPVVG | 56222 | NE-HVAC-airAC-SpltPkg-240to759kBtuh-12p5eer_SZDEER2017AnyMBT1996CZ07cDXGF | 56221 |  | 246 | 0.177 | 0 | 294 | 0.203 | 0 | 246 | 0.177 | 0 | 294 | 0.203 | 0 | 434 | 200000 | 354 | 200000
NE-HVAC-airAC-SpltPkg-240to759kBtuh-12p5eer | DEER2017 | D17 v2 |  | Any | MBT | 1996 | CZ08 | cWtd | Cap-Tons | 537.6 | 200000 | None | 250 | 0.193 | 0 | 250 | 0.193 | 0 | 250 | 0.193 | 0 | 250 | 0.193 | 0 | DEER:HVAC_Split-Package_AC | Annual | 1719 | 249.8 | 0.1932 | 0 | 249.8 | 0.1932 | 0 | NE-HVAC-airAC-SpltPkg-240to759kBtuh-12p5eer_MZDEER2017AnyMBT1996CZ08cPVVG | 56224 | NE-HVAC-airAC-SpltPkg-240to759kBtuh-12p5eer_SZDEER2017AnyMBT1996CZ08cDXGF | 56223 |  | 249 | 0.189 | 0 | 253 | 0.21 | 0 | 249 | 0.189 | 0 | 253 | 0.21 | 0 | 558 | 200000 | 456 | 200000
NE-HVAC-airAC-SpltPkg-240to759kBtuh-12p5eer | DEER2017 | D17 v2 |  | Any | MBT | 1996 | CZ09 | cWtd | Cap-Tons | 597.6 | 200000 | None | 230 | 0.226 | 0 | 230 | 0.226 | 0 | 230 | 0.226 | 0 | 230 | 0.226 | 0 | DEER:HVAC_Split-Package_AC | Annual | 1719 | 230.4 | 0.2256 | 0 | 230.4 | 0.2256 | 0 | NE-HVAC-airAC-SpltPkg-240to759kBtuh-12p5eer_MZDEER2017AnyMBT1996CZ09cPVVG | 56226 | NE-HVAC-airAC-SpltPkg-240to759kBtuh-12p5eer_SZDEER2017AnyMBT1996CZ09cDXGF | 56225 |  | 233 | 0.22 | 0 | 220 | 0.248 | 0 | 233 | 0.22 | 0 | 220 | 0.248 | 0 | 619 | 200000 | 512 | 200000
NE-HVAC-airAC-SpltPkg-240to759kBtuh-12p5eer | DEER2017 | D17 v2 |  | Any | MBT | 1996 | CZ10 | cWtd | Cap-Tons | 571 | 200000 | None | 254 | 0.25 | 0 | 254 | 0.25 | 0 | 254 | 0.25 | 0 | 254 | 0.25 | 0 | DEER:HVAC_Split-Package_AC | Annual | 1719 | 254.4 | 0.2496 | 0 | 254.4 | 0.2496 | 0 | NE-HVAC-airAC-SpltPkg-240to759kBtuh-12p5eer_MZDEER2017AnyMBT1996CZ10cPVVG | 56228 | NE-HVAC-airAC-SpltPkg-240to759kBtuh-12p5eer_SZDEER2017AnyMBT1996CZ10cDXGF | 56227 |  | 255 | 0.244 | 0 | 252 | 0.272 | 0 | 255 | 0.244 | 0 | 252 | 0.272 | 0 | 592 | 200000 | 487 | 200000
NE-HVAC-airAC-SpltPkg-240to759kBtuh-12p5eer | DEER2017 | D17 v2 |  | Any | MBT | 1996 | CZ11 | cWtd | Cap-Tons | 547.2 | 200000 | None | 241 | 0.232 | 0 | 241 | 0.232 | 0 | 241 | 0.232 | 0 | 241 | 0.232 | 0 | DEER:HVAC_Split-Package_AC | Annual | 1719 | 241 | 0.2316 | 0 | 241 | 0.2316 | 0 | NE-HVAC-airAC-SpltPkg-240to759kBtuh-12p5eer_MZDEER2017AnyMBT1996CZ11cPVVG | 56230 | NE-HVAC-airAC-SpltPkg-240to759kBtuh-12p5eer_SZDEER2017AnyMBT1996CZ11cDXGF | 56229 |  | 240 | 0.225 | 0 | 245 | 0.258 | 0 | 240 | 0.225 | 0 | 245 | 0.258 | 0 | 568 | 200000 | 464 | 200000
NE-HVAC-airAC-SpltPkg-240to759kBtuh-12p5eer | DEER2017 | D17 v2 |  | Any | MBT | 1996 | CZ12 | cWtd | Cap-Tons | 519.4 | 200000 | None | 213 | 0.232 | 0 | 213 | 0.232 | 0 | 213 | 0.232 | 0 | 213 | 0.232 | 0 | DEER:HVAC_Split-Package_AC | Annual | 1719 | 213 | 0.2316 | 0 | 213 | 0.2316 | 0 | NE-HVAC-airAC-SpltPkg-240to759kBtuh-12p5eer_MZDEER2017AnyMBT1996CZ12cPVVG | 56232 | NE-HVAC-airAC-SpltPkg-240to759kBtuh-12p5eer_SZDEER2017AnyMBT1996CZ12cDXGF | 56231 |  | 211 | 0.227 | 0 | 221 | 0.25 | 0 | 211 | 0.227 | 0 | 221 | 0.25 | 0 | 541 | 200000 | 433 | 200000
NE-HVAC-airAC-SpltPkg-240to759kBtuh-12p5eer | DEER2017 | D17 v2 |  | Any | MBT | 1996 | CZ13 | cWtd | Cap-Tons | 543 | 200000 | None | 257 | 0.232 | 0 | 257 | 0.232 | 0 | 257 | 0.232 | 0 | 257 | 0.232 | 0 | DEER:HVAC_Split-Package_AC | Annual | 1719 | 257.2 | 0.2318 | 0 | 257.2 | 0.2318 | 0 | NE-HVAC-airAC-SpltPkg-240to759kBtuh-12p5eer_MZDEER2017AnyMBT1996CZ13cPVVG | 56234 | NE-HVAC-airAC-SpltPkg-240to759kBtuh-12p5eer_SZDEER2017AnyMBT1996CZ13cDXGF | 56233 |  | 254 | 0.226 | 0 | 270 | 0.255 | 0 | 254 | 0.226 | 0 | 270 | 0.255 | 0 | 565 | 200000 | 455 | 200000
NE-HVAC-airAC-SpltPkg-240to759kBtuh-12p5eer | DEER2017 | D17 v2 |  | Any | MBT | 1996 | CZ14 | cWtd | Cap-Tons | 539.4 | 200000 | None | 251 | 0.237 | 0 | 251 | 0.237 | 0 | 251 | 0.237 | 0 | 251 | 0.237 | 0 | DEER:HVAC_Split-Package_AC | Annual | 1719 | 251.4 | 0.2372 | 0 | 251.4 | 0.2372 | 0 | NE-HVAC-airAC-SpltPkg-240to759kBtuh-12p5eer_MZDEER2017AnyMBT1996CZ14cPVVG | 56236 | NE-HVAC-airAC-SpltPkg-240to759kBtuh-12p5eer_SZDEER2017AnyMBT1996CZ14cDXGF | 56235 |  | 250 | 0.231 | 0 | 257 | 0.262 | 0 | 250 | 0.231 | 0 | 257 | 0.262 | 0 | 560 | 200000 | 457 | 200000
NE-HVAC-airAC-SpltPkg-240to759kBtuh-12p5eer | DEER2017 | D17 v2 |  | Any | MBT | 1996 | CZ15 | cWtd | Cap-Tons | 617.6 | 200000 | None | 397 | 0.25 | 0 | 397 | 0.25 | 0 | 397 | 0.25 | 0 | 397 | 0.25 | 0 | DEER:HVAC_Split-Package_AC | Annual | 1719 | 397.4 | 0.2504 | 0 | 397.4 | 0.2504 | 0 | NE-HVAC-airAC-SpltPkg-240to759kBtuh-12p5eer_MZDEER2017AnyMBT1996CZ15cPVVG | 56238 | NE-HVAC-airAC-SpltPkg-240to759kBtuh-12p5eer_SZDEER2017AnyMBT1996CZ15cDXGF | 56237 |  | 393 | 0.242 | 0 | 415 | 0.284 | 0 | 393 | 0.242 | 0 | 415 | 0.284 | 0 | 640 | 200000 | 528 | 200000
NE-HVAC-airAC-SpltPkg-240to759kBtuh-12p5eer | DEER2017 | D17 v2 |  | Any | MBT | 1996 | CZ16 | cWtd | Cap-Tons | 398.2 | 200000 | None | 133 | 0.186 | 0 | 133 | 0.186 | 0 | 133 | 0.186 | 0 | 133 | 0.186 | 0 | DEER:HVAC_Split-Package_AC | Annual | 1719 | 133.4 | 0.1862 | 0 | 133.4 | 0.1862 | 0 | NE-HVAC-airAC-SpltPkg-240to759kBtuh-12p5eer_MZDEER2017AnyMBT1996CZ16cPVVG | 56240 | NE-HVAC-airAC-SpltPkg-240to759kBtuh-12p5eer_SZDEER2017AnyMBT1996CZ16cDXGF | 56239 |  | 129 | 0.181 | 0 | 151 | 0.207 | 0 | 129 | 0.181 | 0 | 151 | 0.207 | 0 | 416 | 200000 | 327 | 200000
NE-HVAC-airAC-SpltPkg-240to759kBtuh-12p5eer | DEER2017 | D17 v2 |  | Any | MBT | 2003 | CZ01 | cWtd | Cap-Tons | 390.4 | 200000 | None | 83.2 | 0.102 | 0 | 83.2 | 0.102 | 0 | 83.2 | 0.102 | 0 | 83.2 | 0.102 | 0 | DEER:HVAC_Split-Package_AC | Annual | 1719 | 83.18 | 0.10152 | 0 | 83.18 | 0.10152 | 0 | NE-HVAC-airAC-SpltPkg-240to759kBtuh-12p5eer_MZDEER2017AnyMBT2003CZ01cPVVG | 77570 | NE-HVAC-airAC-SpltPkg-240to759kBtuh-12p5eer_SZDEER2017AnyMBT2003CZ01cDXGF | 77569 |  | 91 | 0.0989 | 0 | 51.9 | 0.112 | 0 | 91 | 0.0989 | 0 | 51.9 | 0.112 | 0 | 405 | 200000 | 332 | 200000
NE-HVAC-airAC-SpltPkg-240to759kBtuh-12p5eer | DEER2017 | D17 v2 |  | Any | MBT | 2003 | CZ02 | cWtd | Cap-Tons | 455.8 | 200000 | None | 181 | 0.23 | 0 | 181 | 0.23 | 0 | 181 | 0.23 | 0 | 181 | 0.23 | 0 | DEER:HVAC_Split-Package_AC | Annual | 1719 | 181.4 | 0.2296 | 0 | 181.4 | 0.2296 | 0 | NE-HVAC-airAC-SpltPkg-240to759kBtuh-12p5eer_MZDEER2017AnyMBT2003CZ02cPVVG | 77572 | NE-HVAC-airAC-SpltPkg-240to759kBtuh-12p5eer_SZDEER2017AnyMBT2003CZ02cDXGF | 77571 |  | 184 | 0.226 | 0 | 171 | 0.244 | 0 | 184 | 0.226 | 0 | 171 | 0.244 | 0 | 470 | 200000 | 399 | 200000
NE-HVAC-airAC-SpltPkg-240to759kBtuh-12p5eer | DEER2017 | D17 v2 |  | Any | MBT | 2003 | CZ03 | cWtd | Cap-Tons | 422.4 | 200000 | None | 159 | 0.168 | 0 | 159 | 0.168 | 0 | 159 | 0.168 | 0 | 159 | 0.168 | 0 | DEER:HVAC_Split-Package_AC | Annual | 1719 | 159.4 | 0.168 | 0 | 159.4 | 0.168 | 0 | NE-HVAC-airAC-SpltPkg-240to759kBtuh-12p5eer_MZDEER2017AnyMBT2003CZ03cPVVG | 77574 | NE-HVAC-airAC-SpltPkg-240to759kBtuh-12p5eer_SZDEER2017AnyMBT2003CZ03cDXGF | 77573 |  | 164 | 0.163 | 0 | 141 | 0.188 | 0 | 164 | 0.163 | 0 | 141 | 0.188 | 0 | 438 | 200000 | 360 | 200000
NE-HVAC-airAC-SpltPkg-240to759kBtuh-12p5eer | DEER2017 | D17 v2 |  | Any | MBT | 2003 | CZ04 | cWtd | Cap-Tons | 487.2 | 200000 | None | 203 | 0.199 | 0 | 203 | 0.199 | 0 | 203 | 0.199 | 0 | 203 | 0.199 | 0 | DEER:HVAC_Split-Package_AC | Annual | 1719 | 202.8 | 0.1986 | 0 | 202.8 | 0.1986 | 0 | NE-HVAC-airAC-SpltPkg-240to759kBtuh-12p5eer_MZDEER2017AnyMBT2003CZ04cPVVG | 77576 | NE-HVAC-airAC-SpltPkg-240to759kBtuh-12p5eer_SZDEER2017AnyMBT2003CZ04cDXGF | 77575 |  | 206 | 0.193 | 0 | 190 | 0.221 | 0 | 206 | 0.193 | 0 | 190 | 0.221 | 0 | 504 | 200000 | 420 | 200000
NE-HVAC-airAC-SpltPkg-240to759kBtuh-12p5eer | DEER2017 | D17 v2 |  | Any | MBT | 2003 | CZ05 | cWtd | Cap-Tons | 369.2 | 200000 | None | 183 | 0.163 | 0 | 183 | 0.163 | 0 | 183 | 0.163 | 0 | 183 | 0.163 | 0 | DEER:HVAC_Split-Package_AC | Annual | 1719 | 183.4 | 0.1626 | 0 | 183.4 | 0.1626 | 0 | NE-HVAC-airAC-SpltPkg-240to759kBtuh-12p5eer_MZDEER2017AnyMBT2003CZ05cPVVG | 77578 | NE-HVAC-airAC-SpltPkg-240to759kBtuh-12p5eer_SZDEER2017AnyMBT2003CZ05cDXGF | 77577 |  | 184 | 0.157 | 0 | 181 | 0.185 | 0 | 184 | 0.157 | 0 | 181 | 0.185 | 0 | 384 | 200000 | 310 | 200000
NE-HVAC-airAC-SpltPkg-240to759kBtuh-12p5eer | DEER2017 | D17 v2 |  | Any | MBT | 2003 | CZ06 | cWtd | Cap-Tons | 434.8 | 200000 | None | 275 | 0.193 | 0 | 275 | 0.193 | 0 | 275 | 0.193 | 0 | 275 | 0.193 | 0 | DEER:HVAC_Split-Package_AC | Annual | 1719 | 274.6 | 0.1928 | 0 | 274.6 | 0.1928 | 0 | NE-HVAC-airAC-SpltPkg-240to759kBtuh-12p5eer_MZDEER2017AnyMBT2003CZ06cPVVG | 77580 | NE-HVAC-airAC-SpltPkg-240to759kBtuh-12p5eer_SZDEER2017AnyMBT2003CZ06cDXGF | 77579 |  | 270 | 0.187 | 0 | 293 | 0.216 | 0 | 270 | 0.187 | 0 | 293 | 0.216 | 0 | 453 | 200000 | 362 | 200000
NE-HVAC-airAC-SpltPkg-240to759kBtuh-12p5eer | DEER2017 | D17 v2 |  | Any | MBT | 2003 | CZ07 | cWtd | Cap-Tons | 408.4 | 200000 | None | 273 | 0.183 | 0 | 273 | 0.183 | 0 | 273 | 0.183 | 0 | 273 | 0.183 | 0 | DEER:HVAC_Split-Package_AC | Annual | 1719 | 272.8 | 0.1832 | 0 | 272.8 | 0.1832 | 0 | NE-HVAC-airAC-SpltPkg-240to759kBtuh-12p5eer_MZDEER2017AnyMBT2003CZ07cPVVG | 77582 | NE-HVAC-airAC-SpltPkg-240to759kBtuh-12p5eer_SZDEER2017AnyMBT2003CZ07cDXGF | 77581 |  | 269 | 0.178 | 0 | 288 | 0.204 | 0 | 269 | 0.178 | 0 | 288 | 0.204 | 0 | 424 | 200000 | 346 | 200000
NE-HVAC-airAC-SpltPkg-240to759kBtuh-12p5eer | DEER2017 | D17 v2 |  | Any | MBT | 2003 | CZ08 | cWtd | Cap-Tons | 527.4 | 200000 | None | 253 | 0.19 | 0 | 253 | 0.19 | 0 | 253 | 0.19 | 0 | 253 | 0.19 | 0 | DEER:HVAC_Split-Package_AC | Annual | 1719 | 253 | 0.1898 | 0 | 253 | 0.1898 | 0 | NE-HVAC-airAC-SpltPkg-240to759kBtuh-12p5eer_MZDEER2017AnyMBT2003CZ08cPVVG | 77584 | NE-HVAC-airAC-SpltPkg-240to759kBtuh-12p5eer_SZDEER2017AnyMBT2003CZ08cDXGF | 77583 |  | 253 | 0.184 | 0 | 253 | 0.213 | 0 | 253 | 0.184 | 0 | 253 | 0.213 | 0 | 548 | 200000 | 445 | 200000
NE-HVAC-airAC-SpltPkg-240to759kBtuh-12p5eer | DEER2017 | D17 v2 |  | Any | MBT | 2003 | CZ09 | cWtd | Cap-Tons | 537.4 | 200000 | None | 249 | 0.233 | 0 | 249 | 0.233 | 0 | 249 | 0.233 | 0 | 249 | 0.233 | 0 | DEER:HVAC_Split-Package_AC | Annual | 1719 | 249.4 | 0.2332 | 0 | 249.4 | 0.2332 | 0 | NE-HVAC-airAC-SpltPkg-240to759kBtuh-12p5eer_MZDEER2017AnyMBT2003CZ09cPVVG | 77586 | NE-HVAC-airAC-SpltPkg-240to759kBtuh-12p5eer_SZDEER2017AnyMBT2003CZ09cDXGF | 77585 |  | 251 | 0.227 | 0 | 243 | 0.258 | 0 | 251 | 0.227 | 0 | 243 | 0.258 | 0 | 556 | 200000 | 463 | 200000
NE-HVAC-airAC-SpltPkg-240to759kBtuh-12p5eer | DEER2017 | D17 v2 |  | Any | MBT | 2003 | CZ10 | cWtd | Cap-Tons | 533.2 | 200000 | None | 261 | 0.245 | 0 | 261 | 0.245 | 0 | 261 | 0.245 | 0 | 261 | 0.245 | 0 | DEER:HVAC_Split-Package_AC | Annual | 1719 | 260.8 | 0.2448 | 0 | 260.8 | 0.2448 | 0 | NE-HVAC-airAC-SpltPkg-240to759kBtuh-12p5eer_MZDEER2017AnyMBT2003CZ10cPVVG | 77588 | NE-HVAC-airAC-SpltPkg-240to759kBtuh-12p5eer_SZDEER2017AnyMBT2003CZ10cDXGF | 77587 |  | 262 | 0.238 | 0 | 256 | 0.272 | 0 | 262 | 0.238 | 0 | 256 | 0.272 | 0 | 550 | 200000 | 466 | 200000
NE-HVAC-airAC-SpltPkg-240to759kBtuh-12p5eer | DEER2017 | D17 v2 |  | Any | MBT | 2003 | CZ11 | cWtd | Cap-Tons | 516.2 | 200000 | None | 245 | 0.229 | 0 | 245 | 0.229 | 0 | 245 | 0.229 | 0 | 245 | 0.229 | 0 | DEER:HVAC_Split-Package_AC | Annual | 1719 | 244.6 | 0.229 | 0 | 244.6 | 0.229 | 0 | NE-HVAC-airAC-SpltPkg-240to759kBtuh-12p5eer_MZDEER2017AnyMBT2003CZ11cPVVG | 77590 | NE-HVAC-airAC-SpltPkg-240to759kBtuh-12p5eer_SZDEER2017AnyMBT2003CZ11cDXGF | 77589 |  | 244 | 0.222 | 0 | 247 | 0.257 | 0 | 244 | 0.222 | 0 | 247 | 0.257 | 0 | 533 | 200000 | 449 | 200000
NE-HVAC-airAC-SpltPkg-240to759kBtuh-12p5eer | DEER2017 | D17 v2 |  | Any | MBT | 2003 | CZ12 | cWtd | Cap-Tons | 490.2 | 200000 | None | 221 | 0.228 | 0 | 221 | 0.228 | 0 | 221 | 0.228 | 0 | 221 | 0.228 | 0 | DEER:HVAC_Split-Package_AC | Annual | 1719 | 220.8 | 0.2276 | 0 | 220.8 | 0.2276 | 0 | NE-HVAC-airAC-SpltPkg-240to759kBtuh-12p5eer_MZDEER2017AnyMBT2003CZ12cPVVG | 77592 | NE-HVAC-airAC-SpltPkg-240to759kBtuh-12p5eer_SZDEER2017AnyMBT2003CZ12cDXGF | 77591 |  | 220 | 0.222 | 0 | 224 | 0.25 | 0 | 220 | 0.222 | 0 | 224 | 0.25 | 0 | 508 | 200000 | 419 | 200000
NE-HVAC-airAC-SpltPkg-240to759kBtuh-12p5eer | DEER2017 | D17 v2 |  | Any | MBT | 2003 | CZ13 | cWtd | Cap-Tons | 513 | 200000 | None | 260 | 0.227 | 0 | 260 | 0.227 | 0 | 260 | 0.227 | 0 | 260 | 0.227 | 0 | DEER:HVAC_Split-Package_AC | Annual | 1719 | 260.2 | 0.227 | 0 | 260.2 | 0.227 | 0 | NE-HVAC-airAC-SpltPkg-240to759kBtuh-12p5eer_MZDEER2017AnyMBT2003CZ13cPVVG | 77594 | NE-HVAC-airAC-SpltPkg-240to759kBtuh-12p5eer_SZDEER2017AnyMBT2003CZ13cDXGF | 77593 |  | 257 | 0.22 | 0 | 273 | 0.255 | 0 | 257 | 0.22 | 0 | 273 | 0.255 | 0 | 531 | 200000 | 441 | 200000
NE-HVAC-airAC-SpltPkg-240to759kBtuh-12p5eer | DEER2017 | D17 v2 |  | Any | MBT | 2003 | CZ14 | cWtd | Cap-Tons | 513.4 | 200000 | None | 256 | 0.233 | 0 | 256 | 0.233 | 0 | 256 | 0.233 | 0 | 256 | 0.233 | 0 | DEER:HVAC_Split-Package_AC | Annual | 1719 | 256.2 | 0.233 | 0 | 256.2 | 0.233 | 0 | NE-HVAC-airAC-SpltPkg-240to759kBtuh-12p5eer_MZDEER2017AnyMBT2003CZ14cPVVG | 77596 | NE-HVAC-airAC-SpltPkg-240to759kBtuh-12p5eer_SZDEER2017AnyMBT2003CZ14cDXGF | 77595 |  | 256 | 0.226 | 0 | 257 | 0.261 | 0 | 256 | 0.226 | 0 | 257 | 0.261 | 0 | 530 | 200000 | 447 | 200000
NE-HVAC-airAC-SpltPkg-240to759kBtuh-12p5eer | DEER2017 | D17 v2 |  | Any | MBT | 2003 | CZ15 | cWtd | Cap-Tons | 587.8 | 200000 | None | 397 | 0.243 | 0 | 397 | 0.243 | 0 | 397 | 0.243 | 0 | 397 | 0.243 | 0 | DEER:HVAC_Split-Package_AC | Annual | 1719 | 396.6 | 0.2432 | 0 | 396.6 | 0.2432 | 0 | NE-HVAC-airAC-SpltPkg-240to759kBtuh-12p5eer_MZDEER2017AnyMBT2003CZ15cPVVG | 77598 | NE-HVAC-airAC-SpltPkg-240to759kBtuh-12p5eer_SZDEER2017AnyMBT2003CZ15cDXGF | 77597 |  | 392 | 0.233 | 0 | 415 | 0.284 | 0 | 392 | 0.233 | 0 | 415 | 0.284 | 0 | 606 | 200000 | 515 | 200000
NE-HVAC-airAC-SpltPkg-240to759kBtuh-12p5eer | DEER2017 | D17 v2 |  | Any | MBT | 2003 | CZ16 | cWtd | Cap-Tons | 377.6 | 200000 | None | 142 | 0.186 | 0 | 142 | 0.186 | 0 | 142 | 0.186 | 0 | 142 | 0.186 | 0 | DEER:HVAC_Split-Package_AC | Annual | 1719 | 142.2 | 0.1862 | 0 | 142.2 | 0.1862 | 0 | NE-HVAC-airAC-SpltPkg-240to759kBtuh-12p5eer_MZDEER2017AnyMBT2003CZ16cPVVG | 77600 | NE-HVAC-airAC-SpltPkg-240to759kBtuh-12p5eer_SZDEER2017AnyMBT2003CZ16cDXGF | 77599 |  | 140 | 0.181 | 0 | 151 | 0.207 | 0 | 140 | 0.181 | 0 | 151 | 0.207 | 0 | 392 | 200000 | 320 | 200000
NE-HVAC-airAC-SpltPkg-240to759kBtuh-12p5eer | DEER2017 | D17 v2 |  | Any | MBT | 2007 | CZ01 | cWtd | Cap-Tons | 376.8 | 200000 | None | 78.9 | 0.0995 | 0 | 78.9 | 0.0995 | 0 | 78.9 | 0.0995 | 0 | 78.9 | 0.0995 | 0 | DEER:HVAC_Split-Package_AC | Annual | 1719 | 78.94 | 0.09948 | 0 | 78.94 | 0.09948 | 0 | NE-HVAC-airAC-SpltPkg-240to759kBtuh-12p5eer_MZDEER2017AnyMBT2007CZ01cPVVG | 98930 | NE-HVAC-airAC-SpltPkg-240to759kBtuh-12p5eer_SZDEER2017AnyMBT2007CZ01cDXGF | 98929 |  | 86.7 | 0.0971 | 0 | 47.9 | 0.109 | 0 | 86.7 | 0.0971 | 0 | 47.9 | 0.109 | 0 | 391 | 200000 | 320 | 200000
NE-HVAC-airAC-SpltPkg-240to759kBtuh-12p5eer | DEER2017 | D17 v2 |  | Any | MBT | 2007 | CZ02 | cWtd | Cap-Tons | 441.2 | 200000 | None | 178 | 0.228 | 0 | 178 | 0.228 | 0 | 178 | 0.228 | 0 | 178 | 0.228 | 0 | DEER:HVAC_Split-Package_AC | Annual | 1719 | 178.2 | 0.2284 | 0 | 178.2 | 0.2284 | 0 | NE-HVAC-airAC-SpltPkg-240to759kBtuh-12p5eer_MZDEER2017AnyMBT2007CZ02cPVVG | 98932 | NE-HVAC-airAC-SpltPkg-240to759kBtuh-12p5eer_SZDEER2017AnyMBT2007CZ02cDXGF | 98931 |  | 181 | 0.225 | 0 | 167 | 0.242 | 0 | 181 | 0.225 | 0 | 167 | 0.242 | 0 | 455 | 200000 | 386 | 200000
NE-HVAC-airAC-SpltPkg-240to759kBtuh-12p5eer | DEER2017 | D17 v2 |  | Any | MBT | 2007 | CZ03 | cWtd | Cap-Tons | 408.6 | 200000 | None | 155 | 0.166 | 0 | 155 | 0.166 | 0 | 155 | 0.166 | 0 | 155 | 0.166 | 0 | DEER:HVAC_Split-Package_AC | Annual | 1719 | 155.4 | 0.1662 | 0 | 155.4 | 0.1662 | 0 | NE-HVAC-airAC-SpltPkg-240to759kBtuh-12p5eer_MZDEER2017AnyMBT2007CZ03cPVVG | 98934 | NE-HVAC-airAC-SpltPkg-240to759kBtuh-12p5eer_SZDEER2017AnyMBT2007CZ03cDXGF | 98933 |  | 160 | 0.161 | 0 | 137 | 0.187 | 0 | 160 | 0.161 | 0 | 137 | 0.187 | 0 | 424 | 200000 | 347 | 200000
NE-HVAC-airAC-SpltPkg-240to759kBtuh-12p5eer | DEER2017 | D17 v2 |  | Any | MBT | 2007 | CZ04 | cWtd | Cap-Tons | 472.4 | 200000 | None | 199 | 0.198 | 0 | 199 | 0.198 | 0 | 199 | 0.198 | 0 | 199 | 0.198 | 0 | DEER:HVAC_Split-Package_AC | Annual | 1719 | 198.6 | 0.1976 | 0 | 198.6 | 0.1976 | 0 | NE-HVAC-airAC-SpltPkg-240to759kBtuh-12p5eer_MZDEER2017AnyMBT2007CZ04cPVVG | 98936 | NE-HVAC-airAC-SpltPkg-240to759kBtuh-12p5eer_SZDEER2017AnyMBT2007CZ04cDXGF | 98935 |  | 202 | 0.192 | 0 | 185 | 0.22 | 0 | 202 | 0.192 | 0 | 185 | 0.22 | 0 | 489 | 200000 | 406 | 200000
NE-HVAC-airAC-SpltPkg-240to759kBtuh-12p5eer | DEER2017 | D17 v2 |  | Any | MBT | 2007 | CZ05 | cWtd | Cap-Tons | 369.8 | 200000 | None | 173 | 0.156 | 0 | 173 | 0.156 | 0 | 173 | 0.156 | 0 | 173 | 0.156 | 0 | DEER:HVAC_Split-Package_AC | Annual | 1719 | 173.4 | 0.1558 | 0 | 173.4 | 0.1558 | 0 | NE-HVAC-airAC-SpltPkg-240to759kBtuh-12p5eer_MZDEER2017AnyMBT2007CZ05cPVVG | 98938 | NE-HVAC-airAC-SpltPkg-240to759kBtuh-12p5eer_SZDEER2017AnyMBT2007CZ05cDXGF | 98937 |  | 176 | 0.151 | 0 | 163 | 0.175 | 0 | 176 | 0.151 | 0 | 163 | 0.175 | 0 | 384 | 200000 | 313 | 200000
NE-HVAC-airAC-SpltPkg-240to759kBtuh-12p5eer | DEER2017 | D17 v2 |  | Any | MBT | 2007 | CZ06 | cWtd | Cap-Tons | 421.2 | 200000 | None | 270 | 0.192 | 0 | 270 | 0.192 | 0 | 270 | 0.192 | 0 | 270 | 0.192 | 0 | DEER:HVAC_Split-Package_AC | Annual | 1719 | 270 | 0.192 | 0 | 270 | 0.192 | 0 | NE-HVAC-airAC-SpltPkg-240to759kBtuh-12p5eer_MZDEER2017AnyMBT2007CZ06cPVVG | 98940 | NE-HVAC-airAC-SpltPkg-240to759kBtuh-12p5eer_SZDEER2017AnyMBT2007CZ06cDXGF | 98939 |  | 266 | 0.186 | 0 | 286 | 0.216 | 0 | 266 | 0.186 | 0 | 286 | 0.216 | 0 | 439 | 200000 | 350 | 200000
NE-HVAC-airAC-SpltPkg-240to759kBtuh-12p5eer | DEER2017 | D17 v2 |  | Any | MBT | 2007 | CZ07 | cWtd | Cap-Tons | 395.4 | 200000 | None | 269 | 0.182 | 0 | 269 | 0.182 | 0 | 269 | 0.182 | 0 | 269 | 0.182 | 0 | DEER:HVAC_Split-Package_AC | Annual | 1719 | 269.2 | 0.1822 | 0 | 269.2 | 0.1822 | 0 | NE-HVAC-airAC-SpltPkg-240to759kBtuh-12p5eer_MZDEER2017AnyMBT2007CZ07cPVVG | 98942 | NE-HVAC-airAC-SpltPkg-240to759kBtuh-12p5eer_SZDEER2017AnyMBT2007CZ07cDXGF | 98941 |  | 266 | 0.177 | 0 | 282 | 0.203 | 0 | 266 | 0.177 | 0 | 282 | 0.203 | 0 | 411 | 200000 | 333 | 200000
NE-HVAC-airAC-SpltPkg-240to759kBtuh-12p5eer | DEER2017 | D17 v2 |  | Any | MBT | 2007 | CZ08 | cWtd | Cap-Tons | 511.8 | 200000 | None | 249 | 0.189 | 0 | 249 | 0.189 | 0 | 249 | 0.189 | 0 | 249 | 0.189 | 0 | DEER:HVAC_Split-Package_AC | Annual | 1719 | 248.6 | 0.1888 | 0 | 248.6 | 0.1888 | 0 | NE-HVAC-airAC-SpltPkg-240to759kBtuh-12p5eer_MZDEER2017AnyMBT2007CZ08cPVVG | 98944 | NE-HVAC-airAC-SpltPkg-240to759kBtuh-12p5eer_SZDEER2017AnyMBT2007CZ08cDXGF | 98943 |  | 249 | 0.183 | 0 | 247 | 0.212 | 0 | 249 | 0.183 | 0 | 247 | 0.212 | 0 | 532 | 200000 | 431 | 200000
NE-HVAC-airAC-SpltPkg-240to759kBtuh-12p5eer | DEER2017 | D17 v2 |  | Any | MBT | 2007 | CZ09 | cWtd | Cap-Tons | 522.6 | 200000 | None | 246 | 0.233 | 0 | 246 | 0.233 | 0 | 246 | 0.233 | 0 | 246 | 0.233 | 0 | DEER:HVAC_Split-Package_AC | Annual | 1719 | 246 | 0.2332 | 0 | 246 | 0.2332 | 0 | NE-HVAC-airAC-SpltPkg-240to759kBtuh-12p5eer_MZDEER2017AnyMBT2007CZ09cPVVG | 98946 | NE-HVAC-airAC-SpltPkg-240to759kBtuh-12p5eer_SZDEER2017AnyMBT2007CZ09cDXGF | 98945 |  | 248 | 0.227 | 0 | 238 | 0.258 | 0 | 248 | 0.227 | 0 | 238 | 0.258 | 0 | 541 | 200000 | 449 | 200000
NE-HVAC-airAC-SpltPkg-240to759kBtuh-12p5eer | DEER2017 | D17 v2 |  | Any | MBT | 2007 | CZ10 | cWtd | Cap-Tons | 517.6 | 200000 | None | 257 | 0.244 | 0 | 257 | 0.244 | 0 | 257 | 0.244 | 0 | 257 | 0.244 | 0 | DEER:HVAC_Split-Package_AC | Annual | 1719 | 257.4 | 0.2438 | 0 | 257.4 | 0.2438 | 0 | NE-HVAC-airAC-SpltPkg-240to759kBtuh-12p5eer_MZDEER2017AnyMBT2007CZ10cPVVG | 98948 | NE-HVAC-airAC-SpltPkg-240to759kBtuh-12p5eer_SZDEER2017AnyMBT2007CZ10cDXGF | 98947 |  | 259 | 0.237 | 0 | 251 | 0.271 | 0 | 259 | 0.237 | 0 | 251 | 0.271 | 0 | 534 | 200000 | 452 | 200000
NE-HVAC-airAC-SpltPkg-240to759kBtuh-12p5eer | DEER2017 | D17 v2 |  | Any | MBT | 2007 | CZ11 | cWtd | Cap-Tons | 501.4 | 200000 | None | 243 | 0.228 | 0 | 243 | 0.228 | 0 | 243 | 0.228 | 0 | 243 | 0.228 | 0 | DEER:HVAC_Split-Package_AC | Annual | 1719 | 242.6 | 0.228 | 0 | 242.6 | 0.228 | 0 | NE-HVAC-airAC-SpltPkg-240to759kBtuh-12p5eer_MZDEER2017AnyMBT2007CZ11cPVVG | 98950 | NE-HVAC-airAC-SpltPkg-240to759kBtuh-12p5eer_SZDEER2017AnyMBT2007CZ11cDXGF | 98949 |  | 242 | 0.221 | 0 | 245 | 0.256 | 0 | 242 | 0.221 | 0 | 245 | 0.256 | 0 | 518 | 200000 | 435 | 200000
NE-HVAC-airAC-SpltPkg-240to759kBtuh-12p5eer | DEER2017 | D17 v2 |  | Any | MBT | 2007 | CZ12 | cWtd | Cap-Tons | 475.4 | 200000 | None | 218 | 0.227 | 0 | 218 | 0.227 | 0 | 218 | 0.227 | 0 | 218 | 0.227 | 0 | DEER:HVAC_Split-Package_AC | Annual | 1719 | 217.6 | 0.2266 | 0 | 217.6 | 0.2266 | 0 | NE-HVAC-airAC-SpltPkg-240to759kBtuh-12p5eer_MZDEER2017AnyMBT2007CZ12cPVVG | 98952 | NE-HVAC-airAC-SpltPkg-240to759kBtuh-12p5eer_SZDEER2017AnyMBT2007CZ12cDXGF | 98951 |  | 217 | 0.221 | 0 | 220 | 0.249 | 0 | 217 | 0.221 | 0 | 220 | 0.249 | 0 | 493 | 200000 | 405 | 200000
NE-HVAC-airAC-SpltPkg-240to759kBtuh-12p5eer | DEER2017 | D17 v2 |  | Any | MBT | 2007 | CZ13 | cWtd | Cap-Tons | 499.2 | 200000 | None | 257 | 0.226 | 0 | 257 | 0.226 | 0 | 257 | 0.226 | 0 | 257 | 0.226 | 0 | DEER:HVAC_Split-Package_AC | Annual | 1719 | 257 | 0.226 | 0 | 257 | 0.226 | 0 | NE-HVAC-airAC-SpltPkg-240to759kBtuh-12p5eer_MZDEER2017AnyMBT2007CZ13cPVVG | 98954 | NE-HVAC-airAC-SpltPkg-240to759kBtuh-12p5eer_SZDEER2017AnyMBT2007CZ13cDXGF | 98953 |  | 254 | 0.219 | 0 | 269 | 0.254 | 0 | 254 | 0.219 | 0 | 269 | 0.254 | 0 | 517 | 200000 | 428 | 200000
NE-HVAC-airAC-SpltPkg-240to759kBtuh-12p5eer | DEER2017 | D17 v2 |  | Any | MBT | 2007 | CZ14 | cWtd | Cap-Tons | 498.6 | 200000 | None | 253 | 0.233 | 0 | 253 | 0.233 | 0 | 253 | 0.233 | 0 | 253 | 0.233 | 0 | DEER:HVAC_Split-Package_AC | Annual | 1719 | 253 | 0.2328 | 0 | 253 | 0.2328 | 0 | NE-HVAC-airAC-SpltPkg-240to759kBtuh-12p5eer_MZDEER2017AnyMBT2007CZ14cPVVG | 98956 | NE-HVAC-airAC-SpltPkg-240to759kBtuh-12p5eer_SZDEER2017AnyMBT2007CZ14cDXGF | 98955 |  | 253 | 0.226 | 0 | 253 | 0.26 | 0 | 253 | 0.226 | 0 | 253 | 0.26 | 0 | 515 | 200000 | 433 | 200000
NE-HVAC-airAC-SpltPkg-240to759kBtuh-12p5eer | DEER2017 | D17 v2 |  | Any | MBT | 2007 | CZ15 | cWtd | Cap-Tons | 572.2 | 200000 | None | 394 | 0.243 | 0 | 394 | 0.243 | 0 | 394 | 0.243 | 0 | 394 | 0.243 | 0 | DEER:HVAC_Split-Package_AC | Annual | 1719 | 393.6 | 0.2432 | 0 | 393.6 | 0.2432 | 0 | NE-HVAC-airAC-SpltPkg-240to759kBtuh-12p5eer_MZDEER2017AnyMBT2007CZ15cPVVG | 98958 | NE-HVAC-airAC-SpltPkg-240to759kBtuh-12p5eer_SZDEER2017AnyMBT2007CZ15cDXGF | 98957 |  | 389 | 0.233 | 0 | 412 | 0.284 | 0 | 389 | 0.233 | 0 | 412 | 0.284 | 0 | 590 | 200000 | 501 | 200000
NE-HVAC-airAC-SpltPkg-240to759kBtuh-12p5eer | DEER2017 | D17 v2 |  | Any | MBT | 2007 | CZ16 | cWtd | Cap-Tons | 364.8 | 200000 | None | 141 | 0.185 | 0 | 141 | 0.185 | 0 | 141 | 0.185 | 0 | 141 | 0.185 | 0 | DEER:HVAC_Split-Package_AC | Annual | 1719 | 141 | 0.185 | 0 | 141 | 0.185 | 0 | NE-HVAC-airAC-SpltPkg-240to759kBtuh-12p5eer_MZDEER2017AnyMBT2007CZ16cPVVG | 98960 | NE-HVAC-airAC-SpltPkg-240to759kBtuh-12p5eer_SZDEER2017AnyMBT2007CZ16cDXGF | 98959 |  | 139 | 0.18 | 0 | 149 | 0.205 | 0 | 139 | 0.18 | 0 | 149 | 0.205 | 0 | 379 | 200000 | 308 | 200000
NE-HVAC-airAC-SpltPkg-240to759kBtuh-12p5eer | DEER2017 | D17 v2 |  | Any | MBT | 2011 | CZ01 | cWtd | Cap-Tons | 370.4 | 200000 | None | 131 | 0.105 | 0.702 | 79.9 | 0.0997 | 0 | 131 | 0.105 | 0.702 | 79.9 | 0.0997 | 0 | DEER:HVAC_Split-Package_AC | Annual | 1719 | 130.96 | 0.10532 | 0.702 | 79.9 | 0.09972 | 0 | NE-HVAC-airAC-SpltPkg-240to759kBtuh-12p5eer_MZDEER2017AnyMBT2011CZ01cPVVG | 120290 | NE-HVAC-airAC-SpltPkg-240to759kBtuh-12p5eer_SZDEER2017AnyMBT2011CZ01cDXGF | 120289 |  | 87.7 | 0.0974 | 0 | 304 | 0.137 | 3.51 | 87.7 | 0.0974 | 0 | 48.7 | 0.109 | 0 | 384 | 200000 | 316 | 200000
NE-HVAC-airAC-SpltPkg-240to759kBtuh-12p5eer | DEER2017 | D17 v2 |  | Any | MBT | 2011 | CZ02 | cWtd | Cap-Tons | 415.4 | 200000 | None | 243 | 0.25 | 0.366 | 187 | 0.232 | 0 | 243 | 0.25 | 0.366 | 187 | 0.232 | 0 | DEER:HVAC_Split-Package_AC | Annual | 1719 | 243 | 0.2498 | 0.366 | 186.6 | 0.2316 | 0 | NE-HVAC-airAC-SpltPkg-240to759kBtuh-12p5eer_MZDEER2017AnyMBT2011CZ02cPVVG | 120292 | NE-HVAC-airAC-SpltPkg-240to759kBtuh-12p5eer_SZDEER2017AnyMBT2011CZ02cDXGF | 120291 |  | 189 | 0.229 | 0 | 459 | 0.333 | 1.83 | 189 | 0.229 | 0 | 177 | 0.242 | 0 | 427 | 200000 | 369 | 200000
NE-HVAC-airAC-SpltPkg-240to759kBtuh-12p5eer | DEER2017 | D17 v2 |  | Any | MBT | 2011 | CZ03 | cWtd | Cap-Tons | 394.6 | 200000 | None | 205 | 0.185 | 0.396 | 164 | 0.168 | 0 | 205 | 0.185 | 0.396 | 164 | 0.168 | 0 | DEER:HVAC_Split-Package_AC | Annual | 1719 | 205.2 | 0.185 | 0.396 | 164 | 0.1676 | 0 | NE-HVAC-airAC-SpltPkg-240to759kBtuh-12p5eer_MZDEER2017AnyMBT2011CZ03cPVVG | 120294 | NE-HVAC-airAC-SpltPkg-240to759kBtuh-12p5eer_SZDEER2017AnyMBT2011CZ03cDXGF | 120293 |  | 169 | 0.163 | 0 | 350 | 0.273 | 1.98 | 169 | 0.163 | 0 | 144 | 0.186 | 0 | 408 | 200000 | 341 | 200000
NE-HVAC-airAC-SpltPkg-240to759kBtuh-12p5eer | DEER2017 | D17 v2 |  | Any | MBT | 2011 | CZ04 | cWtd | Cap-Tons | 440.6 | 200000 | None | 265 | 0.222 | 0.24 | 211 | 0.203 | 0 | 265 | 0.222 | 0.24 | 211 | 0.203 | 0 | DEER:HVAC_Split-Package_AC | Annual | 1719 | 264.8 | 0.2224 | 0.24 | 210.6 | 0.2032 | 0 | NE-HVAC-airAC-SpltPkg-240to759kBtuh-12p5eer_MZDEER2017AnyMBT2011CZ04cPVVG | 120296 | NE-HVAC-airAC-SpltPkg-240to759kBtuh-12p5eer_SZDEER2017AnyMBT2011CZ04cDXGF | 120295 |  | 213 | 0.198 | 0 | 472 | 0.32 | 1.2 | 213 | 0.198 | 0 | 201 | 0.224 | 0 | 455 | 200000 | 383 | 200000
NE-HVAC-airAC-SpltPkg-240to759kBtuh-12p5eer | DEER2017 | D17 v2 |  | Any | MBT | 2011 | CZ05 | cWtd | Cap-Tons | 346.4 | 200000 | None | 219 | 0.171 | 0.145 | 184 | 0.163 | 0 | 219 | 0.171 | 0.145 | 184 | 0.163 | 0 | DEER:HVAC_Split-Package_AC | Annual | 1719 | 218.8 | 0.171 | 0.1454 | 183.6 | 0.1634 | 0 | NE-HVAC-airAC-SpltPkg-240to759kBtuh-12p5eer_MZDEER2017AnyMBT2011CZ05cPVVG | 120298 | NE-HVAC-airAC-SpltPkg-240to759kBtuh-12p5eer_SZDEER2017AnyMBT2011CZ05cDXGF | 120297 |  | 184 | 0.158 | 0 | 358 | 0.223 | 0.727 | 184 | 0.158 | 0 | 182 | 0.185 | 0 | 360 | 200000 | 292 | 200000
NE-HVAC-airAC-SpltPkg-240to759kBtuh-12p5eer | DEER2017 | D17 v2 |  | Any | MBT | 2011 | CZ06 | cWtd | Cap-Tons | 412 | 200000 | None | 310 | 0.204 | 0.184 | 273 | 0.193 | 0 | 310 | 0.204 | 0.184 | 273 | 0.193 | 0 | DEER:HVAC_Split-Package_AC | Annual | 1719 | 310 | 0.2036 | 0.1836 | 273 | 0.1928 | 0 | NE-HVAC-airAC-SpltPkg-240to759kBtuh-12p5eer_MZDEER2017AnyMBT2011CZ06cPVVG | 120300 | NE-HVAC-airAC-SpltPkg-240to759kBtuh-12p5eer_SZDEER2017AnyMBT2011CZ06cDXGF | 120299 |  | 269 | 0.187 | 0 | 474 | 0.27 | 0.918 | 269 | 0.187 | 0 | 289 | 0.216 | 0 | 429 | 200000 | 344 | 200000
NE-HVAC-airAC-SpltPkg-240to759kBtuh-12p5eer | DEER2017 | D17 v2 |  | Any | MBT | 2011 | CZ07 | cWtd | Cap-Tons | 383.2 | 200000 | None | 300 | 0.194 | 0.0706 | 274 | 0.184 | 0 | 300 | 0.194 | 0.0706 | 274 | 0.184 | 0 | DEER:HVAC_Split-Package_AC | Annual | 1719 | 299.8 | 0.1944 | 0.0706 | 274.2 | 0.1838 | 0 | NE-HVAC-airAC-SpltPkg-240to759kBtuh-12p5eer_MZDEER2017AnyMBT2011CZ07cPVVG | 120302 | NE-HVAC-airAC-SpltPkg-240to759kBtuh-12p5eer_SZDEER2017AnyMBT2011CZ07cDXGF | 120301 |  | 271 | 0.179 | 0 | 415 | 0.256 | 0.353 | 271 | 0.179 | 0 | 287 | 0.203 | 0 | 397 | 200000 | 328 | 200000
NE-HVAC-airAC-SpltPkg-240to759kBtuh-12p5eer | DEER2017 | D17 v2 |  | Any | MBT | 2011 | CZ08 | cWtd | Cap-Tons | 493.2 | 200000 | None | 307 | 0.209 | 0.013 | 254 | 0.189 | 0 | 307 | 0.209 | 0.013 | 254 | 0.189 | 0 | DEER:HVAC_Split-Package_AC | Annual | 1719 | 307.2 | 0.2086 | 0.01296 | 254.4 | 0.1894 | 0 | NE-HVAC-airAC-SpltPkg-240to759kBtuh-12p5eer_MZDEER2017AnyMBT2011CZ08cPVVG | 120304 | NE-HVAC-airAC-SpltPkg-240to759kBtuh-12p5eer_SZDEER2017AnyMBT2011CZ08cDXGF | 120303 |  | 255 | 0.184 | 0 | 516 | 0.307 | 0.0648 | 255 | 0.184 | 0 | 252 | 0.211 | 0 | 511 | 200000 | 422 | 200000
NE-HVAC-airAC-SpltPkg-240to759kBtuh-12p5eer | DEER2017 | D17 v2 |  | Any | MBT | 2011 | CZ09 | cWtd | Cap-Tons | 498.4 | 200000 | None | 310 | 0.248 | -0.0234 | 252 | 0.232 | 0 | 310 | 0.248 | -0.0234 | 252 | 0.232 | 0 | DEER:HVAC_Split-Package_AC | Annual | 1719 | 309.8 | 0.248 | -0.0234 | 251.6 | 0.2324 | 0 | NE-HVAC-airAC-SpltPkg-240to759kBtuh-12p5eer_MZDEER2017AnyMBT2011CZ09cPVVG | 120306 | NE-HVAC-airAC-SpltPkg-240to759kBtuh-12p5eer_SZDEER2017AnyMBT2011CZ09cDXGF | 120305 |  | 254 | 0.227 | 0 | 533 | 0.332 | -0.117 | 254 | 0.227 | 0 | 242 | 0.254 | 0 | 513 | 200000 | 440 | 200000
NE-HVAC-airAC-SpltPkg-240to759kBtuh-12p5eer | DEER2017 | D17 v2 |  | Any | MBT | 2011 | CZ10 | cWtd | Cap-Tons | 499 | 200000 | None | 324 | 0.258 | -0.026 | 262 | 0.243 | 0 | 324 | 0.258 | -0.026 | 262 | 0.243 | 0 | DEER:HVAC_Split-Package_AC | Annual | 1719 | 323.6 | 0.2584 | -0.026 | 262 | 0.2434 | 0 | NE-HVAC-airAC-SpltPkg-240to759kBtuh-12p5eer_MZDEER2017AnyMBT2011CZ10cPVVG | 120308 | NE-HVAC-airAC-SpltPkg-240to759kBtuh-12p5eer_SZDEER2017AnyMBT2011CZ10cDXGF | 120307 |  | 264 | 0.237 | 0 | 562 | 0.344 | -0.13 | 264 | 0.237 | 0 | 254 | 0.269 | 0 | 513 | 200000 | 443 | 200000
NE-HVAC-airAC-SpltPkg-240to759kBtuh-12p5eer | DEER2017 | D17 v2 |  | Any | MBT | 2011 | CZ11 | cWtd | Cap-Tons | 481 | 200000 | None | 309 | 0.243 | -0.0782 | 245 | 0.228 | 0 | 309 | 0.243 | -0.0782 | 245 | 0.228 | 0 | DEER:HVAC_Split-Package_AC | Annual | 1719 | 309 | 0.2434 | -0.0782 | 245 | 0.228 | 0 | NE-HVAC-airAC-SpltPkg-240to759kBtuh-12p5eer_MZDEER2017AnyMBT2011CZ11cPVVG | 120310 | NE-HVAC-airAC-SpltPkg-240to759kBtuh-12p5eer_SZDEER2017AnyMBT2011CZ11cDXGF | 120309 |  | 245 | 0.221 | 0 | 565 | 0.333 | -0.391 | 245 | 0.221 | 0 | 245 | 0.256 | 0 | 495 | 200000 | 425 | 200000
NE-HVAC-airAC-SpltPkg-240to759kBtuh-12p5eer | DEER2017 | D17 v2 |  | Any | MBT | 2011 | CZ12 | cWtd | Cap-Tons | 443 | 200000 | None | 288 | 0.247 | 0.266 | 228 | 0.232 | 0 | 288 | 0.247 | 0.266 | 228 | 0.232 | 0 | DEER:HVAC_Split-Package_AC | Annual | 1719 | 287.8 | 0.2472 | 0.266 | 228.2 | 0.2318 | 0 | NE-HVAC-airAC-SpltPkg-240to759kBtuh-12p5eer_MZDEER2017AnyMBT2011CZ12cPVVG | 120312 | NE-HVAC-airAC-SpltPkg-240to759kBtuh-12p5eer_SZDEER2017AnyMBT2011CZ12cDXGF | 120311 |  | 227 | 0.227 | 0 | 531 | 0.328 | 1.33 | 227 | 0.227 | 0 | 233 | 0.251 | 0 | 458 | 200000 | 383 | 200000
NE-HVAC-airAC-SpltPkg-240to759kBtuh-12p5eer | DEER2017 | D17 v2 |  | Any | MBT | 2011 | CZ13 | cWtd | Cap-Tons | 479.8 | 200000 | None | 321 | 0.241 | -0.0568 | 258 | 0.226 | 0 | 321 | 0.241 | -0.0568 | 258 | 0.226 | 0 | DEER:HVAC_Split-Package_AC | Annual | 1719 | 320.6 | 0.2414 | -0.0568 | 258.4 | 0.2256 | 0 | NE-HVAC-airAC-SpltPkg-240to759kBtuh-12p5eer_MZDEER2017AnyMBT2011CZ13cPVVG | 120314 | NE-HVAC-airAC-SpltPkg-240to759kBtuh-12p5eer_SZDEER2017AnyMBT2011CZ13cDXGF | 120313 |  | 256 | 0.219 | 0 | 579 | 0.331 | -0.284 | 256 | 0.219 | 0 | 268 | 0.252 | 0 | 495 | 200000 | 419 | 200000
NE-HVAC-airAC-SpltPkg-240to759kBtuh-12p5eer | DEER2017 | D17 v2 |  | Any | MBT | 2011 | CZ14 | cWtd | Cap-Tons | 480 | 200000 | None | 321 | 0.247 | -0.0794 | 256 | 0.231 | 0 | 321 | 0.247 | -0.0794 | 256 | 0.231 | 0 | DEER:HVAC_Split-Package_AC | Annual | 1719 | 320.8 | 0.2474 | -0.0794 | 255.6 | 0.2308 | 0 | NE-HVAC-airAC-SpltPkg-240to759kBtuh-12p5eer_MZDEER2017AnyMBT2011CZ14cPVVG | 120316 | NE-HVAC-airAC-SpltPkg-240to759kBtuh-12p5eer_SZDEER2017AnyMBT2011CZ14cDXGF | 120315 |  | 256 | 0.224 | 0 | 580 | 0.341 | -0.397 | 256 | 0.224 | 0 | 254 | 0.258 | 0 | 494 | 200000 | 424 | 200000
NE-HVAC-airAC-SpltPkg-240to759kBtuh-12p5eer | DEER2017 | D17 v2 |  | Any | MBT | 2011 | CZ15 | cWtd | Cap-Tons | 550.8 | 200000 | None | 461 | 0.256 | -0.0049 | 393 | 0.242 | 0 | 461 | 0.256 | -0.0049 | 393 | 0.242 | 0 | DEER:HVAC_Split-Package_AC | Annual | 1719 | 461 | 0.2562 | -0.0049 | 393.4 | 0.242 | 0 | NE-HVAC-airAC-SpltPkg-240to759kBtuh-12p5eer_MZDEER2017AnyMBT2011CZ15cPVVG | 120318 | NE-HVAC-airAC-SpltPkg-240to759kBtuh-12p5eer_SZDEER2017AnyMBT2011CZ15cDXGF | 120317 |  | 390 | 0.232 | 0 | 745 | 0.353 | -0.0245 | 390 | 0.232 | 0 | 407 | 0.282 | 0 | 566 | 200000 | 490 | 200000
NE-HVAC-airAC-SpltPkg-240to759kBtuh-12p5eer | DEER2017 | D17 v2 |  | Any | MBT | 2011 | CZ16 | cWtd | Cap-Tons | 349 | 200000 | None | 197 | 0.195 | 0.604 | 144 | 0.186 | 0 | 197 | 0.195 | 0.604 | 144 | 0.186 | 0 | DEER:HVAC_Split-Package_AC | Annual | 1719 | 196.6 | 0.1948 | 0.604 | 144 | 0.1858 | 0 | NE-HVAC-airAC-SpltPkg-240to759kBtuh-12p5eer_MZDEER2017AnyMBT2011CZ16cPVVG | 120320 | NE-HVAC-airAC-SpltPkg-240to759kBtuh-12p5eer_SZDEER2017AnyMBT2011CZ16cDXGF | 120319 |  | 142 | 0.181 | 0 | 415 | 0.25 | 3.02 | 142 | 0.181 | 0 | 152 | 0.205 | 0 | 361 | 200000 | 301 | 200000
NE-HVAC-airAC-SpltPkg-240to759kBtuh-12p5eer | DEER2017 | D17 v2 |  | Any | MBT | 2014 | CZ01 | cWtd | Cap-Tons | 358 | 200000 | None | 80 | 0.1 | 0 | 80 | 0.1 | 0 | 80 | 0.1 | 0 | 80 | 0.1 | 0 | DEER:HVAC_Split-Package_AC | Annual | 1719 | 79.98 | 0.1002 | 0 | 79.98 | 0.1002 | 0 | NE-HVAC-airAC-SpltPkg-240to759kBtuh-12p5eer_MZDEER2017AnyMBT2014CZ01cPVVG | 141650 | NE-HVAC-airAC-SpltPkg-240to759kBtuh-12p5eer_SZDEER2017AnyMBT2014CZ01cDXGF | 141649 |  | 88.1 | 0.098 | 0 | 47.5 | 0.109 | 0 | 88.1 | 0.098 | 0 | 47.5 | 0.109 | 0 | 371 | 200000 | 306 | 200000
NE-HVAC-airAC-SpltPkg-240to759kBtuh-12p5eer | DEER2017 | D17 v2 |  | Any | MBT | 2014 | CZ02 | cWtd | Cap-Tons | 410.8 | 200000 | None | 183 | 0.231 | 0 | 183 | 0.231 | 0 | 183 | 0.231 | 0 | 183 | 0.231 | 0 | DEER:HVAC_Split-Package_AC | Annual | 1719 | 183.2 | 0.2306 | 0 | 183.2 | 0.2306 | 0 | NE-HVAC-airAC-SpltPkg-240to759kBtuh-12p5eer_MZDEER2017AnyMBT2014CZ02cPVVG | 141652 | NE-HVAC-airAC-SpltPkg-240to759kBtuh-12p5eer_SZDEER2017AnyMBT2014CZ02cDXGF | 141651 |  | 186 | 0.228 | 0 | 172 | 0.241 | 0 | 186 | 0.228 | 0 | 172 | 0.241 | 0 | 422 | 200000 | 366 | 200000
NE-HVAC-airAC-SpltPkg-240to759kBtuh-12p5eer | DEER2017 | D17 v2 |  | Any | MBT | 2014 | CZ03 | cWtd | Cap-Tons | 377 | 200000 | None | 168 | 0.171 | 0 | 168 | 0.171 | 0 | 168 | 0.171 | 0 | 168 | 0.171 | 0 | DEER:HVAC_Split-Package_AC | Annual | 1719 | 168.2 | 0.1714 | 0 | 168.2 | 0.1714 | 0 | NE-HVAC-airAC-SpltPkg-240to759kBtuh-12p5eer_MZDEER2017AnyMBT2014CZ03cPVVG | 141654 | NE-HVAC-airAC-SpltPkg-240to759kBtuh-12p5eer_SZDEER2017AnyMBT2014CZ03cDXGF | 141653 |  | 173 | 0.166 | 0 | 149 | 0.193 | 0 | 173 | 0.166 | 0 | 149 | 0.193 | 0 | 390 | 200000 | 325 | 200000
NE-HVAC-airAC-SpltPkg-240to759kBtuh-12p5eer | DEER2017 | D17 v2 |  | Any | MBT | 2014 | CZ04 | cWtd | Cap-Tons | 435.2 | 200000 | None | 205 | 0.199 | 0 | 205 | 0.199 | 0 | 205 | 0.199 | 0 | 205 | 0.199 | 0 | DEER:HVAC_Split-Package_AC | Annual | 1719 | 205 | 0.1994 | 0 | 205 | 0.1994 | 0 | NE-HVAC-airAC-SpltPkg-240to759kBtuh-12p5eer_MZDEER2017AnyMBT2014CZ04cPVVG | 141656 | NE-HVAC-airAC-SpltPkg-240to759kBtuh-12p5eer_SZDEER2017AnyMBT2014CZ04cDXGF | 141655 |  | 208 | 0.194 | 0 | 193 | 0.221 | 0 | 208 | 0.194 | 0 | 193 | 0.221 | 0 | 449 | 200000 | 380 | 200000
NE-HVAC-airAC-SpltPkg-240to759kBtuh-12p5eer | DEER2017 | D17 v2 |  | Any | MBT | 2014 | CZ05 | cWtd | Cap-Tons | 367 | 200000 | None | 170 | 0.151 | 0 | 170 | 0.151 | 0 | 170 | 0.151 | 0 | 170 | 0.151 | 0 | DEER:HVAC_Split-Package_AC | Annual | 1719 | 169.8 | 0.1514 | 0 | 169.8 | 0.1514 | 0 | NE-HVAC-airAC-SpltPkg-240to759kBtuh-12p5eer_MZDEER2017AnyMBT2014CZ05cPVVG | 141658 | NE-HVAC-airAC-SpltPkg-240to759kBtuh-12p5eer_SZDEER2017AnyMBT2014CZ05cDXGF | 141657 |  | 173 | 0.146 | 0 | 157 | 0.173 | 0 | 173 | 0.146 | 0 | 157 | 0.173 | 0 | 381 | 200000 | 311 | 200000
NE-HVAC-airAC-SpltPkg-240to759kBtuh-12p5eer | DEER2017 | D17 v2 |  | Any | MBT | 2014 | CZ06 | cWtd | Cap-Tons | 394.2 | 200000 | None | 278 | 0.195 | 0 | 278 | 0.195 | 0 | 278 | 0.195 | 0 | 278 | 0.195 | 0 | DEER:HVAC_Split-Package_AC | Annual | 1719 | 278.2 | 0.1948 | 0 | 278.2 | 0.1948 | 0 | NE-HVAC-airAC-SpltPkg-240to759kBtuh-12p5eer_MZDEER2017AnyMBT2014CZ06cPVVG | 141660 | NE-HVAC-airAC-SpltPkg-240to759kBtuh-12p5eer_SZDEER2017AnyMBT2014CZ06cDXGF | 141659 |  | 273 | 0.189 | 0 | 299 | 0.218 | 0 | 273 | 0.189 | 0 | 299 | 0.218 | 0 | 411 | 200000 | 327 | 200000
NE-HVAC-airAC-SpltPkg-240to759kBtuh-12p5eer | DEER2017 | D17 v2 |  | Any | MBT | 2014 | CZ07 | cWtd | Cap-Tons | 364.4 | 200000 | None | 281 | 0.187 | 0 | 281 | 0.187 | 0 | 281 | 0.187 | 0 | 281 | 0.187 | 0 | DEER:HVAC_Split-Package_AC | Annual | 1719 | 281.2 | 0.187 | 0 | 281.2 | 0.187 | 0 | NE-HVAC-airAC-SpltPkg-240to759kBtuh-12p5eer_MZDEER2017AnyMBT2014CZ07cPVVG | 141662 | NE-HVAC-airAC-SpltPkg-240to759kBtuh-12p5eer_SZDEER2017AnyMBT2014CZ07cDXGF | 141661 |  | 277 | 0.182 | 0 | 298 | 0.207 | 0 | 277 | 0.182 | 0 | 298 | 0.207 | 0 | 378 | 200000 | 310 | 200000
NE-HVAC-airAC-SpltPkg-240to759kBtuh-12p5eer | DEER2017 | D17 v2 |  | Any | MBT | 2014 | CZ08 | cWtd | Cap-Tons | 472.6 | 200000 | None | 257 | 0.192 | 0 | 257 | 0.192 | 0 | 257 | 0.192 | 0 | 257 | 0.192 | 0 | DEER:HVAC_Split-Package_AC | Annual | 1719 | 257 | 0.1916 | 0 | 257 | 0.1916 | 0 | NE-HVAC-airAC-SpltPkg-240to759kBtuh-12p5eer_MZDEER2017AnyMBT2014CZ08cPVVG | 141664 | NE-HVAC-airAC-SpltPkg-240to759kBtuh-12p5eer_SZDEER2017AnyMBT2014CZ08cDXGF | 141663 |  | 257 | 0.186 | 0 | 257 | 0.214 | 0 | 257 | 0.186 | 0 | 257 | 0.214 | 0 | 490 | 200000 | 403 | 200000
NE-HVAC-airAC-SpltPkg-240to759kBtuh-12p5eer | DEER2017 | D17 v2 |  | Any | MBT | 2014 | CZ09 | cWtd | Cap-Tons | 512 | 200000 | None | 238 | 0.222 | 0 | 238 | 0.222 | 0 | 238 | 0.222 | 0 | 238 | 0.222 | 0 | DEER:HVAC_Split-Package_AC | Annual | 1719 | 237.6 | 0.2222 | 0 | 237.6 | 0.2222 | 0 | NE-HVAC-airAC-SpltPkg-240to759kBtuh-12p5eer_MZDEER2017AnyMBT2014CZ09cPVVG | 141666 | NE-HVAC-airAC-SpltPkg-240to759kBtuh-12p5eer_SZDEER2017AnyMBT2014CZ09cDXGF | 141665 |  | 242 | 0.216 | 0 | 220 | 0.247 | 0 | 242 | 0.216 | 0 | 220 | 0.247 | 0 | 526 | 200000 | 456 | 200000
NE-HVAC-airAC-SpltPkg-240to759kBtuh-12p5eer | DEER2017 | D17 v2 |  | Any | MBT | 2014 | CZ10 | cWtd | Cap-Tons | 493.4 | 200000 | None | 256 | 0.241 | 0 | 256 | 0.241 | 0 | 256 | 0.241 | 0 | 256 | 0.241 | 0 | DEER:HVAC_Split-Package_AC | Annual | 1719 | 255.8 | 0.2414 | 0 | 255.8 | 0.2414 | 0 | NE-HVAC-airAC-SpltPkg-240to759kBtuh-12p5eer_MZDEER2017AnyMBT2014CZ10cPVVG | 141668 | NE-HVAC-airAC-SpltPkg-240to759kBtuh-12p5eer_SZDEER2017AnyMBT2014CZ10cDXGF | 141667 |  | 258 | 0.235 | 0 | 247 | 0.267 | 0 | 258 | 0.235 | 0 | 247 | 0.267 | 0 | 507 | 200000 | 439 | 200000
NE-HVAC-airAC-SpltPkg-240to759kBtuh-12p5eer | DEER2017 | D17 v2 |  | Any | MBT | 2014 | CZ11 | cWtd | Cap-Tons | 467.2 | 200000 | None | 245 | 0.229 | 0 | 245 | 0.229 | 0 | 245 | 0.229 | 0 | 245 | 0.229 | 0 | DEER:HVAC_Split-Package_AC | Annual | 1719 | 245.2 | 0.2292 | 0 | 245.2 | 0.2292 | 0 | NE-HVAC-airAC-SpltPkg-240to759kBtuh-12p5eer_MZDEER2017AnyMBT2014CZ11cPVVG | 141670 | NE-HVAC-airAC-SpltPkg-240to759kBtuh-12p5eer_SZDEER2017AnyMBT2014CZ11cDXGF | 141669 |  | 245 | 0.222 | 0 | 246 | 0.258 | 0 | 245 | 0.222 | 0 | 246 | 0.258 | 0 | 481 | 200000 | 412 | 200000
NE-HVAC-airAC-SpltPkg-240to759kBtuh-12p5eer | DEER2017 | D17 v2 |  | Any | MBT | 2014 | CZ12 | cWtd | Cap-Tons | 443.4 | 200000 | None | 221 | 0.228 | 0 | 221 | 0.228 | 0 | 221 | 0.228 | 0 | 221 | 0.228 | 0 | DEER:HVAC_Split-Package_AC | Annual | 1719 | 220.8 | 0.2282 | 0 | 220.8 | 0.2282 | 0 | NE-HVAC-airAC-SpltPkg-240to759kBtuh-12p5eer_MZDEER2017AnyMBT2014CZ12cPVVG | 141672 | NE-HVAC-airAC-SpltPkg-240to759kBtuh-12p5eer_SZDEER2017AnyMBT2014CZ12cDXGF | 141671 |  | 220 | 0.223 | 0 | 224 | 0.249 | 0 | 220 | 0.223 | 0 | 224 | 0.249 | 0 | 458 | 200000 | 385 | 200000
NE-HVAC-airAC-SpltPkg-240to759kBtuh-12p5eer | DEER2017 | D17 v2 |  | Any | MBT | 2014 | CZ13 | cWtd | Cap-Tons | 467 | 200000 | None | 258 | 0.228 | 0 | 258 | 0.228 | 0 | 258 | 0.228 | 0 | 258 | 0.228 | 0 | DEER:HVAC_Split-Package_AC | Annual | 1719 | 258 | 0.2276 | 0 | 258 | 0.2276 | 0 | NE-HVAC-airAC-SpltPkg-240to759kBtuh-12p5eer_MZDEER2017AnyMBT2014CZ13cPVVG | 141674 | NE-HVAC-airAC-SpltPkg-240to759kBtuh-12p5eer_SZDEER2017AnyMBT2014CZ13cDXGF | 141673 |  | 255 | 0.221 | 0 | 270 | 0.254 | 0 | 255 | 0.221 | 0 | 270 | 0.254 | 0 | 482 | 200000 | 407 | 200000
NE-HVAC-airAC-SpltPkg-240to759kBtuh-12p5eer | DEER2017 | D17 v2 |  | Any | MBT | 2014 | CZ14 | cWtd | Cap-Tons | 466.2 | 200000 | None | 256 | 0.233 | 0 | 256 | 0.233 | 0 | 256 | 0.233 | 0 | 256 | 0.233 | 0 | DEER:HVAC_Split-Package_AC | Annual | 1719 | 255.8 | 0.2326 | 0 | 255.8 | 0.2326 | 0 | NE-HVAC-airAC-SpltPkg-240to759kBtuh-12p5eer_MZDEER2017AnyMBT2014CZ14cPVVG | 141676 | NE-HVAC-airAC-SpltPkg-240to759kBtuh-12p5eer_SZDEER2017AnyMBT2014CZ14cDXGF | 141675 |  | 256 | 0.226 | 0 | 255 | 0.259 | 0 | 256 | 0.226 | 0 | 255 | 0.259 | 0 | 480 | 200000 | 411 | 200000
NE-HVAC-airAC-SpltPkg-240to759kBtuh-12p5eer | DEER2017 | D17 v2 |  | Any | MBT | 2014 | CZ15 | cWtd | Cap-Tons | 537 | 200000 | None | 393 | 0.244 | 0 | 393 | 0.244 | 0 | 393 | 0.244 | 0 | 393 | 0.244 | 0 | DEER:HVAC_Split-Package_AC | Annual | 1719 | 393 | 0.2438 | 0 | 393 | 0.2438 | 0 | NE-HVAC-airAC-SpltPkg-240to759kBtuh-12p5eer_MZDEER2017AnyMBT2014CZ15cPVVG | 141678 | NE-HVAC-airAC-SpltPkg-240to759kBtuh-12p5eer_SZDEER2017AnyMBT2014CZ15cDXGF | 141677 |  | 389 | 0.234 | 0 | 409 | 0.283 | 0 | 389 | 0.234 | 0 | 409 | 0.283 | 0 | 552 | 200000 | 477 | 200000
NE-HVAC-airAC-SpltPkg-240to759kBtuh-12p5eer | DEER2017 | D17 v2 |  | Any | MBT | 2014 | CZ16 | cWtd | Cap-Tons | 336.2 | 200000 | None | 144 | 0.188 | 0 | 144 | 0.188 | 0 | 144 | 0.188 | 0 | 144 | 0.188 | 0 | DEER:HVAC_Split-Package_AC | Annual | 1719 | 144.2 | 0.188 | 0 | 144.2 | 0.188 | 0 | NE-HVAC-airAC-SpltPkg-240to759kBtuh-12p5eer_MZDEER2017AnyMBT2014CZ16cPVVG | 141680 | NE-HVAC-airAC-SpltPkg-240to759kBtuh-12p5eer_SZDEER2017AnyMBT2014CZ16cDXGF | 141679 |  | 142 | 0.183 | 0 | 153 | 0.208 | 0 | 142 | 0.183 | 0 | 153 | 0.208 | 0 | 348 | 200000 | 289 | 200000
NE-HVAC-airAC-SpltPkg-240to759kBtuh-12p5eer | DEER2017 | D17 v2 |  | Any | MBT | New | CZ01 | cWtd | Cap-Tons | 358 | 200000 | None | 80 | 0.1 | 0 | 80 | 0.1 | 0 | 80 | 0.1 | 0 | 80 | 0.1 | 0 | DEER:HVAC_Split-Package_AC | Annual | 1719 | 79.98 | 0.1002 | 0 | 79.98 | 0.1002 | 0 | NE-HVAC-airAC-SpltPkg-240to759kBtuh-12p5eer_MZDEER2017AnyMBTNewCZ01cPVVG | 166498 | NE-HVAC-airAC-SpltPkg-240to759kBtuh-12p5eer_SZDEER2017AnyMBTNewCZ01cDXGF | 166497 |  | 88.1 | 0.098 | 0 | 47.5 | 0.109 | 0 | 88.1 | 0.098 | 0 | 47.5 | 0.109 | 0 | 371 | 200000 | 306 | 200000
NE-HVAC-airAC-SpltPkg-240to759kBtuh-12p5eer | DEER2017 | D17 v2 |  | Any | MBT | New | CZ02 | cWtd | Cap-Tons | 410.8 | 200000 | None | 183 | 0.231 | 0 | 183 | 0.231 | 0 | 183 | 0.231 | 0 | 183 | 0.231 | 0 | DEER:HVAC_Split-Package_AC | Annual | 1719 | 183.2 | 0.2306 | 0 | 183.2 | 0.2306 | 0 | NE-HVAC-airAC-SpltPkg-240to759kBtuh-12p5eer_MZDEER2017AnyMBTNewCZ02cPVVG | 166500 | NE-HVAC-airAC-SpltPkg-240to759kBtuh-12p5eer_SZDEER2017AnyMBTNewCZ02cDXGF | 166499 |  | 186 | 0.228 | 0 | 172 | 0.241 | 0 | 186 | 0.228 | 0 | 172 | 0.241 | 0 | 422 | 200000 | 366 | 200000
NE-HVAC-airAC-SpltPkg-240to759kBtuh-12p5eer | DEER2017 | D17 v2 |  | Any | MBT | New | CZ03 | cWtd | Cap-Tons | 377 | 200000 | None | 168 | 0.171 | 0 | 168 | 0.171 | 0 | 168 | 0.171 | 0 | 168 | 0.171 | 0 | DEER:HVAC_Split-Package_AC | Annual | 1719 | 168.2 | 0.1714 | 0 | 168.2 | 0.1714 | 0 | NE-HVAC-airAC-SpltPkg-240to759kBtuh-12p5eer_MZDEER2017AnyMBTNewCZ03cPVVG | 166502 | NE-HVAC-airAC-SpltPkg-240to759kBtuh-12p5eer_SZDEER2017AnyMBTNewCZ03cDXGF | 166501 |  | 173 | 0.166 | 0 | 149 | 0.193 | 0 | 173 | 0.166 | 0 | 149 | 0.193 | 0 | 390 | 200000 | 325 | 200000
NE-HVAC-airAC-SpltPkg-240to759kBtuh-12p5eer | DEER2017 | D17 v2 |  | Any | MBT | New | CZ04 | cWtd | Cap-Tons | 435.2 | 200000 | None | 205 | 0.199 | 0 | 205 | 0.199 | 0 | 205 | 0.199 | 0 | 205 | 0.199 | 0 | DEER:HVAC_Split-Package_AC | Annual | 1719 | 205 | 0.1994 | 0 | 205 | 0.1994 | 0 | NE-HVAC-airAC-SpltPkg-240to759kBtuh-12p5eer_MZDEER2017AnyMBTNewCZ04cPVVG | 166504 | NE-HVAC-airAC-SpltPkg-240to759kBtuh-12p5eer_SZDEER2017AnyMBTNewCZ04cDXGF | 166503 |  | 208 | 0.194 | 0 | 193 | 0.221 | 0 | 208 | 0.194 | 0 | 193 | 0.221 | 0 | 449 | 200000 | 380 | 200000
NE-HVAC-airAC-SpltPkg-240to759kBtuh-12p5eer | DEER2017 | D17 v2 |  | Any | MBT | New | CZ05 | cWtd | Cap-Tons | 367 | 200000 | None | 170 | 0.151 | 0 | 170 | 0.151 | 0 | 170 | 0.151 | 0 | 170 | 0.151 | 0 | DEER:HVAC_Split-Package_AC | Annual | 1719 | 169.8 | 0.1514 | 0 | 169.8 | 0.1514 | 0 | NE-HVAC-airAC-SpltPkg-240to759kBtuh-12p5eer_MZDEER2017AnyMBTNewCZ05cPVVG | 166506 | NE-HVAC-airAC-SpltPkg-240to759kBtuh-12p5eer_SZDEER2017AnyMBTNewCZ05cDXGF | 166505 |  | 173 | 0.146 | 0 | 157 | 0.173 | 0 | 173 | 0.146 | 0 | 157 | 0.173 | 0 | 381 | 200000 | 311 | 200000
NE-HVAC-airAC-SpltPkg-240to759kBtuh-12p5eer | DEER2017 | D17 v2 |  | Any | MBT | New | CZ06 | cWtd | Cap-Tons | 394.2 | 200000 | None | 278 | 0.195 | 0 | 278 | 0.195 | 0 | 278 | 0.195 | 0 | 278 | 0.195 | 0 | DEER:HVAC_Split-Package_AC | Annual | 1719 | 278.2 | 0.1948 | 0 | 278.2 | 0.1948 | 0 | NE-HVAC-airAC-SpltPkg-240to759kBtuh-12p5eer_MZDEER2017AnyMBTNewCZ06cPVVG | 166508 | NE-HVAC-airAC-SpltPkg-240to759kBtuh-12p5eer_SZDEER2017AnyMBTNewCZ06cDXGF | 166507 |  | 273 | 0.189 | 0 | 299 | 0.218 | 0 | 273 | 0.189 | 0 | 299 | 0.218 | 0 | 411 | 200000 | 327 | 200000
NE-HVAC-airAC-SpltPkg-240to759kBtuh-12p5eer | DEER2017 | D17 v2 |  | Any | MBT | New | CZ07 | cWtd | Cap-Tons | 364.4 | 200000 | None | 281 | 0.187 | 0 | 281 | 0.187 | 0 | 281 | 0.187 | 0 | 281 | 0.187 | 0 | DEER:HVAC_Split-Package_AC | Annual | 1719 | 281.2 | 0.187 | 0 | 281.2 | 0.187 | 0 | NE-HVAC-airAC-SpltPkg-240to759kBtuh-12p5eer_MZDEER2017AnyMBTNewCZ07cPVVG | 166510 | NE-HVAC-airAC-SpltPkg-240to759kBtuh-12p5eer_SZDEER2017AnyMBTNewCZ07cDXGF | 166509 |  | 277 | 0.182 | 0 | 298 | 0.207 | 0 | 277 | 0.182 | 0 | 298 | 0.207 | 0 | 378 | 200000 | 310 | 200000
NE-HVAC-airAC-SpltPkg-240to759kBtuh-12p5eer | DEER2017 | D17 v2 |  | Any | MBT | New | CZ08 | cWtd | Cap-Tons | 472.6 | 200000 | None | 257 | 0.192 | 0 | 257 | 0.192 | 0 | 257 | 0.192 | 0 | 257 | 0.192 | 0 | DEER:HVAC_Split-Package_AC | Annual | 1719 | 257 | 0.1916 | 0 | 257 | 0.1916 | 0 | NE-HVAC-airAC-SpltPkg-240to759kBtuh-12p5eer_MZDEER2017AnyMBTNewCZ08cPVVG | 166512 | NE-HVAC-airAC-SpltPkg-240to759kBtuh-12p5eer_SZDEER2017AnyMBTNewCZ08cDXGF | 166511 |  | 257 | 0.186 | 0 | 257 | 0.214 | 0 | 257 | 0.186 | 0 | 257 | 0.214 | 0 | 490 | 200000 | 403 | 200000
NE-HVAC-airAC-SpltPkg-240to759kBtuh-12p5eer | DEER2017 | D17 v2 |  | Any | MBT | New | CZ09 | cWtd | Cap-Tons | 512 | 200000 | None | 238 | 0.222 | 0 | 238 | 0.222 | 0 | 238 | 0.222 | 0 | 238 | 0.222 | 0 | DEER:HVAC_Split-Package_AC | Annual | 1719 | 237.6 | 0.2222 | 0 | 237.6 | 0.2222 | 0 | NE-HVAC-airAC-SpltPkg-240to759kBtuh-12p5eer_MZDEER2017AnyMBTNewCZ09cPVVG | 166514 | NE-HVAC-airAC-SpltPkg-240to759kBtuh-12p5eer_SZDEER2017AnyMBTNewCZ09cDXGF | 166513 |  | 242 | 0.216 | 0 | 220 | 0.247 | 0 | 242 | 0.216 | 0 | 220 | 0.247 | 0 | 526 | 200000 | 456 | 200000
NE-HVAC-airAC-SpltPkg-240to759kBtuh-12p5eer | DEER2017 | D17 v2 |  | Any | MBT | New | CZ10 | cWtd | Cap-Tons | 493.4 | 200000 | None | 256 | 0.241 | 0 | 256 | 0.241 | 0 | 256 | 0.241 | 0 | 256 | 0.241 | 0 | DEER:HVAC_Split-Package_AC | Annual | 1719 | 255.8 | 0.2414 | 0 | 255.8 | 0.2414 | 0 | NE-HVAC-airAC-SpltPkg-240to759kBtuh-12p5eer_MZDEER2017AnyMBTNewCZ10cPVVG | 166516 | NE-HVAC-airAC-SpltPkg-240to759kBtuh-12p5eer_SZDEER2017AnyMBTNewCZ10cDXGF | 166515 |  | 258 | 0.235 | 0 | 247 | 0.267 | 0 | 258 | 0.235 | 0 | 247 | 0.267 | 0 | 507 | 200000 | 439 | 200000
NE-HVAC-airAC-SpltPkg-240to759kBtuh-12p5eer | DEER2017 | D17 v2 |  | Any | MBT | New | CZ11 | cWtd | Cap-Tons | 467.2 | 200000 | None | 245 | 0.229 | 0 | 245 | 0.229 | 0 | 245 | 0.229 | 0 | 245 | 0.229 | 0 | DEER:HVAC_Split-Package_AC | Annual | 1719 | 245.2 | 0.2292 | 0 | 245.2 | 0.2292 | 0 | NE-HVAC-airAC-SpltPkg-240to759kBtuh-12p5eer_MZDEER2017AnyMBTNewCZ11cPVVG | 166518 | NE-HVAC-airAC-SpltPkg-240to759kBtuh-12p5eer_SZDEER2017AnyMBTNewCZ11cDXGF | 166517 |  | 245 | 0.222 | 0 | 246 | 0.258 | 0 | 245 | 0.222 | 0 | 246 | 0.258 | 0 | 481 | 200000 | 412 | 200000
NE-HVAC-airAC-SpltPkg-240to759kBtuh-12p5eer | DEER2017 | D17 v2 |  | Any | MBT | New | CZ12 | cWtd | Cap-Tons | 443.4 | 200000 | None | 221 | 0.228 | 0 | 221 | 0.228 | 0 | 221 | 0.228 | 0 | 221 | 0.228 | 0 | DEER:HVAC_Split-Package_AC | Annual | 1719 | 220.8 | 0.2282 | 0 | 220.8 | 0.2282 | 0 | NE-HVAC-airAC-SpltPkg-240to759kBtuh-12p5eer_MZDEER2017AnyMBTNewCZ12cPVVG | 166520 | NE-HVAC-airAC-SpltPkg-240to759kBtuh-12p5eer_SZDEER2017AnyMBTNewCZ12cDXGF | 166519 |  | 220 | 0.223 | 0 | 224 | 0.249 | 0 | 220 | 0.223 | 0 | 224 | 0.249 | 0 | 458 | 200000 | 385 | 200000
NE-HVAC-airAC-SpltPkg-240to759kBtuh-12p5eer | DEER2017 | D17 v2 |  | Any | MBT | New | CZ13 | cWtd | Cap-Tons | 467 | 200000 | None | 258 | 0.228 | 0 | 258 | 0.228 | 0 | 258 | 0.228 | 0 | 258 | 0.228 | 0 | DEER:HVAC_Split-Package_AC | Annual | 1719 | 258 | 0.2276 | 0 | 258 | 0.2276 | 0 | NE-HVAC-airAC-SpltPkg-240to759kBtuh-12p5eer_MZDEER2017AnyMBTNewCZ13cPVVG | 166522 | NE-HVAC-airAC-SpltPkg-240to759kBtuh-12p5eer_SZDEER2017AnyMBTNewCZ13cDXGF | 166521 |  | 255 | 0.221 | 0 | 270 | 0.254 | 0 | 255 | 0.221 | 0 | 270 | 0.254 | 0 | 482 | 200000 | 407 | 200000
NE-HVAC-airAC-SpltPkg-240to759kBtuh-12p5eer | DEER2017 | D17 v2 |  | Any | MBT | New | CZ14 | cWtd | Cap-Tons | 466.2 | 200000 | None | 256 | 0.233 | 0 | 256 | 0.233 | 0 | 256 | 0.233 | 0 | 256 | 0.233 | 0 | DEER:HVAC_Split-Package_AC | Annual | 1719 | 255.8 | 0.2326 | 0 | 255.8 | 0.2326 | 0 | NE-HVAC-airAC-SpltPkg-240to759kBtuh-12p5eer_MZDEER2017AnyMBTNewCZ14cPVVG | 166524 | NE-HVAC-airAC-SpltPkg-240to759kBtuh-12p5eer_SZDEER2017AnyMBTNewCZ14cDXGF | 166523 |  | 256 | 0.226 | 0 | 255 | 0.259 | 0 | 256 | 0.226 | 0 | 255 | 0.259 | 0 | 480 | 200000 | 411 | 200000
NE-HVAC-airAC-SpltPkg-240to759kBtuh-12p5eer | DEER2017 | D17 v2 |  | Any | MBT | New | CZ15 | cWtd | Cap-Tons | 537 | 200000 | None | 393 | 0.244 | 0 | 393 | 0.244 | 0 | 393 | 0.244 | 0 | 393 | 0.244 | 0 | DEER:HVAC_Split-Package_AC | Annual | 1719 | 393 | 0.2438 | 0 | 393 | 0.2438 | 0 | NE-HVAC-airAC-SpltPkg-240to759kBtuh-12p5eer_MZDEER2017AnyMBTNewCZ15cPVVG | 166526 | NE-HVAC-airAC-SpltPkg-240to759kBtuh-12p5eer_SZDEER2017AnyMBTNewCZ15cDXGF | 166525 |  | 389 | 0.234 | 0 | 409 | 0.283 | 0 | 389 | 0.234 | 0 | 409 | 0.283 | 0 | 552 | 200000 | 477 | 200000
NE-HVAC-airAC-SpltPkg-240to759kBtuh-12p5eer | DEER2017 | D17 v2 |  | Any | MBT | New | CZ16 | cWtd | Cap-Tons | 336.2 | 200000 | None | 144 | 0.188 | 0 | 144 | 0.188 | 0 | 144 | 0.188 | 0 | 144 | 0.188 | 0 | DEER:HVAC_Split-Package_AC | Annual | 1719 | 144.2 | 0.188 | 0 | 144.2 | 0.188 | 0 | NE-HVAC-airAC-SpltPkg-240to759kBtuh-12p5eer_MZDEER2017AnyMBTNewCZ16cPVVG | 166528 | NE-HVAC-airAC-SpltPkg-240to759kBtuh-12p5eer_SZDEER2017AnyMBTNewCZ16cDXGF | 166527 |  | 142 | 0.183 | 0 | 153 | 0.208 | 0 | 142 | 0.183 | 0 | 153 | 0.208 | 0 | 348 | 200000 | 289 | 200000
NE-HVAC-airAC-SpltPkg-240to759kBtuh-12p5eer | DEER2017 | D17 v2 |  | Any | MLI | 1975 | CZ01 | cDXGF | Cap-Tons | 91 | 100000 | None | 1.97 | 0.0294 | 0 | 1.97 | 0.0294 | 0 | 1.97 | 0.0294 | 0 | 1.97 | 0.0294 | 0 | DEER:HVAC_Split-Package_AC | Annual | 1719 | 1.97 | 0.0294 | 0 | 1.97 | 0.0294 | 0 | NE-HVAC-airAC-SpltPkg-240to759kBtuh-12p5eer_MZDEER2017AnyMLI1975CZ01cPVVG | #N/A | NE-HVAC-airAC-SpltPkg-240to759kBtuh-12p5eer_SZDEER2017AnyMLI1975CZ01cDXGF | 13521 |  | #N/A | #N/A | #N/A | 1.97 | 0.0294 | 0 | #N/A | #N/A | #N/A | 1.97 | 0.0294 | 0 | #N/A | #N/A | 91 | 100000
NE-HVAC-airAC-SpltPkg-240to759kBtuh-12p5eer | DEER2017 | D17 v2 |  | Any | MLI | 1975 | CZ02 | cDXGF | Cap-Tons | 157 | 100000 | None | 75.1 | 0.242 | 0 | 75.1 | 0.242 | 0 | 75.1 | 0.242 | 0 | 75.1 | 0.242 | 0 | DEER:HVAC_Split-Package_AC | Annual | 1719 | 75.1 | 0.242 | 0 | 75.1 | 0.242 | 0 | NE-HVAC-airAC-SpltPkg-240to759kBtuh-12p5eer_MZDEER2017AnyMLI1975CZ02cPVVG | #N/A | NE-HVAC-airAC-SpltPkg-240to759kBtuh-12p5eer_SZDEER2017AnyMLI1975CZ02cDXGF | 13522 |  | #N/A | #N/A | #N/A | 75.1 | 0.242 | 0 | #N/A | #N/A | #N/A | 75.1 | 0.242 | 0 | #N/A | #N/A | 157 | 100000
NE-HVAC-airAC-SpltPkg-240to759kBtuh-12p5eer | DEER2017 | D17 v2 |  | Any | MLI | 1975 | CZ03 | cDXGF | Cap-Tons | 122 | 100000 | None | 35 | 0.155 | 0 | 35 | 0.155 | 0 | 35 | 0.155 | 0 | 35 | 0.155 | 0 | DEER:HVAC_Split-Package_AC | Annual | 1719 | 35 | 0.155 | 0 | 35 | 0.155 | 0 | NE-HVAC-airAC-SpltPkg-240to759kBtuh-12p5eer_MZDEER2017AnyMLI1975CZ03cPVVG | #N/A | NE-HVAC-airAC-SpltPkg-240to759kBtuh-12p5eer_SZDEER2017AnyMLI1975CZ03cDXGF | 13523 |  | #N/A | #N/A | #N/A | 35 | 0.155 | 0 | #N/A | #N/A | #N/A | 35 | 0.155 | 0 | #N/A | #N/A | 122 | 100000
NE-HVAC-airAC-SpltPkg-240to759kBtuh-12p5eer | DEER2017 | D17 v2 |  | Any | MLI | 1975 | CZ04 | cDXGF | Cap-Tons | 140 | 100000 | None | 99.1 | 0.231 | 0 | 99.1 | 0.231 | 0 | 99.1 | 0.231 | 0 | 99.1 | 0.231 | 0 | DEER:HVAC_Split-Package_AC | Annual | 1719 | 99.1 | 0.231 | 0 | 99.1 | 0.231 | 0 | NE-HVAC-airAC-SpltPkg-240to759kBtuh-12p5eer_MZDEER2017AnyMLI1975CZ04cPVVG | #N/A | NE-HVAC-airAC-SpltPkg-240to759kBtuh-12p5eer_SZDEER2017AnyMLI1975CZ04cDXGF | 13524 |  | #N/A | #N/A | #N/A | 99.1 | 0.231 | 0 | #N/A | #N/A | #N/A | 99.1 | 0.231 | 0 | #N/A | #N/A | 140 | 100000
NE-HVAC-airAC-SpltPkg-240to759kBtuh-12p5eer | DEER2017 | D17 v2 |  | Any | MLI | 1975 | CZ05 | cDXGF | Cap-Tons | 117 | 100000 | None | 32.1 | 0.0831 | 0 | 32.1 | 0.0831 | 0 | 32.1 | 0.0831 | 0 | 32.1 | 0.0831 | 0 | DEER:HVAC_Split-Package_AC | Annual | 1719 | 32.1 | 0.0831 | 0 | 32.1 | 0.0831 | 0 | NE-HVAC-airAC-SpltPkg-240to759kBtuh-12p5eer_MZDEER2017AnyMLI1975CZ05cPVVG | #N/A | NE-HVAC-airAC-SpltPkg-240to759kBtuh-12p5eer_SZDEER2017AnyMLI1975CZ05cDXGF | 13525 |  | #N/A | #N/A | #N/A | 32.1 | 0.0831 | 0 | #N/A | #N/A | #N/A | 32.1 | 0.0831 | 0 | #N/A | #N/A | 117 | 100000
NE-HVAC-airAC-SpltPkg-240to759kBtuh-12p5eer | DEER2017 | D17 v2 |  | Any | MLI | 1975 | CZ06 | cDXGF | Cap-Tons | 146 | 100000 | None | 102 | 0.197 | 0 | 102 | 0.197 | 0 | 102 | 0.197 | 0 | 102 | 0.197 | 0 | DEER:HVAC_Split-Package_AC | Annual | 1719 | 102 | 0.197 | 0 | 102 | 0.197 | 0 | NE-HVAC-airAC-SpltPkg-240to759kBtuh-12p5eer_MZDEER2017AnyMLI1975CZ06cPVVG | #N/A | NE-HVAC-airAC-SpltPkg-240to759kBtuh-12p5eer_SZDEER2017AnyMLI1975CZ06cDXGF | 13526 |  | #N/A | #N/A | #N/A | 102 | 0.197 | 0 | #N/A | #N/A | #N/A | 102 | 0.197 | 0 | #N/A | #N/A | 146 | 100000
NE-HVAC-airAC-SpltPkg-240to759kBtuh-12p5eer | DEER2017 | D17 v2 |  | Any | MLI | 1975 | CZ07 | cDXGF | Cap-Tons | 134 | 100000 | None | 91.4 | 0.182 | 0 | 91.4 | 0.182 | 0 | 91.4 | 0.182 | 0 | 91.4 | 0.182 | 0 | DEER:HVAC_Split-Package_AC | Annual | 1719 | 91.4 | 0.182 | 0 | 91.4 | 0.182 | 0 | NE-HVAC-airAC-SpltPkg-240to759kBtuh-12p5eer_MZDEER2017AnyMLI1975CZ07cPVVG | #N/A | NE-HVAC-airAC-SpltPkg-240to759kBtuh-12p5eer_SZDEER2017AnyMLI1975CZ07cDXGF | 13527 |  | #N/A | #N/A | #N/A | 91.4 | 0.182 | 0 | #N/A | #N/A | #N/A | 91.4 | 0.182 | 0 | #N/A | #N/A | 134 | 100000
NE-HVAC-airAC-SpltPkg-240to759kBtuh-12p5eer | DEER2017 | D17 v2 |  | Any | MLI | 1975 | CZ08 | cDXGF | Cap-Tons | 143 | 100000 | None | 151 | 0.238 | 0 | 151 | 0.238 | 0 | 151 | 0.238 | 0 | 151 | 0.238 | 0 | DEER:HVAC_Split-Package_AC | Annual | 1719 | 151 | 0.238 | 0 | 151 | 0.238 | 0 | NE-HVAC-airAC-SpltPkg-240to759kBtuh-12p5eer_MZDEER2017AnyMLI1975CZ08cPVVG | #N/A | NE-HVAC-airAC-SpltPkg-240to759kBtuh-12p5eer_SZDEER2017AnyMLI1975CZ08cDXGF | 13528 |  | #N/A | #N/A | #N/A | 151 | 0.238 | 0 | #N/A | #N/A | #N/A | 151 | 0.238 | 0 | #N/A | #N/A | 143 | 100000
NE-HVAC-airAC-SpltPkg-240to759kBtuh-12p5eer | DEER2017 | D17 v2 |  | Any | MLI | 1975 | CZ09 | cDXGF | Cap-Tons | 194 | 100000 | None | 121 | 0.254 | 0 | 121 | 0.254 | 0 | 121 | 0.254 | 0 | 121 | 0.254 | 0 | DEER:HVAC_Split-Package_AC | Annual | 1719 | 121 | 0.254 | 0 | 121 | 0.254 | 0 | NE-HVAC-airAC-SpltPkg-240to759kBtuh-12p5eer_MZDEER2017AnyMLI1975CZ09cPVVG | #N/A | NE-HVAC-airAC-SpltPkg-240to759kBtuh-12p5eer_SZDEER2017AnyMLI1975CZ09cDXGF | 13529 |  | #N/A | #N/A | #N/A | 121 | 0.254 | 0 | #N/A | #N/A | #N/A | 121 | 0.254 | 0 | #N/A | #N/A | 194 | 100000
NE-HVAC-airAC-SpltPkg-240to759kBtuh-12p5eer | DEER2017 | D17 v2 |  | Any | MLI | 1975 | CZ10 | cDXGF | Cap-Tons | 191 | 100000 | None | 140 | 0.275 | 0 | 140 | 0.275 | 0 | 140 | 0.275 | 0 | 140 | 0.275 | 0 | DEER:HVAC_Split-Package_AC | Annual | 1719 | 140 | 0.275 | 0 | 140 | 0.275 | 0 | NE-HVAC-airAC-SpltPkg-240to759kBtuh-12p5eer_MZDEER2017AnyMLI1975CZ10cPVVG | #N/A | NE-HVAC-airAC-SpltPkg-240to759kBtuh-12p5eer_SZDEER2017AnyMLI1975CZ10cDXGF | 13530 |  | #N/A | #N/A | #N/A | 140 | 0.275 | 0 | #N/A | #N/A | #N/A | 140 | 0.275 | 0 | #N/A | #N/A | 191 | 100000
NE-HVAC-airAC-SpltPkg-240to759kBtuh-12p5eer | DEER2017 | D17 v2 |  | Any | MLI | 1975 | CZ11 | cDXGF | Cap-Tons | 195 | 100000 | None | 154 | 0.25 | 0 | 154 | 0.25 | 0 | 154 | 0.25 | 0 | 154 | 0.25 | 0 | DEER:HVAC_Split-Package_AC | Annual | 1719 | 154 | 0.25 | 0 | 154 | 0.25 | 0 | NE-HVAC-airAC-SpltPkg-240to759kBtuh-12p5eer_MZDEER2017AnyMLI1975CZ11cPVVG | #N/A | NE-HVAC-airAC-SpltPkg-240to759kBtuh-12p5eer_SZDEER2017AnyMLI1975CZ11cDXGF | 13531 |  | #N/A | #N/A | #N/A | 154 | 0.25 | 0 | #N/A | #N/A | #N/A | 154 | 0.25 | 0 | #N/A | #N/A | 195 | 100000
NE-HVAC-airAC-SpltPkg-240to759kBtuh-12p5eer | DEER2017 | D17 v2 |  | Any | MLI | 1975 | CZ12 | cDXGF | Cap-Tons | 186 | 100000 | None | 111 | 0.22 | 0 | 111 | 0.22 | 0 | 111 | 0.22 | 0 | 111 | 0.22 | 0 | DEER:HVAC_Split-Package_AC | Annual | 1719 | 111 | 0.22 | 0 | 111 | 0.22 | 0 | NE-HVAC-airAC-SpltPkg-240to759kBtuh-12p5eer_MZDEER2017AnyMLI1975CZ12cPVVG | #N/A | NE-HVAC-airAC-SpltPkg-240to759kBtuh-12p5eer_SZDEER2017AnyMLI1975CZ12cDXGF | 13532 |  | #N/A | #N/A | #N/A | 111 | 0.22 | 0 | #N/A | #N/A | #N/A | 111 | 0.22 | 0 | #N/A | #N/A | 186 | 100000
NE-HVAC-airAC-SpltPkg-240to759kBtuh-12p5eer | DEER2017 | D17 v2 |  | Any | MLI | 1975 | CZ13 | cDXGF | Cap-Tons | 186 | 100000 | None | 185 | 0.256 | 0 | 185 | 0.256 | 0 | 185 | 0.256 | 0 | 185 | 0.256 | 0 | DEER:HVAC_Split-Package_AC | Annual | 1719 | 185 | 0.256 | 0 | 185 | 0.256 | 0 | NE-HVAC-airAC-SpltPkg-240to759kBtuh-12p5eer_MZDEER2017AnyMLI1975CZ13cPVVG | #N/A | NE-HVAC-airAC-SpltPkg-240to759kBtuh-12p5eer_SZDEER2017AnyMLI1975CZ13cDXGF | 13533 |  | #N/A | #N/A | #N/A | 185 | 0.256 | 0 | #N/A | #N/A | #N/A | 185 | 0.256 | 0 | #N/A | #N/A | 186 | 100000
NE-HVAC-airAC-SpltPkg-240to759kBtuh-12p5eer | DEER2017 | D17 v2 |  | Any | MLI | 1975 | CZ14 | cDXGF | Cap-Tons | 180 | 100000 | None | 181 | 0.273 | 0 | 181 | 0.273 | 0 | 181 | 0.273 | 0 | 181 | 0.273 | 0 | DEER:HVAC_Split-Package_AC | Annual | 1719 | 181 | 0.273 | 0 | 181 | 0.273 | 0 | NE-HVAC-airAC-SpltPkg-240to759kBtuh-12p5eer_MZDEER2017AnyMLI1975CZ14cPVVG | #N/A | NE-HVAC-airAC-SpltPkg-240to759kBtuh-12p5eer_SZDEER2017AnyMLI1975CZ14cDXGF | 13534 |  | #N/A | #N/A | #N/A | 181 | 0.273 | 0 | #N/A | #N/A | #N/A | 181 | 0.273 | 0 | #N/A | #N/A | 180 | 100000
NE-HVAC-airAC-SpltPkg-240to759kBtuh-12p5eer | DEER2017 | D17 v2 |  | Any | MLI | 1975 | CZ15 | cDXGF | Cap-Tons | 244 | 100000 | None | 311 | 0.277 | 0 | 311 | 0.277 | 0 | 311 | 0.277 | 0 | 311 | 0.277 | 0 | DEER:HVAC_Split-Package_AC | Annual | 1719 | 311 | 0.277 | 0 | 311 | 0.277 | 0 | NE-HVAC-airAC-SpltPkg-240to759kBtuh-12p5eer_MZDEER2017AnyMLI1975CZ15cPVVG | #N/A | NE-HVAC-airAC-SpltPkg-240to759kBtuh-12p5eer_SZDEER2017AnyMLI1975CZ15cDXGF | 13535 |  | #N/A | #N/A | #N/A | 311 | 0.277 | 0 | #N/A | #N/A | #N/A | 311 | 0.277 | 0 | #N/A | #N/A | 244 | 100000
NE-HVAC-airAC-SpltPkg-240to759kBtuh-12p5eer | DEER2017 | D17 v2 |  | Any | MLI | 1975 | CZ16 | cDXGF | Cap-Tons | 137 | 100000 | None | 71.2 | 0.175 | 0 | 71.2 | 0.175 | 0 | 71.2 | 0.175 | 0 | 71.2 | 0.175 | 0 | DEER:HVAC_Split-Package_AC | Annual | 1719 | 71.2 | 0.175 | 0 | 71.2 | 0.175 | 0 | NE-HVAC-airAC-SpltPkg-240to759kBtuh-12p5eer_MZDEER2017AnyMLI1975CZ16cPVVG | #N/A | NE-HVAC-airAC-SpltPkg-240to759kBtuh-12p5eer_SZDEER2017AnyMLI1975CZ16cDXGF | 13536 |  | #N/A | #N/A | #N/A | 71.2 | 0.175 | 0 | #N/A | #N/A | #N/A | 71.2 | 0.175 | 0 | #N/A | #N/A | 137 | 100000
NE-HVAC-airAC-SpltPkg-240to759kBtuh-12p5eer | DEER2017 | D17 v2 |  | Any | MLI | 1985 | CZ01 | cDXGF | Cap-Tons | 96.8 | 100000 | None | 1.75 | 0.0294 | 0 | 1.75 | 0.0294 | 0 | 1.75 | 0.0294 | 0 | 1.75 | 0.0294 | 0 | DEER:HVAC_Split-Package_AC | Annual | 1719 | 1.75 | 0.0294 | 0 | 1.75 | 0.0294 | 0 | NE-HVAC-airAC-SpltPkg-240to759kBtuh-12p5eer_MZDEER2017AnyMLI1985CZ01cPVVG | #N/A | NE-HVAC-airAC-SpltPkg-240to759kBtuh-12p5eer_SZDEER2017AnyMLI1985CZ01cDXGF | 34881 |  | #N/A | #N/A | #N/A | 1.75 | 0.0294 | 0 | #N/A | #N/A | #N/A | 1.75 | 0.0294 | 0 | #N/A | #N/A | 96.8 | 100000
NE-HVAC-airAC-SpltPkg-240to759kBtuh-12p5eer | DEER2017 | D17 v2 |  | Any | MLI | 1985 | CZ02 | cDXGF | Cap-Tons | 156 | 100000 | None | 75.8 | 0.24 | 0 | 75.8 | 0.24 | 0 | 75.8 | 0.24 | 0 | 75.8 | 0.24 | 0 | DEER:HVAC_Split-Package_AC | Annual | 1719 | 75.8 | 0.24 | 0 | 75.8 | 0.24 | 0 | NE-HVAC-airAC-SpltPkg-240to759kBtuh-12p5eer_MZDEER2017AnyMLI1985CZ02cPVVG | #N/A | NE-HVAC-airAC-SpltPkg-240to759kBtuh-12p5eer_SZDEER2017AnyMLI1985CZ02cDXGF | 34882 |  | #N/A | #N/A | #N/A | 75.8 | 0.24 | 0 | #N/A | #N/A | #N/A | 75.8 | 0.24 | 0 | #N/A | #N/A | 156 | 100000
NE-HVAC-airAC-SpltPkg-240to759kBtuh-12p5eer | DEER2017 | D17 v2 |  | Any | MLI | 1985 | CZ03 | cDXGF | Cap-Tons | 122 | 100000 | None | 36 | 0.154 | 0 | 36 | 0.154 | 0 | 36 | 0.154 | 0 | 36 | 0.154 | 0 | DEER:HVAC_Split-Package_AC | Annual | 1719 | 36 | 0.154 | 0 | 36 | 0.154 | 0 | NE-HVAC-airAC-SpltPkg-240to759kBtuh-12p5eer_MZDEER2017AnyMLI1985CZ03cPVVG | #N/A | NE-HVAC-airAC-SpltPkg-240to759kBtuh-12p5eer_SZDEER2017AnyMLI1985CZ03cDXGF | 34883 |  | #N/A | #N/A | #N/A | 36 | 0.154 | 0 | #N/A | #N/A | #N/A | 36 | 0.154 | 0 | #N/A | #N/A | 122 | 100000
NE-HVAC-airAC-SpltPkg-240to759kBtuh-12p5eer | DEER2017 | D17 v2 |  | Any | MLI | 1985 | CZ04 | cDXGF | Cap-Tons | 150 | 100000 | None | 91.8 | 0.215 | 0 | 91.8 | 0.215 | 0 | 91.8 | 0.215 | 0 | 91.8 | 0.215 | 0 | DEER:HVAC_Split-Package_AC | Annual | 1719 | 91.8 | 0.215 | 0 | 91.8 | 0.215 | 0 | NE-HVAC-airAC-SpltPkg-240to759kBtuh-12p5eer_MZDEER2017AnyMLI1985CZ04cPVVG | #N/A | NE-HVAC-airAC-SpltPkg-240to759kBtuh-12p5eer_SZDEER2017AnyMLI1985CZ04cDXGF | 34884 |  | #N/A | #N/A | #N/A | 91.8 | 0.215 | 0 | #N/A | #N/A | #N/A | 91.8 | 0.215 | 0 | #N/A | #N/A | 150 | 100000
NE-HVAC-airAC-SpltPkg-240to759kBtuh-12p5eer | DEER2017 | D17 v2 |  | Any | MLI | 1985 | CZ05 | cDXGF | Cap-Tons | 117 | 100000 | None | 33.4 | 0.0847 | 0 | 33.4 | 0.0847 | 0 | 33.4 | 0.0847 | 0 | 33.4 | 0.0847 | 0 | DEER:HVAC_Split-Package_AC | Annual | 1719 | 33.4 | 0.0847 | 0 | 33.4 | 0.0847 | 0 | NE-HVAC-airAC-SpltPkg-240to759kBtuh-12p5eer_MZDEER2017AnyMLI1985CZ05cPVVG | #N/A | NE-HVAC-airAC-SpltPkg-240to759kBtuh-12p5eer_SZDEER2017AnyMLI1985CZ05cDXGF | 34885 |  | #N/A | #N/A | #N/A | 33.4 | 0.0847 | 0 | #N/A | #N/A | #N/A | 33.4 | 0.0847 | 0 | #N/A | #N/A | 117 | 100000
NE-HVAC-airAC-SpltPkg-240to759kBtuh-12p5eer | DEER2017 | D17 v2 |  | Any | MLI | 1985 | CZ06 | cDXGF | Cap-Tons | 145 | 100000 | None | 103 | 0.194 | 0 | 103 | 0.194 | 0 | 103 | 0.194 | 0 | 103 | 0.194 | 0 | DEER:HVAC_Split-Package_AC | Annual | 1719 | 103 | 0.194 | 0 | 103 | 0.194 | 0 | NE-HVAC-airAC-SpltPkg-240to759kBtuh-12p5eer_MZDEER2017AnyMLI1985CZ06cPVVG | #N/A | NE-HVAC-airAC-SpltPkg-240to759kBtuh-12p5eer_SZDEER2017AnyMLI1985CZ06cDXGF | 34886 |  | #N/A | #N/A | #N/A | 103 | 0.194 | 0 | #N/A | #N/A | #N/A | 103 | 0.194 | 0 | #N/A | #N/A | 145 | 100000
NE-HVAC-airAC-SpltPkg-240to759kBtuh-12p5eer | DEER2017 | D17 v2 |  | Any | MLI | 1985 | CZ07 | cDXGF | Cap-Tons | 134 | 100000 | None | 91.9 | 0.18 | 0 | 91.9 | 0.18 | 0 | 91.9 | 0.18 | 0 | 91.9 | 0.18 | 0 | DEER:HVAC_Split-Package_AC | Annual | 1719 | 91.9 | 0.18 | 0 | 91.9 | 0.18 | 0 | NE-HVAC-airAC-SpltPkg-240to759kBtuh-12p5eer_MZDEER2017AnyMLI1985CZ07cPVVG | #N/A | NE-HVAC-airAC-SpltPkg-240to759kBtuh-12p5eer_SZDEER2017AnyMLI1985CZ07cDXGF | 34887 |  | #N/A | #N/A | #N/A | 91.9 | 0.18 | 0 | #N/A | #N/A | #N/A | 91.9 | 0.18 | 0 | #N/A | #N/A | 134 | 100000
NE-HVAC-airAC-SpltPkg-240to759kBtuh-12p5eer | DEER2017 | D17 v2 |  | Any | MLI | 1985 | CZ08 | cDXGF | Cap-Tons | 143 | 100000 | None | 151 | 0.235 | 0 | 151 | 0.235 | 0 | 151 | 0.235 | 0 | 151 | 0.235 | 0 | DEER:HVAC_Split-Package_AC | Annual | 1719 | 151 | 0.235 | 0 | 151 | 0.235 | 0 | NE-HVAC-airAC-SpltPkg-240to759kBtuh-12p5eer_MZDEER2017AnyMLI1985CZ08cPVVG | #N/A | NE-HVAC-airAC-SpltPkg-240to759kBtuh-12p5eer_SZDEER2017AnyMLI1985CZ08cDXGF | 34888 |  | #N/A | #N/A | #N/A | 151 | 0.235 | 0 | #N/A | #N/A | #N/A | 151 | 0.235 | 0 | #N/A | #N/A | 143 | 100000
NE-HVAC-airAC-SpltPkg-240to759kBtuh-12p5eer | DEER2017 | D17 v2 |  | Any | MLI | 1985 | CZ09 | cDXGF | Cap-Tons | 192 | 100000 | None | 122 | 0.253 | 0 | 122 | 0.253 | 0 | 122 | 0.253 | 0 | 122 | 0.253 | 0 | DEER:HVAC_Split-Package_AC | Annual | 1719 | 122 | 0.253 | 0 | 122 | 0.253 | 0 | NE-HVAC-airAC-SpltPkg-240to759kBtuh-12p5eer_MZDEER2017AnyMLI1985CZ09cPVVG | #N/A | NE-HVAC-airAC-SpltPkg-240to759kBtuh-12p5eer_SZDEER2017AnyMLI1985CZ09cDXGF | 34889 |  | #N/A | #N/A | #N/A | 122 | 0.253 | 0 | #N/A | #N/A | #N/A | 122 | 0.253 | 0 | #N/A | #N/A | 192 | 100000
NE-HVAC-airAC-SpltPkg-240to759kBtuh-12p5eer | DEER2017 | D17 v2 |  | Any | MLI | 1985 | CZ10 | cDXGF | Cap-Tons | 188 | 100000 | None | 142 | 0.275 | 0 | 142 | 0.275 | 0 | 142 | 0.275 | 0 | 142 | 0.275 | 0 | DEER:HVAC_Split-Package_AC | Annual | 1719 | 142 | 0.275 | 0 | 142 | 0.275 | 0 | NE-HVAC-airAC-SpltPkg-240to759kBtuh-12p5eer_MZDEER2017AnyMLI1985CZ10cPVVG | #N/A | NE-HVAC-airAC-SpltPkg-240to759kBtuh-12p5eer_SZDEER2017AnyMLI1985CZ10cDXGF | 34890 |  | #N/A | #N/A | #N/A | 142 | 0.275 | 0 | #N/A | #N/A | #N/A | 142 | 0.275 | 0 | #N/A | #N/A | 188 | 100000
NE-HVAC-airAC-SpltPkg-240to759kBtuh-12p5eer | DEER2017 | D17 v2 |  | Any | MLI | 1985 | CZ11 | cDXGF | Cap-Tons | 191 | 100000 | None | 156 | 0.252 | 0 | 156 | 0.252 | 0 | 156 | 0.252 | 0 | 156 | 0.252 | 0 | DEER:HVAC_Split-Package_AC | Annual | 1719 | 156 | 0.252 | 0 | 156 | 0.252 | 0 | NE-HVAC-airAC-SpltPkg-240to759kBtuh-12p5eer_MZDEER2017AnyMLI1985CZ11cPVVG | #N/A | NE-HVAC-airAC-SpltPkg-240to759kBtuh-12p5eer_SZDEER2017AnyMLI1985CZ11cDXGF | 34891 |  | #N/A | #N/A | #N/A | 156 | 0.252 | 0 | #N/A | #N/A | #N/A | 156 | 0.252 | 0 | #N/A | #N/A | 191 | 100000
NE-HVAC-airAC-SpltPkg-240to759kBtuh-12p5eer | DEER2017 | D17 v2 |  | Any | MLI | 1985 | CZ12 | cDXGF | Cap-Tons | 184 | 100000 | None | 112 | 0.224 | 0 | 112 | 0.224 | 0 | 112 | 0.224 | 0 | 112 | 0.224 | 0 | DEER:HVAC_Split-Package_AC | Annual | 1719 | 112 | 0.224 | 0 | 112 | 0.224 | 0 | NE-HVAC-airAC-SpltPkg-240to759kBtuh-12p5eer_MZDEER2017AnyMLI1985CZ12cPVVG | #N/A | NE-HVAC-airAC-SpltPkg-240to759kBtuh-12p5eer_SZDEER2017AnyMLI1985CZ12cDXGF | 34892 |  | #N/A | #N/A | #N/A | 112 | 0.224 | 0 | #N/A | #N/A | #N/A | 112 | 0.224 | 0 | #N/A | #N/A | 184 | 100000
NE-HVAC-airAC-SpltPkg-240to759kBtuh-12p5eer | DEER2017 | D17 v2 |  | Any | MLI | 1985 | CZ13 | cDXGF | Cap-Tons | 182 | 100000 | None | 187 | 0.257 | 0 | 187 | 0.257 | 0 | 187 | 0.257 | 0 | 187 | 0.257 | 0 | DEER:HVAC_Split-Package_AC | Annual | 1719 | 187 | 0.257 | 0 | 187 | 0.257 | 0 | NE-HVAC-airAC-SpltPkg-240to759kBtuh-12p5eer_MZDEER2017AnyMLI1985CZ13cPVVG | #N/A | NE-HVAC-airAC-SpltPkg-240to759kBtuh-12p5eer_SZDEER2017AnyMLI1985CZ13cDXGF | 34893 |  | #N/A | #N/A | #N/A | 187 | 0.257 | 0 | #N/A | #N/A | #N/A | 187 | 0.257 | 0 | #N/A | #N/A | 182 | 100000
NE-HVAC-airAC-SpltPkg-240to759kBtuh-12p5eer | DEER2017 | D17 v2 |  | Any | MLI | 1985 | CZ14 | cDXGF | Cap-Tons | 177 | 100000 | None | 183 | 0.273 | 0 | 183 | 0.273 | 0 | 183 | 0.273 | 0 | 183 | 0.273 | 0 | DEER:HVAC_Split-Package_AC | Annual | 1719 | 183 | 0.273 | 0 | 183 | 0.273 | 0 | NE-HVAC-airAC-SpltPkg-240to759kBtuh-12p5eer_MZDEER2017AnyMLI1985CZ14cPVVG | #N/A | NE-HVAC-airAC-SpltPkg-240to759kBtuh-12p5eer_SZDEER2017AnyMLI1985CZ14cDXGF | 34894 |  | #N/A | #N/A | #N/A | 183 | 0.273 | 0 | #N/A | #N/A | #N/A | 183 | 0.273 | 0 | #N/A | #N/A | 177 | 100000
NE-HVAC-airAC-SpltPkg-240to759kBtuh-12p5eer | DEER2017 | D17 v2 |  | Any | MLI | 1985 | CZ15 | cDXGF | Cap-Tons | 239 | 100000 | None | 312 | 0.28 | 0 | 312 | 0.28 | 0 | 312 | 0.28 | 0 | 312 | 0.28 | 0 | DEER:HVAC_Split-Package_AC | Annual | 1719 | 312 | 0.28 | 0 | 312 | 0.28 | 0 | NE-HVAC-airAC-SpltPkg-240to759kBtuh-12p5eer_MZDEER2017AnyMLI1985CZ15cPVVG | #N/A | NE-HVAC-airAC-SpltPkg-240to759kBtuh-12p5eer_SZDEER2017AnyMLI1985CZ15cDXGF | 34895 |  | #N/A | #N/A | #N/A | 312 | 0.28 | 0 | #N/A | #N/A | #N/A | 312 | 0.28 | 0 | #N/A | #N/A | 239 | 100000
NE-HVAC-airAC-SpltPkg-240to759kBtuh-12p5eer | DEER2017 | D17 v2 |  | Any | MLI | 1985 | CZ16 | cDXGF | Cap-Tons | 136 | 100000 | None | 71.9 | 0.174 | 0 | 71.9 | 0.174 | 0 | 71.9 | 0.174 | 0 | 71.9 | 0.174 | 0 | DEER:HVAC_Split-Package_AC | Annual | 1719 | 71.9 | 0.174 | 0 | 71.9 | 0.174 | 0 | NE-HVAC-airAC-SpltPkg-240to759kBtuh-12p5eer_MZDEER2017AnyMLI1985CZ16cPVVG | #N/A | NE-HVAC-airAC-SpltPkg-240to759kBtuh-12p5eer_SZDEER2017AnyMLI1985CZ16cDXGF | 34896 |  | #N/A | #N/A | #N/A | 71.9 | 0.174 | 0 | #N/A | #N/A | #N/A | 71.9 | 0.174 | 0 | #N/A | #N/A | 136 | 100000
NE-HVAC-airAC-SpltPkg-240to759kBtuh-12p5eer | DEER2017 | D17 v2 |  | Any | MLI | 1996 | CZ01 | cDXGF | Cap-Tons | 103 | 100000 | None | 0.32 | 0.0183 | 0 | 0.32 | 0.0183 | 0 | 0.32 | 0.0183 | 0 | 0.32 | 0.0183 | 0 | DEER:HVAC_Split-Package_AC | Annual | 1719 | 0.32 | 0.0183 | 0 | 0.32 | 0.0183 | 0 | NE-HVAC-airAC-SpltPkg-240to759kBtuh-12p5eer_MZDEER2017AnyMLI1996CZ01cPVVG | #N/A | NE-HVAC-airAC-SpltPkg-240to759kBtuh-12p5eer_SZDEER2017AnyMLI1996CZ01cDXGF | 56241 |  | #N/A | #N/A | #N/A | 0.32 | 0.0183 | 0 | #N/A | #N/A | #N/A | 0.32 | 0.0183 | 0 | #N/A | #N/A | 103 | 100000
NE-HVAC-airAC-SpltPkg-240to759kBtuh-12p5eer | DEER2017 | D17 v2 |  | Any | MLI | 1996 | CZ02 | cDXGF | Cap-Tons | 142 | 100000 | None | 65.5 | 0.227 | 0 | 65.5 | 0.227 | 0 | 65.5 | 0.227 | 0 | 65.5 | 0.227 | 0 | DEER:HVAC_Split-Package_AC | Annual | 1719 | 65.5 | 0.227 | 0 | 65.5 | 0.227 | 0 | NE-HVAC-airAC-SpltPkg-240to759kBtuh-12p5eer_MZDEER2017AnyMLI1996CZ02cPVVG | #N/A | NE-HVAC-airAC-SpltPkg-240to759kBtuh-12p5eer_SZDEER2017AnyMLI1996CZ02cDXGF | 56242 |  | #N/A | #N/A | #N/A | 65.5 | 0.227 | 0 | #N/A | #N/A | #N/A | 65.5 | 0.227 | 0 | #N/A | #N/A | 142 | 100000
NE-HVAC-airAC-SpltPkg-240to759kBtuh-12p5eer | DEER2017 | D17 v2 |  | Any | MLI | 1996 | CZ03 | cDXGF | Cap-Tons | 120 | 100000 | None | 22.4 | 0.113 | 0 | 22.4 | 0.113 | 0 | 22.4 | 0.113 | 0 | 22.4 | 0.113 | 0 | DEER:HVAC_Split-Package_AC | Annual | 1719 | 22.4 | 0.113 | 0 | 22.4 | 0.113 | 0 | NE-HVAC-airAC-SpltPkg-240to759kBtuh-12p5eer_MZDEER2017AnyMLI1996CZ03cPVVG | #N/A | NE-HVAC-airAC-SpltPkg-240to759kBtuh-12p5eer_SZDEER2017AnyMLI1996CZ03cDXGF | 56243 |  | #N/A | #N/A | #N/A | 22.4 | 0.113 | 0 | #N/A | #N/A | #N/A | 22.4 | 0.113 | 0 | #N/A | #N/A | 120 | 100000
NE-HVAC-airAC-SpltPkg-240to759kBtuh-12p5eer | DEER2017 | D17 v2 |  | Any | MLI | 1996 | CZ04 | cDXGF | Cap-Tons | 139 | 100000 | None | 78.1 | 0.198 | 0 | 78.1 | 0.198 | 0 | 78.1 | 0.198 | 0 | 78.1 | 0.198 | 0 | DEER:HVAC_Split-Package_AC | Annual | 1719 | 78.1 | 0.198 | 0 | 78.1 | 0.198 | 0 | NE-HVAC-airAC-SpltPkg-240to759kBtuh-12p5eer_MZDEER2017AnyMLI1996CZ04cPVVG | #N/A | NE-HVAC-airAC-SpltPkg-240to759kBtuh-12p5eer_SZDEER2017AnyMLI1996CZ04cDXGF | 56244 |  | #N/A | #N/A | #N/A | 78.1 | 0.198 | 0 | #N/A | #N/A | #N/A | 78.1 | 0.198 | 0 | #N/A | #N/A | 139 | 100000
NE-HVAC-airAC-SpltPkg-240to759kBtuh-12p5eer | DEER2017 | D17 v2 |  | Any | MLI | 1996 | CZ05 | cDXGF | Cap-Tons | 123 | 100000 | None | 17.4 | 0.0646 | 0 | 17.4 | 0.0646 | 0 | 17.4 | 0.0646 | 0 | 17.4 | 0.0646 | 0 | DEER:HVAC_Split-Package_AC | Annual | 1719 | 17.4 | 0.0646 | 0 | 17.4 | 0.0646 | 0 | NE-HVAC-airAC-SpltPkg-240to759kBtuh-12p5eer_MZDEER2017AnyMLI1996CZ05cPVVG | #N/A | NE-HVAC-airAC-SpltPkg-240to759kBtuh-12p5eer_SZDEER2017AnyMLI1996CZ05cDXGF | 56245 |  | #N/A | #N/A | #N/A | 17.4 | 0.0646 | 0 | #N/A | #N/A | #N/A | 17.4 | 0.0646 | 0 | #N/A | #N/A | 123 | 100000
NE-HVAC-airAC-SpltPkg-240to759kBtuh-12p5eer | DEER2017 | D17 v2 |  | Any | MLI | 1996 | CZ06 | cDXGF | Cap-Tons | 133 | 100000 | None | 83.8 | 0.183 | 0 | 83.8 | 0.183 | 0 | 83.8 | 0.183 | 0 | 83.8 | 0.183 | 0 | DEER:HVAC_Split-Package_AC | Annual | 1719 | 83.8 | 0.183 | 0 | 83.8 | 0.183 | 0 | NE-HVAC-airAC-SpltPkg-240to759kBtuh-12p5eer_MZDEER2017AnyMLI1996CZ06cPVVG | #N/A | NE-HVAC-airAC-SpltPkg-240to759kBtuh-12p5eer_SZDEER2017AnyMLI1996CZ06cDXGF | 56246 |  | #N/A | #N/A | #N/A | 83.8 | 0.183 | 0 | #N/A | #N/A | #N/A | 83.8 | 0.183 | 0 | #N/A | #N/A | 133 | 100000
NE-HVAC-airAC-SpltPkg-240to759kBtuh-12p5eer | DEER2017 | D17 v2 |  | Any | MLI | 1996 | CZ07 | cDXGF | Cap-Tons | 129 | 100000 | None | 64.2 | 0.155 | 0 | 64.2 | 0.155 | 0 | 64.2 | 0.155 | 0 | 64.2 | 0.155 | 0 | DEER:HVAC_Split-Package_AC | Annual | 1719 | 64.2 | 0.155 | 0 | 64.2 | 0.155 | 0 | NE-HVAC-airAC-SpltPkg-240to759kBtuh-12p5eer_MZDEER2017AnyMLI1996CZ07cPVVG | #N/A | NE-HVAC-airAC-SpltPkg-240to759kBtuh-12p5eer_SZDEER2017AnyMLI1996CZ07cDXGF | 56247 |  | #N/A | #N/A | #N/A | 64.2 | 0.155 | 0 | #N/A | #N/A | #N/A | 64.2 | 0.155 | 0 | #N/A | #N/A | 129 | 100000
NE-HVAC-airAC-SpltPkg-240to759kBtuh-12p5eer | DEER2017 | D17 v2 |  | Any | MLI | 1996 | CZ08 | cDXGF | Cap-Tons | 131 | 100000 | None | 129 | 0.228 | 0 | 129 | 0.228 | 0 | 129 | 0.228 | 0 | 129 | 0.228 | 0 | DEER:HVAC_Split-Package_AC | Annual | 1719 | 129 | 0.228 | 0 | 129 | 0.228 | 0 | NE-HVAC-airAC-SpltPkg-240to759kBtuh-12p5eer_MZDEER2017AnyMLI1996CZ08cPVVG | #N/A | NE-HVAC-airAC-SpltPkg-240to759kBtuh-12p5eer_SZDEER2017AnyMLI1996CZ08cDXGF | 56248 |  | #N/A | #N/A | #N/A | 129 | 0.228 | 0 | #N/A | #N/A | #N/A | 129 | 0.228 | 0 | #N/A | #N/A | 131 | 100000
NE-HVAC-airAC-SpltPkg-240to759kBtuh-12p5eer | DEER2017 | D17 v2 |  | Any | MLI | 1996 | CZ09 | cDXGF | Cap-Tons | 181 | 100000 | None | 108 | 0.247 | 0 | 108 | 0.247 | 0 | 108 | 0.247 | 0 | 108 | 0.247 | 0 | DEER:HVAC_Split-Package_AC | Annual | 1719 | 108 | 0.247 | 0 | 108 | 0.247 | 0 | NE-HVAC-airAC-SpltPkg-240to759kBtuh-12p5eer_MZDEER2017AnyMLI1996CZ09cPVVG | #N/A | NE-HVAC-airAC-SpltPkg-240to759kBtuh-12p5eer_SZDEER2017AnyMLI1996CZ09cDXGF | 56249 |  | #N/A | #N/A | #N/A | 108 | 0.247 | 0 | #N/A | #N/A | #N/A | 108 | 0.247 | 0 | #N/A | #N/A | 181 | 100000
NE-HVAC-airAC-SpltPkg-240to759kBtuh-12p5eer | DEER2017 | D17 v2 |  | Any | MLI | 1996 | CZ10 | cDXGF | Cap-Tons | 173 | 100000 | None | 129 | 0.27 | 0 | 129 | 0.27 | 0 | 129 | 0.27 | 0 | 129 | 0.27 | 0 | DEER:HVAC_Split-Package_AC | Annual | 1719 | 129 | 0.27 | 0 | 129 | 0.27 | 0 | NE-HVAC-airAC-SpltPkg-240to759kBtuh-12p5eer_MZDEER2017AnyMLI1996CZ10cPVVG | #N/A | NE-HVAC-airAC-SpltPkg-240to759kBtuh-12p5eer_SZDEER2017AnyMLI1996CZ10cDXGF | 56250 |  | #N/A | #N/A | #N/A | 129 | 0.27 | 0 | #N/A | #N/A | #N/A | 129 | 0.27 | 0 | #N/A | #N/A | 173 | 100000
NE-HVAC-airAC-SpltPkg-240to759kBtuh-12p5eer | DEER2017 | D17 v2 |  | Any | MLI | 1996 | CZ11 | cDXGF | Cap-Tons | 172 | 100000 | None | 148 | 0.243 | 0 | 148 | 0.243 | 0 | 148 | 0.243 | 0 | 148 | 0.243 | 0 | DEER:HVAC_Split-Package_AC | Annual | 1719 | 148 | 0.243 | 0 | 148 | 0.243 | 0 | NE-HVAC-airAC-SpltPkg-240to759kBtuh-12p5eer_MZDEER2017AnyMLI1996CZ11cPVVG | #N/A | NE-HVAC-airAC-SpltPkg-240to759kBtuh-12p5eer_SZDEER2017AnyMLI1996CZ11cDXGF | 56251 |  | #N/A | #N/A | #N/A | 148 | 0.243 | 0 | #N/A | #N/A | #N/A | 148 | 0.243 | 0 | #N/A | #N/A | 172 | 100000
NE-HVAC-airAC-SpltPkg-240to759kBtuh-12p5eer | DEER2017 | D17 v2 |  | Any | MLI | 1996 | CZ12 | cDXGF | Cap-Tons | 167 | 100000 | None | 103 | 0.215 | 0 | 103 | 0.215 | 0 | 103 | 0.215 | 0 | 103 | 0.215 | 0 | DEER:HVAC_Split-Package_AC | Annual | 1719 | 103 | 0.215 | 0 | 103 | 0.215 | 0 | NE-HVAC-airAC-SpltPkg-240to759kBtuh-12p5eer_MZDEER2017AnyMLI1996CZ12cPVVG | #N/A | NE-HVAC-airAC-SpltPkg-240to759kBtuh-12p5eer_SZDEER2017AnyMLI1996CZ12cDXGF | 56252 |  | #N/A | #N/A | #N/A | 103 | 0.215 | 0 | #N/A | #N/A | #N/A | 103 | 0.215 | 0 | #N/A | #N/A | 167 | 100000
NE-HVAC-airAC-SpltPkg-240to759kBtuh-12p5eer | DEER2017 | D17 v2 |  | Any | MLI | 1996 | CZ13 | cDXGF | Cap-Tons | 164 | 100000 | None | 177 | 0.253 | 0 | 177 | 0.253 | 0 | 177 | 0.253 | 0 | 177 | 0.253 | 0 | DEER:HVAC_Split-Package_AC | Annual | 1719 | 177 | 0.253 | 0 | 177 | 0.253 | 0 | NE-HVAC-airAC-SpltPkg-240to759kBtuh-12p5eer_MZDEER2017AnyMLI1996CZ13cPVVG | #N/A | NE-HVAC-airAC-SpltPkg-240to759kBtuh-12p5eer_SZDEER2017AnyMLI1996CZ13cDXGF | 56253 |  | #N/A | #N/A | #N/A | 177 | 0.253 | 0 | #N/A | #N/A | #N/A | 177 | 0.253 | 0 | #N/A | #N/A | 164 | 100000
NE-HVAC-airAC-SpltPkg-240to759kBtuh-12p5eer | DEER2017 | D17 v2 |  | Any | MLI | 1996 | CZ14 | cDXGF | Cap-Tons | 160 | 100000 | None | 172 | 0.269 | 0 | 172 | 0.269 | 0 | 172 | 0.269 | 0 | 172 | 0.269 | 0 | DEER:HVAC_Split-Package_AC | Annual | 1719 | 172 | 0.269 | 0 | 172 | 0.269 | 0 | NE-HVAC-airAC-SpltPkg-240to759kBtuh-12p5eer_MZDEER2017AnyMLI1996CZ14cPVVG | #N/A | NE-HVAC-airAC-SpltPkg-240to759kBtuh-12p5eer_SZDEER2017AnyMLI1996CZ14cDXGF | 56254 |  | #N/A | #N/A | #N/A | 172 | 0.269 | 0 | #N/A | #N/A | #N/A | 172 | 0.269 | 0 | #N/A | #N/A | 160 | 100000
NE-HVAC-airAC-SpltPkg-240to759kBtuh-12p5eer | DEER2017 | D17 v2 |  | Any | MLI | 1996 | CZ15 | cDXGF | Cap-Tons | 217 | 100000 | None | 303 | 0.28 | 0 | 303 | 0.28 | 0 | 303 | 0.28 | 0 | 303 | 0.28 | 0 | DEER:HVAC_Split-Package_AC | Annual | 1719 | 303 | 0.28 | 0 | 303 | 0.28 | 0 | NE-HVAC-airAC-SpltPkg-240to759kBtuh-12p5eer_MZDEER2017AnyMLI1996CZ15cPVVG | #N/A | NE-HVAC-airAC-SpltPkg-240to759kBtuh-12p5eer_SZDEER2017AnyMLI1996CZ15cDXGF | 56255 |  | #N/A | #N/A | #N/A | 303 | 0.28 | 0 | #N/A | #N/A | #N/A | 303 | 0.28 | 0 | #N/A | #N/A | 217 | 100000
NE-HVAC-airAC-SpltPkg-240to759kBtuh-12p5eer | DEER2017 | D17 v2 |  | Any | MLI | 1996 | CZ16 | cDXGF | Cap-Tons | 121 | 100000 | None | 62.1 | 0.165 | 0 | 62.1 | 0.165 | 0 | 62.1 | 0.165 | 0 | 62.1 | 0.165 | 0 | DEER:HVAC_Split-Package_AC | Annual | 1719 | 62.1 | 0.165 | 0 | 62.1 | 0.165 | 0 | NE-HVAC-airAC-SpltPkg-240to759kBtuh-12p5eer_MZDEER2017AnyMLI1996CZ16cPVVG | #N/A | NE-HVAC-airAC-SpltPkg-240to759kBtuh-12p5eer_SZDEER2017AnyMLI1996CZ16cDXGF | 56256 |  | #N/A | #N/A | #N/A | 62.1 | 0.165 | 0 | #N/A | #N/A | #N/A | 62.1 | 0.165 | 0 | #N/A | #N/A | 121 | 100000
NE-HVAC-airAC-SpltPkg-240to759kBtuh-12p5eer | DEER2017 | D17 v2 |  | Any | MLI | 2003 | CZ01 | cDXGF | Cap-Tons | 103 | 100000 | None | 0.285 | 0.0174 | 0 | 0.285 | 0.0174 | 0 | 0.285 | 0.0174 | 0 | 0.285 | 0.0174 | 0 | DEER:HVAC_Split-Package_AC | Annual | 1719 | 0.285 | 0.0174 | 0 | 0.285 | 0.0174 | 0 | NE-HVAC-airAC-SpltPkg-240to759kBtuh-12p5eer_MZDEER2017AnyMLI2003CZ01cPVVG | #N/A | NE-HVAC-airAC-SpltPkg-240to759kBtuh-12p5eer_SZDEER2017AnyMLI2003CZ01cDXGF | 77601 |  | #N/A | #N/A | #N/A | 0.285 | 0.0174 | 0 | #N/A | #N/A | #N/A | 0.285 | 0.0174 | 0 | #N/A | #N/A | 103 | 100000
NE-HVAC-airAC-SpltPkg-240to759kBtuh-12p5eer | DEER2017 | D17 v2 |  | Any | MLI | 2003 | CZ02 | cDXGF | Cap-Tons | 142 | 100000 | None | 64 | 0.224 | 0 | 64 | 0.224 | 0 | 64 | 0.224 | 0 | 64 | 0.224 | 0 | DEER:HVAC_Split-Package_AC | Annual | 1719 | 64 | 0.224 | 0 | 64 | 0.224 | 0 | NE-HVAC-airAC-SpltPkg-240to759kBtuh-12p5eer_MZDEER2017AnyMLI2003CZ02cPVVG | #N/A | NE-HVAC-airAC-SpltPkg-240to759kBtuh-12p5eer_SZDEER2017AnyMLI2003CZ02cDXGF | 77602 |  | #N/A | #N/A | #N/A | 64 | 0.224 | 0 | #N/A | #N/A | #N/A | 64 | 0.224 | 0 | #N/A | #N/A | 142 | 100000
NE-HVAC-airAC-SpltPkg-240to759kBtuh-12p5eer | DEER2017 | D17 v2 |  | Any | MLI | 2003 | CZ03 | cDXGF | Cap-Tons | 120 | 100000 | None | 21.6 | 0.108 | 0 | 21.6 | 0.108 | 0 | 21.6 | 0.108 | 0 | 21.6 | 0.108 | 0 | DEER:HVAC_Split-Package_AC | Annual | 1719 | 21.6 | 0.108 | 0 | 21.6 | 0.108 | 0 | NE-HVAC-airAC-SpltPkg-240to759kBtuh-12p5eer_MZDEER2017AnyMLI2003CZ03cPVVG | #N/A | NE-HVAC-airAC-SpltPkg-240to759kBtuh-12p5eer_SZDEER2017AnyMLI2003CZ03cDXGF | 77603 |  | #N/A | #N/A | #N/A | 21.6 | 0.108 | 0 | #N/A | #N/A | #N/A | 21.6 | 0.108 | 0 | #N/A | #N/A | 120 | 100000
NE-HVAC-airAC-SpltPkg-240to759kBtuh-12p5eer | DEER2017 | D17 v2 |  | Any | MLI | 2003 | CZ04 | cDXGF | Cap-Tons | 139 | 100000 | None | 76.8 | 0.195 | 0 | 76.8 | 0.195 | 0 | 76.8 | 0.195 | 0 | 76.8 | 0.195 | 0 | DEER:HVAC_Split-Package_AC | Annual | 1719 | 76.8 | 0.195 | 0 | 76.8 | 0.195 | 0 | NE-HVAC-airAC-SpltPkg-240to759kBtuh-12p5eer_MZDEER2017AnyMLI2003CZ04cPVVG | #N/A | NE-HVAC-airAC-SpltPkg-240to759kBtuh-12p5eer_SZDEER2017AnyMLI2003CZ04cDXGF | 77604 |  | #N/A | #N/A | #N/A | 76.8 | 0.195 | 0 | #N/A | #N/A | #N/A | 76.8 | 0.195 | 0 | #N/A | #N/A | 139 | 100000
NE-HVAC-airAC-SpltPkg-240to759kBtuh-12p5eer | DEER2017 | D17 v2 |  | Any | MLI | 2003 | CZ05 | cDXGF | Cap-Tons | 123 | 100000 | None | 16.6 | 0.0629 | 0 | 16.6 | 0.0629 | 0 | 16.6 | 0.0629 | 0 | 16.6 | 0.0629 | 0 | DEER:HVAC_Split-Package_AC | Annual | 1719 | 16.6 | 0.0629 | 0 | 16.6 | 0.0629 | 0 | NE-HVAC-airAC-SpltPkg-240to759kBtuh-12p5eer_MZDEER2017AnyMLI2003CZ05cPVVG | #N/A | NE-HVAC-airAC-SpltPkg-240to759kBtuh-12p5eer_SZDEER2017AnyMLI2003CZ05cDXGF | 77605 |  | #N/A | #N/A | #N/A | 16.6 | 0.0629 | 0 | #N/A | #N/A | #N/A | 16.6 | 0.0629 | 0 | #N/A | #N/A | 123 | 100000
NE-HVAC-airAC-SpltPkg-240to759kBtuh-12p5eer | DEER2017 | D17 v2 |  | Any | MLI | 2003 | CZ06 | cDXGF | Cap-Tons | 133 | 100000 | None | 82.5 | 0.182 | 0 | 82.5 | 0.182 | 0 | 82.5 | 0.182 | 0 | 82.5 | 0.182 | 0 | DEER:HVAC_Split-Package_AC | Annual | 1719 | 82.5 | 0.182 | 0 | 82.5 | 0.182 | 0 | NE-HVAC-airAC-SpltPkg-240to759kBtuh-12p5eer_MZDEER2017AnyMLI2003CZ06cPVVG | #N/A | NE-HVAC-airAC-SpltPkg-240to759kBtuh-12p5eer_SZDEER2017AnyMLI2003CZ06cDXGF | 77606 |  | #N/A | #N/A | #N/A | 82.5 | 0.182 | 0 | #N/A | #N/A | #N/A | 82.5 | 0.182 | 0 | #N/A | #N/A | 133 | 100000
NE-HVAC-airAC-SpltPkg-240to759kBtuh-12p5eer | DEER2017 | D17 v2 |  | Any | MLI | 2003 | CZ07 | cDXGF | Cap-Tons | 129 | 100000 | None | 62.3 | 0.154 | 0 | 62.3 | 0.154 | 0 | 62.3 | 0.154 | 0 | 62.3 | 0.154 | 0 | DEER:HVAC_Split-Package_AC | Annual | 1719 | 62.3 | 0.154 | 0 | 62.3 | 0.154 | 0 | NE-HVAC-airAC-SpltPkg-240to759kBtuh-12p5eer_MZDEER2017AnyMLI2003CZ07cPVVG | #N/A | NE-HVAC-airAC-SpltPkg-240to759kBtuh-12p5eer_SZDEER2017AnyMLI2003CZ07cDXGF | 77607 |  | #N/A | #N/A | #N/A | 62.3 | 0.154 | 0 | #N/A | #N/A | #N/A | 62.3 | 0.154 | 0 | #N/A | #N/A | 129 | 100000
NE-HVAC-airAC-SpltPkg-240to759kBtuh-12p5eer | DEER2017 | D17 v2 |  | Any | MLI | 2003 | CZ08 | cDXGF | Cap-Tons | 130 | 100000 | None | 128 | 0.228 | 0 | 128 | 0.228 | 0 | 128 | 0.228 | 0 | 128 | 0.228 | 0 | DEER:HVAC_Split-Package_AC | Annual | 1719 | 128 | 0.228 | 0 | 128 | 0.228 | 0 | NE-HVAC-airAC-SpltPkg-240to759kBtuh-12p5eer_MZDEER2017AnyMLI2003CZ08cPVVG | #N/A | NE-HVAC-airAC-SpltPkg-240to759kBtuh-12p5eer_SZDEER2017AnyMLI2003CZ08cDXGF | 77608 |  | #N/A | #N/A | #N/A | 128 | 0.228 | 0 | #N/A | #N/A | #N/A | 128 | 0.228 | 0 | #N/A | #N/A | 130 | 100000
NE-HVAC-airAC-SpltPkg-240to759kBtuh-12p5eer | DEER2017 | D17 v2 |  | Any | MLI | 2003 | CZ09 | cDXGF | Cap-Tons | 176 | 100000 | None | 109 | 0.246 | 0 | 109 | 0.246 | 0 | 109 | 0.246 | 0 | 109 | 0.246 | 0 | DEER:HVAC_Split-Package_AC | Annual | 1719 | 109 | 0.246 | 0 | 109 | 0.246 | 0 | NE-HVAC-airAC-SpltPkg-240to759kBtuh-12p5eer_MZDEER2017AnyMLI2003CZ09cPVVG | #N/A | NE-HVAC-airAC-SpltPkg-240to759kBtuh-12p5eer_SZDEER2017AnyMLI2003CZ09cDXGF | 77609 |  | #N/A | #N/A | #N/A | 109 | 0.246 | 0 | #N/A | #N/A | #N/A | 109 | 0.246 | 0 | #N/A | #N/A | 176 | 100000
NE-HVAC-airAC-SpltPkg-240to759kBtuh-12p5eer | DEER2017 | D17 v2 |  | Any | MLI | 2003 | CZ10 | cDXGF | Cap-Tons | 170 | 100000 | None | 129 | 0.269 | 0 | 129 | 0.269 | 0 | 129 | 0.269 | 0 | 129 | 0.269 | 0 | DEER:HVAC_Split-Package_AC | Annual | 1719 | 129 | 0.269 | 0 | 129 | 0.269 | 0 | NE-HVAC-airAC-SpltPkg-240to759kBtuh-12p5eer_MZDEER2017AnyMLI2003CZ10cPVVG | #N/A | NE-HVAC-airAC-SpltPkg-240to759kBtuh-12p5eer_SZDEER2017AnyMLI2003CZ10cDXGF | 77610 |  | #N/A | #N/A | #N/A | 129 | 0.269 | 0 | #N/A | #N/A | #N/A | 129 | 0.269 | 0 | #N/A | #N/A | 170 | 100000
NE-HVAC-airAC-SpltPkg-240to759kBtuh-12p5eer | DEER2017 | D17 v2 |  | Any | MLI | 2003 | CZ11 | cDXGF | Cap-Tons | 170 | 100000 | None | 148 | 0.243 | 0 | 148 | 0.243 | 0 | 148 | 0.243 | 0 | 148 | 0.243 | 0 | DEER:HVAC_Split-Package_AC | Annual | 1719 | 148 | 0.243 | 0 | 148 | 0.243 | 0 | NE-HVAC-airAC-SpltPkg-240to759kBtuh-12p5eer_MZDEER2017AnyMLI2003CZ11cPVVG | #N/A | NE-HVAC-airAC-SpltPkg-240to759kBtuh-12p5eer_SZDEER2017AnyMLI2003CZ11cDXGF | 77611 |  | #N/A | #N/A | #N/A | 148 | 0.243 | 0 | #N/A | #N/A | #N/A | 148 | 0.243 | 0 | #N/A | #N/A | 170 | 100000
NE-HVAC-airAC-SpltPkg-240to759kBtuh-12p5eer | DEER2017 | D17 v2 |  | Any | MLI | 2003 | CZ12 | cDXGF | Cap-Tons | 165 | 100000 | None | 102 | 0.215 | 0 | 102 | 0.215 | 0 | 102 | 0.215 | 0 | 102 | 0.215 | 0 | DEER:HVAC_Split-Package_AC | Annual | 1719 | 102 | 0.215 | 0 | 102 | 0.215 | 0 | NE-HVAC-airAC-SpltPkg-240to759kBtuh-12p5eer_MZDEER2017AnyMLI2003CZ12cPVVG | #N/A | NE-HVAC-airAC-SpltPkg-240to759kBtuh-12p5eer_SZDEER2017AnyMLI2003CZ12cDXGF | 77612 |  | #N/A | #N/A | #N/A | 102 | 0.215 | 0 | #N/A | #N/A | #N/A | 102 | 0.215 | 0 | #N/A | #N/A | 165 | 100000
NE-HVAC-airAC-SpltPkg-240to759kBtuh-12p5eer | DEER2017 | D17 v2 |  | Any | MLI | 2003 | CZ13 | cDXGF | Cap-Tons | 163 | 100000 | None | 177 | 0.252 | 0 | 177 | 0.252 | 0 | 177 | 0.252 | 0 | 177 | 0.252 | 0 | DEER:HVAC_Split-Package_AC | Annual | 1719 | 177 | 0.252 | 0 | 177 | 0.252 | 0 | NE-HVAC-airAC-SpltPkg-240to759kBtuh-12p5eer_MZDEER2017AnyMLI2003CZ13cPVVG | #N/A | NE-HVAC-airAC-SpltPkg-240to759kBtuh-12p5eer_SZDEER2017AnyMLI2003CZ13cDXGF | 77613 |  | #N/A | #N/A | #N/A | 177 | 0.252 | 0 | #N/A | #N/A | #N/A | 177 | 0.252 | 0 | #N/A | #N/A | 163 | 100000
NE-HVAC-airAC-SpltPkg-240to759kBtuh-12p5eer | DEER2017 | D17 v2 |  | Any | MLI | 2003 | CZ14 | cDXGF | Cap-Tons | 158 | 100000 | None | 171 | 0.269 | 0 | 171 | 0.269 | 0 | 171 | 0.269 | 0 | 171 | 0.269 | 0 | DEER:HVAC_Split-Package_AC | Annual | 1719 | 171 | 0.269 | 0 | 171 | 0.269 | 0 | NE-HVAC-airAC-SpltPkg-240to759kBtuh-12p5eer_MZDEER2017AnyMLI2003CZ14cPVVG | #N/A | NE-HVAC-airAC-SpltPkg-240to759kBtuh-12p5eer_SZDEER2017AnyMLI2003CZ14cDXGF | 77614 |  | #N/A | #N/A | #N/A | 171 | 0.269 | 0 | #N/A | #N/A | #N/A | 171 | 0.269 | 0 | #N/A | #N/A | 158 | 100000
NE-HVAC-airAC-SpltPkg-240to759kBtuh-12p5eer | DEER2017 | D17 v2 |  | Any | MLI | 2003 | CZ15 | cDXGF | Cap-Tons | 215 | 100000 | None | 303 | 0.281 | 0 | 303 | 0.281 | 0 | 303 | 0.281 | 0 | 303 | 0.281 | 0 | DEER:HVAC_Split-Package_AC | Annual | 1719 | 303 | 0.281 | 0 | 303 | 0.281 | 0 | NE-HVAC-airAC-SpltPkg-240to759kBtuh-12p5eer_MZDEER2017AnyMLI2003CZ15cPVVG | #N/A | NE-HVAC-airAC-SpltPkg-240to759kBtuh-12p5eer_SZDEER2017AnyMLI2003CZ15cDXGF | 77615 |  | #N/A | #N/A | #N/A | 303 | 0.281 | 0 | #N/A | #N/A | #N/A | 303 | 0.281 | 0 | #N/A | #N/A | 215 | 100000
NE-HVAC-airAC-SpltPkg-240to759kBtuh-12p5eer | DEER2017 | D17 v2 |  | Any | MLI | 2003 | CZ16 | cDXGF | Cap-Tons | 121 | 100000 | None | 61 | 0.164 | 0 | 61 | 0.164 | 0 | 61 | 0.164 | 0 | 61 | 0.164 | 0 | DEER:HVAC_Split-Package_AC | Annual | 1719 | 61 | 0.164 | 0 | 61 | 0.164 | 0 | NE-HVAC-airAC-SpltPkg-240to759kBtuh-12p5eer_MZDEER2017AnyMLI2003CZ16cPVVG | #N/A | NE-HVAC-airAC-SpltPkg-240to759kBtuh-12p5eer_SZDEER2017AnyMLI2003CZ16cDXGF | 77616 |  | #N/A | #N/A | #N/A | 61 | 0.164 | 0 | #N/A | #N/A | #N/A | 61 | 0.164 | 0 | #N/A | #N/A | 121 | 100000
NE-HVAC-airAC-SpltPkg-240to759kBtuh-12p5eer | DEER2017 | D17 v2 |  | Any | MLI | 2007 | CZ01 | cDXGF | Cap-Tons | 103 | 100000 | None | 0.191 | 0.0141 | 0 | 0.191 | 0.0141 | 0 | 0.191 | 0.0141 | 0 | 0.191 | 0.0141 | 0 | DEER:HVAC_Split-Package_AC | Annual | 1719 | 0.191 | 0.0141 | 0 | 0.191 | 0.0141 | 0 | NE-HVAC-airAC-SpltPkg-240to759kBtuh-12p5eer_MZDEER2017AnyMLI2007CZ01cPVVG | #N/A | NE-HVAC-airAC-SpltPkg-240to759kBtuh-12p5eer_SZDEER2017AnyMLI2007CZ01cDXGF | 98961 |  | #N/A | #N/A | #N/A | 0.191 | 0.0141 | 0 | #N/A | #N/A | #N/A | 0.191 | 0.0141 | 0 | #N/A | #N/A | 103 | 100000
NE-HVAC-airAC-SpltPkg-240to759kBtuh-12p5eer | DEER2017 | D17 v2 |  | Any | MLI | 2007 | CZ02 | cDXGF | Cap-Tons | 142 | 100000 | None | 60.1 | 0.215 | 0 | 60.1 | 0.215 | 0 | 60.1 | 0.215 | 0 | 60.1 | 0.215 | 0 | DEER:HVAC_Split-Package_AC | Annual | 1719 | 60.1 | 0.215 | 0 | 60.1 | 0.215 | 0 | NE-HVAC-airAC-SpltPkg-240to759kBtuh-12p5eer_MZDEER2017AnyMLI2007CZ02cPVVG | #N/A | NE-HVAC-airAC-SpltPkg-240to759kBtuh-12p5eer_SZDEER2017AnyMLI2007CZ02cDXGF | 98962 |  | #N/A | #N/A | #N/A | 60.1 | 0.215 | 0 | #N/A | #N/A | #N/A | 60.1 | 0.215 | 0 | #N/A | #N/A | 142 | 100000
NE-HVAC-airAC-SpltPkg-240to759kBtuh-12p5eer | DEER2017 | D17 v2 |  | Any | MLI | 2007 | CZ03 | cDXGF | Cap-Tons | 120 | 100000 | None | 18.9 | 0.103 | 0 | 18.9 | 0.103 | 0 | 18.9 | 0.103 | 0 | 18.9 | 0.103 | 0 | DEER:HVAC_Split-Package_AC | Annual | 1719 | 18.9 | 0.103 | 0 | 18.9 | 0.103 | 0 | NE-HVAC-airAC-SpltPkg-240to759kBtuh-12p5eer_MZDEER2017AnyMLI2007CZ03cPVVG | #N/A | NE-HVAC-airAC-SpltPkg-240to759kBtuh-12p5eer_SZDEER2017AnyMLI2007CZ03cDXGF | 98963 |  | #N/A | #N/A | #N/A | 18.9 | 0.103 | 0 | #N/A | #N/A | #N/A | 18.9 | 0.103 | 0 | #N/A | #N/A | 120 | 100000
NE-HVAC-airAC-SpltPkg-240to759kBtuh-12p5eer | DEER2017 | D17 v2 |  | Any | MLI | 2007 | CZ04 | cDXGF | Cap-Tons | 139 | 100000 | None | 72.1 | 0.188 | 0 | 72.1 | 0.188 | 0 | 72.1 | 0.188 | 0 | 72.1 | 0.188 | 0 | DEER:HVAC_Split-Package_AC | Annual | 1719 | 72.1 | 0.188 | 0 | 72.1 | 0.188 | 0 | NE-HVAC-airAC-SpltPkg-240to759kBtuh-12p5eer_MZDEER2017AnyMLI2007CZ04cPVVG | #N/A | NE-HVAC-airAC-SpltPkg-240to759kBtuh-12p5eer_SZDEER2017AnyMLI2007CZ04cDXGF | 98964 |  | #N/A | #N/A | #N/A | 72.1 | 0.188 | 0 | #N/A | #N/A | #N/A | 72.1 | 0.188 | 0 | #N/A | #N/A | 139 | 100000
NE-HVAC-airAC-SpltPkg-240to759kBtuh-12p5eer | DEER2017 | D17 v2 |  | Any | MLI | 2007 | CZ05 | cDXGF | Cap-Tons | 123 | 100000 | None | 13.9 | 0.0583 | 0 | 13.9 | 0.0583 | 0 | 13.9 | 0.0583 | 0 | 13.9 | 0.0583 | 0 | DEER:HVAC_Split-Package_AC | Annual | 1719 | 13.9 | 0.0583 | 0 | 13.9 | 0.0583 | 0 | NE-HVAC-airAC-SpltPkg-240to759kBtuh-12p5eer_MZDEER2017AnyMLI2007CZ05cPVVG | #N/A | NE-HVAC-airAC-SpltPkg-240to759kBtuh-12p5eer_SZDEER2017AnyMLI2007CZ05cDXGF | 98965 |  | #N/A | #N/A | #N/A | 13.9 | 0.0583 | 0 | #N/A | #N/A | #N/A | 13.9 | 0.0583 | 0 | #N/A | #N/A | 123 | 100000
NE-HVAC-airAC-SpltPkg-240to759kBtuh-12p5eer | DEER2017 | D17 v2 |  | Any | MLI | 2007 | CZ06 | cDXGF | Cap-Tons | 133 | 100000 | None | 76.8 | 0.173 | 0 | 76.8 | 0.173 | 0 | 76.8 | 0.173 | 0 | 76.8 | 0.173 | 0 | DEER:HVAC_Split-Package_AC | Annual | 1719 | 76.8 | 0.173 | 0 | 76.8 | 0.173 | 0 | NE-HVAC-airAC-SpltPkg-240to759kBtuh-12p5eer_MZDEER2017AnyMLI2007CZ06cPVVG | #N/A | NE-HVAC-airAC-SpltPkg-240to759kBtuh-12p5eer_SZDEER2017AnyMLI2007CZ06cDXGF | 98966 |  | #N/A | #N/A | #N/A | 76.8 | 0.173 | 0 | #N/A | #N/A | #N/A | 76.8 | 0.173 | 0 | #N/A | #N/A | 133 | 100000
NE-HVAC-airAC-SpltPkg-240to759kBtuh-12p5eer | DEER2017 | D17 v2 |  | Any | MLI | 2007 | CZ07 | cDXGF | Cap-Tons | 129 | 100000 | None | 56.5 | 0.142 | 0 | 56.5 | 0.142 | 0 | 56.5 | 0.142 | 0 | 56.5 | 0.142 | 0 | DEER:HVAC_Split-Package_AC | Annual | 1719 | 56.5 | 0.142 | 0 | 56.5 | 0.142 | 0 | NE-HVAC-airAC-SpltPkg-240to759kBtuh-12p5eer_MZDEER2017AnyMLI2007CZ07cPVVG | #N/A | NE-HVAC-airAC-SpltPkg-240to759kBtuh-12p5eer_SZDEER2017AnyMLI2007CZ07cDXGF | 98967 |  | #N/A | #N/A | #N/A | 56.5 | 0.142 | 0 | #N/A | #N/A | #N/A | 56.5 | 0.142 | 0 | #N/A | #N/A | 129 | 100000
NE-HVAC-airAC-SpltPkg-240to759kBtuh-12p5eer | DEER2017 | D17 v2 |  | Any | MLI | 2007 | CZ08 | cDXGF | Cap-Tons | 129 | 100000 | None | 121 | 0.224 | 0 | 121 | 0.224 | 0 | 121 | 0.224 | 0 | 121 | 0.224 | 0 | DEER:HVAC_Split-Package_AC | Annual | 1719 | 121 | 0.224 | 0 | 121 | 0.224 | 0 | NE-HVAC-airAC-SpltPkg-240to759kBtuh-12p5eer_MZDEER2017AnyMLI2007CZ08cPVVG | #N/A | NE-HVAC-airAC-SpltPkg-240to759kBtuh-12p5eer_SZDEER2017AnyMLI2007CZ08cDXGF | 98968 |  | #N/A | #N/A | #N/A | 121 | 0.224 | 0 | #N/A | #N/A | #N/A | 121 | 0.224 | 0 | #N/A | #N/A | 129 | 100000
NE-HVAC-airAC-SpltPkg-240to759kBtuh-12p5eer | DEER2017 | D17 v2 |  | Any | MLI | 2007 | CZ09 | cDXGF | Cap-Tons | 172 | 100000 | None | 106 | 0.245 | 0 | 106 | 0.245 | 0 | 106 | 0.245 | 0 | 106 | 0.245 | 0 | DEER:HVAC_Split-Package_AC | Annual | 1719 | 106 | 0.245 | 0 | 106 | 0.245 | 0 | NE-HVAC-airAC-SpltPkg-240to759kBtuh-12p5eer_MZDEER2017AnyMLI2007CZ09cPVVG | #N/A | NE-HVAC-airAC-SpltPkg-240to759kBtuh-12p5eer_SZDEER2017AnyMLI2007CZ09cDXGF | 98969 |  | #N/A | #N/A | #N/A | 106 | 0.245 | 0 | #N/A | #N/A | #N/A | 106 | 0.245 | 0 | #N/A | #N/A | 172 | 100000
NE-HVAC-airAC-SpltPkg-240to759kBtuh-12p5eer | DEER2017 | D17 v2 |  | Any | MLI | 2007 | CZ10 | cDXGF | Cap-Tons | 165 | 100000 | None | 126 | 0.269 | 0 | 126 | 0.269 | 0 | 126 | 0.269 | 0 | 126 | 0.269 | 0 | DEER:HVAC_Split-Package_AC | Annual | 1719 | 126 | 0.269 | 0 | 126 | 0.269 | 0 | NE-HVAC-airAC-SpltPkg-240to759kBtuh-12p5eer_MZDEER2017AnyMLI2007CZ10cPVVG | #N/A | NE-HVAC-airAC-SpltPkg-240to759kBtuh-12p5eer_SZDEER2017AnyMLI2007CZ10cDXGF | 98970 |  | #N/A | #N/A | #N/A | 126 | 0.269 | 0 | #N/A | #N/A | #N/A | 126 | 0.269 | 0 | #N/A | #N/A | 165 | 100000
NE-HVAC-airAC-SpltPkg-240to759kBtuh-12p5eer | DEER2017 | D17 v2 |  | Any | MLI | 2007 | CZ11 | cDXGF | Cap-Tons | 166 | 100000 | None | 146 | 0.242 | 0 | 146 | 0.242 | 0 | 146 | 0.242 | 0 | 146 | 0.242 | 0 | DEER:HVAC_Split-Package_AC | Annual | 1719 | 146 | 0.242 | 0 | 146 | 0.242 | 0 | NE-HVAC-airAC-SpltPkg-240to759kBtuh-12p5eer_MZDEER2017AnyMLI2007CZ11cPVVG | #N/A | NE-HVAC-airAC-SpltPkg-240to759kBtuh-12p5eer_SZDEER2017AnyMLI2007CZ11cDXGF | 98971 |  | #N/A | #N/A | #N/A | 146 | 0.242 | 0 | #N/A | #N/A | #N/A | 146 | 0.242 | 0 | #N/A | #N/A | 166 | 100000
NE-HVAC-airAC-SpltPkg-240to759kBtuh-12p5eer | DEER2017 | D17 v2 |  | Any | MLI | 2007 | CZ12 | cDXGF | Cap-Tons | 161 | 100000 | None | 100 | 0.214 | 0 | 100 | 0.214 | 0 | 100 | 0.214 | 0 | 100 | 0.214 | 0 | DEER:HVAC_Split-Package_AC | Annual | 1719 | 100 | 0.214 | 0 | 100 | 0.214 | 0 | NE-HVAC-airAC-SpltPkg-240to759kBtuh-12p5eer_MZDEER2017AnyMLI2007CZ12cPVVG | #N/A | NE-HVAC-airAC-SpltPkg-240to759kBtuh-12p5eer_SZDEER2017AnyMLI2007CZ12cDXGF | 98972 |  | #N/A | #N/A | #N/A | 100 | 0.214 | 0 | #N/A | #N/A | #N/A | 100 | 0.214 | 0 | #N/A | #N/A | 161 | 100000
NE-HVAC-airAC-SpltPkg-240to759kBtuh-12p5eer | DEER2017 | D17 v2 |  | Any | MLI | 2007 | CZ13 | cDXGF | Cap-Tons | 159 | 100000 | None | 175 | 0.252 | 0 | 175 | 0.252 | 0 | 175 | 0.252 | 0 | 175 | 0.252 | 0 | DEER:HVAC_Split-Package_AC | Annual | 1719 | 175 | 0.252 | 0 | 175 | 0.252 | 0 | NE-HVAC-airAC-SpltPkg-240to759kBtuh-12p5eer_MZDEER2017AnyMLI2007CZ13cPVVG | #N/A | NE-HVAC-airAC-SpltPkg-240to759kBtuh-12p5eer_SZDEER2017AnyMLI2007CZ13cDXGF | 98973 |  | #N/A | #N/A | #N/A | 175 | 0.252 | 0 | #N/A | #N/A | #N/A | 175 | 0.252 | 0 | #N/A | #N/A | 159 | 100000
NE-HVAC-airAC-SpltPkg-240to759kBtuh-12p5eer | DEER2017 | D17 v2 |  | Any | MLI | 2007 | CZ14 | cDXGF | Cap-Tons | 154 | 100000 | None | 169 | 0.268 | 0 | 169 | 0.268 | 0 | 169 | 0.268 | 0 | 169 | 0.268 | 0 | DEER:HVAC_Split-Package_AC | Annual | 1719 | 169 | 0.268 | 0 | 169 | 0.268 | 0 | NE-HVAC-airAC-SpltPkg-240to759kBtuh-12p5eer_MZDEER2017AnyMLI2007CZ14cPVVG | #N/A | NE-HVAC-airAC-SpltPkg-240to759kBtuh-12p5eer_SZDEER2017AnyMLI2007CZ14cDXGF | 98974 |  | #N/A | #N/A | #N/A | 169 | 0.268 | 0 | #N/A | #N/A | #N/A | 169 | 0.268 | 0 | #N/A | #N/A | 154 | 100000
NE-HVAC-airAC-SpltPkg-240to759kBtuh-12p5eer | DEER2017 | D17 v2 |  | Any | MLI | 2007 | CZ15 | cDXGF | Cap-Tons | 210 | 100000 | None | 301 | 0.28 | 0 | 301 | 0.28 | 0 | 301 | 0.28 | 0 | 301 | 0.28 | 0 | DEER:HVAC_Split-Package_AC | Annual | 1719 | 301 | 0.28 | 0 | 301 | 0.28 | 0 | NE-HVAC-airAC-SpltPkg-240to759kBtuh-12p5eer_MZDEER2017AnyMLI2007CZ15cPVVG | #N/A | NE-HVAC-airAC-SpltPkg-240to759kBtuh-12p5eer_SZDEER2017AnyMLI2007CZ15cDXGF | 98975 |  | #N/A | #N/A | #N/A | 301 | 0.28 | 0 | #N/A | #N/A | #N/A | 301 | 0.28 | 0 | #N/A | #N/A | 210 | 100000
NE-HVAC-airAC-SpltPkg-240to759kBtuh-12p5eer | DEER2017 | D17 v2 |  | Any | MLI | 2007 | CZ16 | cDXGF | Cap-Tons | 121 | 100000 | None | 56.8 | 0.154 | 0 | 56.8 | 0.154 | 0 | 56.8 | 0.154 | 0 | 56.8 | 0.154 | 0 | DEER:HVAC_Split-Package_AC | Annual | 1719 | 56.8 | 0.154 | 0 | 56.8 | 0.154 | 0 | NE-HVAC-airAC-SpltPkg-240to759kBtuh-12p5eer_MZDEER2017AnyMLI2007CZ16cPVVG | #N/A | NE-HVAC-airAC-SpltPkg-240to759kBtuh-12p5eer_SZDEER2017AnyMLI2007CZ16cDXGF | 98976 |  | #N/A | #N/A | #N/A | 56.8 | 0.154 | 0 | #N/A | #N/A | #N/A | 56.8 | 0.154 | 0 | #N/A | #N/A | 121 | 100000
NE-HVAC-airAC-SpltPkg-240to759kBtuh-12p5eer | DEER2017 | D17 v2 |  | Any | MLI | 2011 | CZ01 | cDXGF | Cap-Tons | 102 | 100000 | None | 366 | 0.148 | -10.4 | 0.171 | 0.013 | 0 | 366 | 0.148 | -10.4 | 0.171 | 0.013 | 0 | DEER:HVAC_Split-Package_AC | Annual | 1719 | 366 | 0.148 | -10.4 | 0.171 | 0.013 | 0 | NE-HVAC-airAC-SpltPkg-240to759kBtuh-12p5eer_MZDEER2017AnyMLI2011CZ01cPVVG | #N/A | NE-HVAC-airAC-SpltPkg-240to759kBtuh-12p5eer_SZDEER2017AnyMLI2011CZ01cDXGF | 120321 |  | #N/A | #N/A | #N/A | 366 | 0.148 | -10.4 | #N/A | #N/A | #N/A | 0.171 | 0.013 | 0 | #N/A | #N/A | 102 | 100000
NE-HVAC-airAC-SpltPkg-240to759kBtuh-12p5eer | DEER2017 | D17 v2 |  | Any | MLI | 2011 | CZ02 | cDXGF | Cap-Tons | 141 | 100000 | None | 449 | 0.368 | -5.56 | 57.7 | 0.209 | 0 | 449 | 0.368 | -5.56 | 57.7 | 0.209 | 0 | DEER:HVAC_Split-Package_AC | Annual | 1719 | 449 | 0.368 | -5.56 | 57.7 | 0.209 | 0 | NE-HVAC-airAC-SpltPkg-240to759kBtuh-12p5eer_MZDEER2017AnyMLI2011CZ02cPVVG | #N/A | NE-HVAC-airAC-SpltPkg-240to759kBtuh-12p5eer_SZDEER2017AnyMLI2011CZ02cDXGF | 120322 |  | #N/A | #N/A | #N/A | 449 | 0.368 | -5.56 | #N/A | #N/A | #N/A | 57.7 | 0.209 | 0 | #N/A | #N/A | 141 | 100000
NE-HVAC-airAC-SpltPkg-240to759kBtuh-12p5eer | DEER2017 | D17 v2 |  | Any | MLI | 2011 | CZ03 | cDXGF | Cap-Tons | 120 | 100000 | None | 405 | 0.267 | -5.73 | 17.9 | 0.0998 | 0 | 405 | 0.267 | -5.73 | 17.9 | 0.0998 | 0 | DEER:HVAC_Split-Package_AC | Annual | 1719 | 405 | 0.267 | -5.73 | 17.9 | 0.0998 | 0 | NE-HVAC-airAC-SpltPkg-240to759kBtuh-12p5eer_MZDEER2017AnyMLI2011CZ03cPVVG | #N/A | NE-HVAC-airAC-SpltPkg-240to759kBtuh-12p5eer_SZDEER2017AnyMLI2011CZ03cDXGF | 120323 |  | #N/A | #N/A | #N/A | 405 | 0.267 | -5.73 | #N/A | #N/A | #N/A | 17.9 | 0.0998 | 0 | #N/A | #N/A | 120 | 100000
NE-HVAC-airAC-SpltPkg-240to759kBtuh-12p5eer | DEER2017 | D17 v2 |  | Any | MLI | 2011 | CZ04 | cDXGF | Cap-Tons | 138 | 100000 | None | 484 | 0.36 | -4.65 | 69.5 | 0.18 | 0 | 484 | 0.36 | -4.65 | 69.5 | 0.18 | 0 | DEER:HVAC_Split-Package_AC | Annual | 1719 | 484 | 0.36 | -4.65 | 69.5 | 0.18 | 0 | NE-HVAC-airAC-SpltPkg-240to759kBtuh-12p5eer_MZDEER2017AnyMLI2011CZ04cPVVG | #N/A | NE-HVAC-airAC-SpltPkg-240to759kBtuh-12p5eer_SZDEER2017AnyMLI2011CZ04cDXGF | 120324 |  | #N/A | #N/A | #N/A | 484 | 0.36 | -4.65 | #N/A | #N/A | #N/A | 69.5 | 0.18 | 0 | #N/A | #N/A | 138 | 100000
NE-HVAC-airAC-SpltPkg-240to759kBtuh-12p5eer | DEER2017 | D17 v2 |  | Any | MLI | 2011 | CZ05 | cDXGF | Cap-Tons | 123 | 100000 | None | 405 | 0.206 | -5.79 | 12.3 | 0.0555 | 0 | 405 | 0.206 | -5.79 | 12.3 | 0.0555 | 0 | DEER:HVAC_Split-Package_AC | Annual | 1719 | 405 | 0.206 | -5.79 | 12.3 | 0.0555 | 0 | NE-HVAC-airAC-SpltPkg-240to759kBtuh-12p5eer_MZDEER2017AnyMLI2011CZ05cPVVG | #N/A | NE-HVAC-airAC-SpltPkg-240to759kBtuh-12p5eer_SZDEER2017AnyMLI2011CZ05cDXGF | 120325 |  | #N/A | #N/A | #N/A | 405 | 0.206 | -5.79 | #N/A | #N/A | #N/A | 12.3 | 0.0555 | 0 | #N/A | #N/A | 123 | 100000
NE-HVAC-airAC-SpltPkg-240to759kBtuh-12p5eer | DEER2017 | D17 v2 |  | Any | MLI | 2011 | CZ06 | cDXGF | Cap-Tons | 132 | 100000 | None | 476 | 0.341 | -2.94 | 73.3 | 0.161 | 0 | 476 | 0.341 | -2.94 | 73.3 | 0.161 | 0 | DEER:HVAC_Split-Package_AC | Annual | 1719 | 476 | 0.341 | -2.94 | 73.3 | 0.161 | 0 | NE-HVAC-airAC-SpltPkg-240to759kBtuh-12p5eer_MZDEER2017AnyMLI2011CZ06cPVVG | #N/A | NE-HVAC-airAC-SpltPkg-240to759kBtuh-12p5eer_SZDEER2017AnyMLI2011CZ06cDXGF | 120326 |  | #N/A | #N/A | #N/A | 476 | 0.341 | -2.94 | #N/A | #N/A | #N/A | 73.3 | 0.161 | 0 | #N/A | #N/A | 132 | 100000
NE-HVAC-airAC-SpltPkg-240to759kBtuh-12p5eer | DEER2017 | D17 v2 |  | Any | MLI | 2011 | CZ07 | cDXGF | Cap-Tons | 128 | 100000 | None | 430 | 0.32 | -1.89 | 53.3 | 0.128 | 0 | 430 | 0.32 | -1.89 | 53.3 | 0.128 | 0 | DEER:HVAC_Split-Package_AC | Annual | 1719 | 430 | 0.32 | -1.89 | 53.3 | 0.128 | 0 | NE-HVAC-airAC-SpltPkg-240to759kBtuh-12p5eer_MZDEER2017AnyMLI2011CZ07cPVVG | #N/A | NE-HVAC-airAC-SpltPkg-240to759kBtuh-12p5eer_SZDEER2017AnyMLI2011CZ07cDXGF | 120327 |  | #N/A | #N/A | #N/A | 430 | 0.32 | -1.89 | #N/A | #N/A | #N/A | 53.3 | 0.128 | 0 | #N/A | #N/A | 128 | 100000
NE-HVAC-airAC-SpltPkg-240to759kBtuh-12p5eer | DEER2017 | D17 v2 |  | Any | MLI | 2011 | CZ08 | cDXGF | Cap-Tons | 128 | 100000 | None | 519 | 0.326 | -2.35 | 115 | 0.219 | 0 | 519 | 0.326 | -2.35 | 115 | 0.219 | 0 | DEER:HVAC_Split-Package_AC | Annual | 1719 | 519 | 0.326 | -2.35 | 115 | 0.219 | 0 | NE-HVAC-airAC-SpltPkg-240to759kBtuh-12p5eer_MZDEER2017AnyMLI2011CZ08cPVVG | #N/A | NE-HVAC-airAC-SpltPkg-240to759kBtuh-12p5eer_SZDEER2017AnyMLI2011CZ08cDXGF | 120328 |  | #N/A | #N/A | #N/A | 519 | 0.326 | -2.35 | #N/A | #N/A | #N/A | 115 | 0.219 | 0 | #N/A | #N/A | 128 | 100000
NE-HVAC-airAC-SpltPkg-240to759kBtuh-12p5eer | DEER2017 | D17 v2 |  | Any | MLI | 2011 | CZ09 | cDXGF | Cap-Tons | 166 | 100000 | None | 531 | 0.367 | -2.39 | 105 | 0.243 | 0 | 531 | 0.367 | -2.39 | 105 | 0.243 | 0 | DEER:HVAC_Split-Package_AC | Annual | 1719 | 531 | 0.367 | -2.39 | 105 | 0.243 | 0 | NE-HVAC-airAC-SpltPkg-240to759kBtuh-12p5eer_MZDEER2017AnyMLI2011CZ09cPVVG | #N/A | NE-HVAC-airAC-SpltPkg-240to759kBtuh-12p5eer_SZDEER2017AnyMLI2011CZ09cDXGF | 120329 |  | #N/A | #N/A | #N/A | 531 | 0.367 | -2.39 | #N/A | #N/A | #N/A | 105 | 0.243 | 0 | #N/A | #N/A | 166 | 100000
NE-HVAC-airAC-SpltPkg-240to759kBtuh-12p5eer | DEER2017 | D17 v2 |  | Any | MLI | 2011 | CZ10 | cDXGF | Cap-Tons | 160 | 100000 | None | 556 | 0.38 | -2.66 | 125 | 0.269 | 0 | 556 | 0.38 | -2.66 | 125 | 0.269 | 0 | DEER:HVAC_Split-Package_AC | Annual | 1719 | 556 | 0.38 | -2.66 | 125 | 0.269 | 0 | NE-HVAC-airAC-SpltPkg-240to759kBtuh-12p5eer_MZDEER2017AnyMLI2011CZ10cPVVG | #N/A | NE-HVAC-airAC-SpltPkg-240to759kBtuh-12p5eer_SZDEER2017AnyMLI2011CZ10cDXGF | 120330 |  | #N/A | #N/A | #N/A | 556 | 0.38 | -2.66 | #N/A | #N/A | #N/A | 125 | 0.269 | 0 | #N/A | #N/A | 160 | 100000
NE-HVAC-airAC-SpltPkg-240to759kBtuh-12p5eer | DEER2017 | D17 v2 |  | Any | MLI | 2011 | CZ11 | cDXGF | Cap-Tons | 157 | 100000 | None | 554 | 0.375 | -4.46 | 143 | 0.234 | 0 | 554 | 0.375 | -4.46 | 143 | 0.234 | 0 | DEER:HVAC_Split-Package_AC | Annual | 1719 | 554 | 0.375 | -4.46 | 143 | 0.234 | 0 | NE-HVAC-airAC-SpltPkg-240to759kBtuh-12p5eer_MZDEER2017AnyMLI2011CZ11cPVVG | #N/A | NE-HVAC-airAC-SpltPkg-240to759kBtuh-12p5eer_SZDEER2017AnyMLI2011CZ11cDXGF | 120331 |  | #N/A | #N/A | #N/A | 554 | 0.375 | -4.46 | #N/A | #N/A | #N/A | 143 | 0.234 | 0 | #N/A | #N/A | 157 | 100000
NE-HVAC-airAC-SpltPkg-240to759kBtuh-12p5eer | DEER2017 | D17 v2 |  | Any | MLI | 2011 | CZ12 | cDXGF | Cap-Tons | 160 | 100000 | None | 516 | 0.363 | -4.91 | 96.9 | 0.208 | 0 | 516 | 0.363 | -4.91 | 96.9 | 0.208 | 0 | DEER:HVAC_Split-Package_AC | Annual | 1719 | 516 | 0.363 | -4.91 | 96.9 | 0.208 | 0 | NE-HVAC-airAC-SpltPkg-240to759kBtuh-12p5eer_MZDEER2017AnyMLI2011CZ12cPVVG | #N/A | NE-HVAC-airAC-SpltPkg-240to759kBtuh-12p5eer_SZDEER2017AnyMLI2011CZ12cDXGF | 120332 |  | #N/A | #N/A | #N/A | 516 | 0.363 | -4.91 | #N/A | #N/A | #N/A | 96.9 | 0.208 | 0 | #N/A | #N/A | 160 | 100000
NE-HVAC-airAC-SpltPkg-240to759kBtuh-12p5eer | DEER2017 | D17 v2 |  | Any | MLI | 2011 | CZ13 | cDXGF | Cap-Tons | 151 | 100000 | None | 569 | 0.361 | -4.21 | 173 | 0.248 | 0 | 569 | 0.361 | -4.21 | 173 | 0.248 | 0 | DEER:HVAC_Split-Package_AC | Annual | 1719 | 569 | 0.361 | -4.21 | 173 | 0.248 | 0 | NE-HVAC-airAC-SpltPkg-240to759kBtuh-12p5eer_MZDEER2017AnyMLI2011CZ13cPVVG | #N/A | NE-HVAC-airAC-SpltPkg-240to759kBtuh-12p5eer_SZDEER2017AnyMLI2011CZ13cDXGF | 120333 |  | #N/A | #N/A | #N/A | 569 | 0.361 | -4.21 | #N/A | #N/A | #N/A | 173 | 0.248 | 0 | #N/A | #N/A | 151 | 100000
NE-HVAC-airAC-SpltPkg-240to759kBtuh-12p5eer | DEER2017 | D17 v2 |  | Any | MLI | 2011 | CZ14 | cDXGF | Cap-Tons | 148 | 100000 | None | 578 | 0.364 | -4.54 | 164 | 0.257 | 0 | 578 | 0.364 | -4.54 | 164 | 0.257 | 0 | DEER:HVAC_Split-Package_AC | Annual | 1719 | 578 | 0.364 | -4.54 | 164 | 0.257 | 0 | NE-HVAC-airAC-SpltPkg-240to759kBtuh-12p5eer_MZDEER2017AnyMLI2011CZ14cPVVG | #N/A | NE-HVAC-airAC-SpltPkg-240to759kBtuh-12p5eer_SZDEER2017AnyMLI2011CZ14cDXGF | 120334 |  | #N/A | #N/A | #N/A | 578 | 0.364 | -4.54 | #N/A | #N/A | #N/A | 164 | 0.257 | 0 | #N/A | #N/A | 148 | 100000
NE-HVAC-airAC-SpltPkg-240to759kBtuh-12p5eer | DEER2017 | D17 v2 |  | Any | MLI | 2011 | CZ15 | cDXGF | Cap-Tons | 190 | 100000 | None | 741 | 0.384 | -0.459 | 299 | 0.277 | 0 | 741 | 0.384 | -0.459 | 299 | 0.277 | 0 | DEER:HVAC_Split-Package_AC | Annual | 1719 | 741 | 0.384 | -0.459 | 299 | 0.277 | 0 | NE-HVAC-airAC-SpltPkg-240to759kBtuh-12p5eer_MZDEER2017AnyMLI2011CZ15cPVVG | #N/A | NE-HVAC-airAC-SpltPkg-240to759kBtuh-12p5eer_SZDEER2017AnyMLI2011CZ15cDXGF | 120335 |  | #N/A | #N/A | #N/A | 741 | 0.384 | -0.459 | #N/A | #N/A | #N/A | 299 | 0.277 | 0 | #N/A | #N/A | 190 | 100000
NE-HVAC-airAC-SpltPkg-240to759kBtuh-12p5eer | DEER2017 | D17 v2 |  | Any | MLI | 2011 | CZ16 | cDXGF | Cap-Tons | 120 | 100000 | None | 394 | 0.299 | -7.77 | 56.1 | 0.137 | 0 | 394 | 0.299 | -7.77 | 56.1 | 0.137 | 0 | DEER:HVAC_Split-Package_AC | Annual | 1719 | 394 | 0.299 | -7.77 | 56.1 | 0.137 | 0 | NE-HVAC-airAC-SpltPkg-240to759kBtuh-12p5eer_MZDEER2017AnyMLI2011CZ16cPVVG | #N/A | NE-HVAC-airAC-SpltPkg-240to759kBtuh-12p5eer_SZDEER2017AnyMLI2011CZ16cDXGF | 120336 |  | #N/A | #N/A | #N/A | 394 | 0.299 | -7.77 | #N/A | #N/A | #N/A | 56.1 | 0.137 | 0 | #N/A | #N/A | 120 | 100000
NE-HVAC-airAC-SpltPkg-240to759kBtuh-12p5eer | DEER2017 | D17 v2 |  | Any | MLI | 2014 | CZ01 | cDXGF | Cap-Tons | 102 | 100000 | None | 0.157 | 0.0125 | 0 | 0.157 | 0.0125 | 0 | 0.157 | 0.0125 | 0 | 0.157 | 0.0125 | 0 | DEER:HVAC_Split-Package_AC | Annual | 1719 | 0.157 | 0.0125 | 0 | 0.157 | 0.0125 | 0 | NE-HVAC-airAC-SpltPkg-240to759kBtuh-12p5eer_MZDEER2017AnyMLI2014CZ01cPVVG | #N/A | NE-HVAC-airAC-SpltPkg-240to759kBtuh-12p5eer_SZDEER2017AnyMLI2014CZ01cDXGF | 141681 |  | #N/A | #N/A | #N/A | 0.157 | 0.0125 | 0 | #N/A | #N/A | #N/A | 0.157 | 0.0125 | 0 | #N/A | #N/A | 102 | 100000
NE-HVAC-airAC-SpltPkg-240to759kBtuh-12p5eer | DEER2017 | D17 v2 |  | Any | MLI | 2014 | CZ02 | cDXGF | Cap-Tons | 141 | 100000 | None | 57.5 | 0.207 | 0 | 57.5 | 0.207 | 0 | 57.5 | 0.207 | 0 | 57.5 | 0.207 | 0 | DEER:HVAC_Split-Package_AC | Annual | 1719 | 57.5 | 0.207 | 0 | 57.5 | 0.207 | 0 | NE-HVAC-airAC-SpltPkg-240to759kBtuh-12p5eer_MZDEER2017AnyMLI2014CZ02cPVVG | #N/A | NE-HVAC-airAC-SpltPkg-240to759kBtuh-12p5eer_SZDEER2017AnyMLI2014CZ02cDXGF | 141682 |  | #N/A | #N/A | #N/A | 57.5 | 0.207 | 0 | #N/A | #N/A | #N/A | 57.5 | 0.207 | 0 | #N/A | #N/A | 141 | 100000
NE-HVAC-airAC-SpltPkg-240to759kBtuh-12p5eer | DEER2017 | D17 v2 |  | Any | MLI | 2014 | CZ03 | cDXGF | Cap-Tons | 120 | 100000 | None | 17.3 | 0.0983 | 0 | 17.3 | 0.0983 | 0 | 17.3 | 0.0983 | 0 | 17.3 | 0.0983 | 0 | DEER:HVAC_Split-Package_AC | Annual | 1719 | 17.3 | 0.0983 | 0 | 17.3 | 0.0983 | 0 | NE-HVAC-airAC-SpltPkg-240to759kBtuh-12p5eer_MZDEER2017AnyMLI2014CZ03cPVVG | #N/A | NE-HVAC-airAC-SpltPkg-240to759kBtuh-12p5eer_SZDEER2017AnyMLI2014CZ03cDXGF | 141683 |  | #N/A | #N/A | #N/A | 17.3 | 0.0983 | 0 | #N/A | #N/A | #N/A | 17.3 | 0.0983 | 0 | #N/A | #N/A | 120 | 100000
NE-HVAC-airAC-SpltPkg-240to759kBtuh-12p5eer | DEER2017 | D17 v2 |  | Any | MLI | 2014 | CZ04 | cDXGF | Cap-Tons | 138 | 100000 | None | 65.4 | 0.179 | 0 | 65.4 | 0.179 | 0 | 65.4 | 0.179 | 0 | 65.4 | 0.179 | 0 | DEER:HVAC_Split-Package_AC | Annual | 1719 | 65.4 | 0.179 | 0 | 65.4 | 0.179 | 0 | NE-HVAC-airAC-SpltPkg-240to759kBtuh-12p5eer_MZDEER2017AnyMLI2014CZ04cPVVG | #N/A | NE-HVAC-airAC-SpltPkg-240to759kBtuh-12p5eer_SZDEER2017AnyMLI2014CZ04cDXGF | 141684 |  | #N/A | #N/A | #N/A | 65.4 | 0.179 | 0 | #N/A | #N/A | #N/A | 65.4 | 0.179 | 0 | #N/A | #N/A | 138 | 100000
NE-HVAC-airAC-SpltPkg-240to759kBtuh-12p5eer | DEER2017 | D17 v2 |  | Any | MLI | 2014 | CZ05 | cDXGF | Cap-Tons | 123 | 100000 | None | 11.7 | 0.0541 | 0 | 11.7 | 0.0541 | 0 | 11.7 | 0.0541 | 0 | 11.7 | 0.0541 | 0 | DEER:HVAC_Split-Package_AC | Annual | 1719 | 11.7 | 0.0541 | 0 | 11.7 | 0.0541 | 0 | NE-HVAC-airAC-SpltPkg-240to759kBtuh-12p5eer_MZDEER2017AnyMLI2014CZ05cPVVG | #N/A | NE-HVAC-airAC-SpltPkg-240to759kBtuh-12p5eer_SZDEER2017AnyMLI2014CZ05cDXGF | 141685 |  | #N/A | #N/A | #N/A | 11.7 | 0.0541 | 0 | #N/A | #N/A | #N/A | 11.7 | 0.0541 | 0 | #N/A | #N/A | 123 | 100000
NE-HVAC-airAC-SpltPkg-240to759kBtuh-12p5eer | DEER2017 | D17 v2 |  | Any | MLI | 2014 | CZ06 | cDXGF | Cap-Tons | 132 | 100000 | None | 70.9 | 0.159 | 0 | 70.9 | 0.159 | 0 | 70.9 | 0.159 | 0 | 70.9 | 0.159 | 0 | DEER:HVAC_Split-Package_AC | Annual | 1719 | 70.9 | 0.159 | 0 | 70.9 | 0.159 | 0 | NE-HVAC-airAC-SpltPkg-240to759kBtuh-12p5eer_MZDEER2017AnyMLI2014CZ06cPVVG | #N/A | NE-HVAC-airAC-SpltPkg-240to759kBtuh-12p5eer_SZDEER2017AnyMLI2014CZ06cDXGF | 141686 |  | #N/A | #N/A | #N/A | 70.9 | 0.159 | 0 | #N/A | #N/A | #N/A | 70.9 | 0.159 | 0 | #N/A | #N/A | 132 | 100000
NE-HVAC-airAC-SpltPkg-240to759kBtuh-12p5eer | DEER2017 | D17 v2 |  | Any | MLI | 2014 | CZ07 | cDXGF | Cap-Tons | 128 | 100000 | None | 54 | 0.127 | 0 | 54 | 0.127 | 0 | 54 | 0.127 | 0 | 54 | 0.127 | 0 | DEER:HVAC_Split-Package_AC | Annual | 1719 | 54 | 0.127 | 0 | 54 | 0.127 | 0 | NE-HVAC-airAC-SpltPkg-240to759kBtuh-12p5eer_MZDEER2017AnyMLI2014CZ07cPVVG | #N/A | NE-HVAC-airAC-SpltPkg-240to759kBtuh-12p5eer_SZDEER2017AnyMLI2014CZ07cDXGF | 141687 |  | #N/A | #N/A | #N/A | 54 | 0.127 | 0 | #N/A | #N/A | #N/A | 54 | 0.127 | 0 | #N/A | #N/A | 128 | 100000
NE-HVAC-airAC-SpltPkg-240to759kBtuh-12p5eer | DEER2017 | D17 v2 |  | Any | MLI | 2014 | CZ08 | cDXGF | Cap-Tons | 128 | 100000 | None | 112 | 0.217 | 0 | 112 | 0.217 | 0 | 112 | 0.217 | 0 | 112 | 0.217 | 0 | DEER:HVAC_Split-Package_AC | Annual | 1719 | 112 | 0.217 | 0 | 112 | 0.217 | 0 | NE-HVAC-airAC-SpltPkg-240to759kBtuh-12p5eer_MZDEER2017AnyMLI2014CZ08cPVVG | #N/A | NE-HVAC-airAC-SpltPkg-240to759kBtuh-12p5eer_SZDEER2017AnyMLI2014CZ08cDXGF | 141688 |  | #N/A | #N/A | #N/A | 112 | 0.217 | 0 | #N/A | #N/A | #N/A | 112 | 0.217 | 0 | #N/A | #N/A | 128 | 100000
NE-HVAC-airAC-SpltPkg-240to759kBtuh-12p5eer | DEER2017 | D17 v2 |  | Any | MLI | 2014 | CZ09 | cDXGF | Cap-Tons | 166 | 100000 | None | 103 | 0.241 | 0 | 103 | 0.241 | 0 | 103 | 0.241 | 0 | 103 | 0.241 | 0 | DEER:HVAC_Split-Package_AC | Annual | 1719 | 103 | 0.241 | 0 | 103 | 0.241 | 0 | NE-HVAC-airAC-SpltPkg-240to759kBtuh-12p5eer_MZDEER2017AnyMLI2014CZ09cPVVG | #N/A | NE-HVAC-airAC-SpltPkg-240to759kBtuh-12p5eer_SZDEER2017AnyMLI2014CZ09cDXGF | 141689 |  | #N/A | #N/A | #N/A | 103 | 0.241 | 0 | #N/A | #N/A | #N/A | 103 | 0.241 | 0 | #N/A | #N/A | 166 | 100000
NE-HVAC-airAC-SpltPkg-240to759kBtuh-12p5eer | DEER2017 | D17 v2 |  | Any | MLI | 2014 | CZ10 | cDXGF | Cap-Tons | 160 | 100000 | None | 122 | 0.268 | 0 | 122 | 0.268 | 0 | 122 | 0.268 | 0 | 122 | 0.268 | 0 | DEER:HVAC_Split-Package_AC | Annual | 1719 | 122 | 0.268 | 0 | 122 | 0.268 | 0 | NE-HVAC-airAC-SpltPkg-240to759kBtuh-12p5eer_MZDEER2017AnyMLI2014CZ10cPVVG | #N/A | NE-HVAC-airAC-SpltPkg-240to759kBtuh-12p5eer_SZDEER2017AnyMLI2014CZ10cDXGF | 141690 |  | #N/A | #N/A | #N/A | 122 | 0.268 | 0 | #N/A | #N/A | #N/A | 122 | 0.268 | 0 | #N/A | #N/A | 160 | 100000
NE-HVAC-airAC-SpltPkg-240to759kBtuh-12p5eer | DEER2017 | D17 v2 |  | Any | MLI | 2014 | CZ11 | cDXGF | Cap-Tons | 157 | 100000 | None | 141 | 0.229 | 0 | 141 | 0.229 | 0 | 141 | 0.229 | 0 | 141 | 0.229 | 0 | DEER:HVAC_Split-Package_AC | Annual | 1719 | 141 | 0.229 | 0 | 141 | 0.229 | 0 | NE-HVAC-airAC-SpltPkg-240to759kBtuh-12p5eer_MZDEER2017AnyMLI2014CZ11cPVVG | #N/A | NE-HVAC-airAC-SpltPkg-240to759kBtuh-12p5eer_SZDEER2017AnyMLI2014CZ11cDXGF | 141691 |  | #N/A | #N/A | #N/A | 141 | 0.229 | 0 | #N/A | #N/A | #N/A | 141 | 0.229 | 0 | #N/A | #N/A | 157 | 100000
NE-HVAC-airAC-SpltPkg-240to759kBtuh-12p5eer | DEER2017 | D17 v2 |  | Any | MLI | 2014 | CZ12 | cDXGF | Cap-Tons | 160 | 100000 | None | 93.4 | 0.206 | 0 | 93.4 | 0.206 | 0 | 93.4 | 0.206 | 0 | 93.4 | 0.206 | 0 | DEER:HVAC_Split-Package_AC | Annual | 1719 | 93.4 | 0.206 | 0 | 93.4 | 0.206 | 0 | NE-HVAC-airAC-SpltPkg-240to759kBtuh-12p5eer_MZDEER2017AnyMLI2014CZ12cPVVG | #N/A | NE-HVAC-airAC-SpltPkg-240to759kBtuh-12p5eer_SZDEER2017AnyMLI2014CZ12cDXGF | 141692 |  | #N/A | #N/A | #N/A | 93.4 | 0.206 | 0 | #N/A | #N/A | #N/A | 93.4 | 0.206 | 0 | #N/A | #N/A | 160 | 100000
NE-HVAC-airAC-SpltPkg-240to759kBtuh-12p5eer | DEER2017 | D17 v2 |  | Any | MLI | 2014 | CZ13 | cDXGF | Cap-Tons | 151 | 100000 | None | 171 | 0.247 | 0 | 171 | 0.247 | 0 | 171 | 0.247 | 0 | 171 | 0.247 | 0 | DEER:HVAC_Split-Package_AC | Annual | 1719 | 171 | 0.247 | 0 | 171 | 0.247 | 0 | NE-HVAC-airAC-SpltPkg-240to759kBtuh-12p5eer_MZDEER2017AnyMLI2014CZ13cPVVG | #N/A | NE-HVAC-airAC-SpltPkg-240to759kBtuh-12p5eer_SZDEER2017AnyMLI2014CZ13cDXGF | 141693 |  | #N/A | #N/A | #N/A | 171 | 0.247 | 0 | #N/A | #N/A | #N/A | 171 | 0.247 | 0 | #N/A | #N/A | 151 | 100000
NE-HVAC-airAC-SpltPkg-240to759kBtuh-12p5eer | DEER2017 | D17 v2 |  | Any | MLI | 2014 | CZ14 | cDXGF | Cap-Tons | 148 | 100000 | None | 162 | 0.256 | 0 | 162 | 0.256 | 0 | 162 | 0.256 | 0 | 162 | 0.256 | 0 | DEER:HVAC_Split-Package_AC | Annual | 1719 | 162 | 0.256 | 0 | 162 | 0.256 | 0 | NE-HVAC-airAC-SpltPkg-240to759kBtuh-12p5eer_MZDEER2017AnyMLI2014CZ14cPVVG | #N/A | NE-HVAC-airAC-SpltPkg-240to759kBtuh-12p5eer_SZDEER2017AnyMLI2014CZ14cDXGF | 141694 |  | #N/A | #N/A | #N/A | 162 | 0.256 | 0 | #N/A | #N/A | #N/A | 162 | 0.256 | 0 | #N/A | #N/A | 148 | 100000
NE-HVAC-airAC-SpltPkg-240to759kBtuh-12p5eer | DEER2017 | D17 v2 |  | Any | MLI | 2014 | CZ15 | cDXGF | Cap-Tons | 190 | 100000 | None | 298 | 0.277 | 0 | 298 | 0.277 | 0 | 298 | 0.277 | 0 | 298 | 0.277 | 0 | DEER:HVAC_Split-Package_AC | Annual | 1719 | 298 | 0.277 | 0 | 298 | 0.277 | 0 | NE-HVAC-airAC-SpltPkg-240to759kBtuh-12p5eer_MZDEER2017AnyMLI2014CZ15cPVVG | #N/A | NE-HVAC-airAC-SpltPkg-240to759kBtuh-12p5eer_SZDEER2017AnyMLI2014CZ15cDXGF | 141695 |  | #N/A | #N/A | #N/A | 298 | 0.277 | 0 | #N/A | #N/A | #N/A | 298 | 0.277 | 0 | #N/A | #N/A | 190 | 100000
NE-HVAC-airAC-SpltPkg-240to759kBtuh-12p5eer | DEER2017 | D17 v2 |  | Any | MLI | 2014 | CZ16 | cDXGF | Cap-Tons | 120 | 100000 | None | 55 | 0.136 | 0 | 55 | 0.136 | 0 | 55 | 0.136 | 0 | 55 | 0.136 | 0 | DEER:HVAC_Split-Package_AC | Annual | 1719 | 55 | 0.136 | 0 | 55 | 0.136 | 0 | NE-HVAC-airAC-SpltPkg-240to759kBtuh-12p5eer_MZDEER2017AnyMLI2014CZ16cPVVG | #N/A | NE-HVAC-airAC-SpltPkg-240to759kBtuh-12p5eer_SZDEER2017AnyMLI2014CZ16cDXGF | 141696 |  | #N/A | #N/A | #N/A | 55 | 0.136 | 0 | #N/A | #N/A | #N/A | 55 | 0.136 | 0 | #N/A | #N/A | 120 | 100000
NE-HVAC-airAC-SpltPkg-240to759kBtuh-12p5eer | DEER2017 | D17 v2 |  | Any | MLI | New | CZ01 | cDXGF | Cap-Tons | 102 | 100000 | None | 0.157 | 0.0125 | 0 | 0.157 | 0.0125 | 0 | 0.157 | 0.0125 | 0 | 0.157 | 0.0125 | 0 | DEER:HVAC_Split-Package_AC | Annual | 1719 | 0.157 | 0.0125 | 0 | 0.157 | 0.0125 | 0 | NE-HVAC-airAC-SpltPkg-240to759kBtuh-12p5eer_MZDEER2017AnyMLINewCZ01cPVVG | #N/A | NE-HVAC-airAC-SpltPkg-240to759kBtuh-12p5eer_SZDEER2017AnyMLINewCZ01cDXGF | 166529 |  | #N/A | #N/A | #N/A | 0.157 | 0.0125 | 0 | #N/A | #N/A | #N/A | 0.157 | 0.0125 | 0 | #N/A | #N/A | 102 | 100000
NE-HVAC-airAC-SpltPkg-240to759kBtuh-12p5eer | DEER2017 | D17 v2 |  | Any | MLI | New | CZ02 | cDXGF | Cap-Tons | 141 | 100000 | None | 57.5 | 0.207 | 0 | 57.5 | 0.207 | 0 | 57.5 | 0.207 | 0 | 57.5 | 0.207 | 0 | DEER:HVAC_Split-Package_AC | Annual | 1719 | 57.5 | 0.207 | 0 | 57.5 | 0.207 | 0 | NE-HVAC-airAC-SpltPkg-240to759kBtuh-12p5eer_MZDEER2017AnyMLINewCZ02cPVVG | #N/A | NE-HVAC-airAC-SpltPkg-240to759kBtuh-12p5eer_SZDEER2017AnyMLINewCZ02cDXGF | 166530 |  | #N/A | #N/A | #N/A | 57.5 | 0.207 | 0 | #N/A | #N/A | #N/A | 57.5 | 0.207 | 0 | #N/A | #N/A | 141 | 100000
NE-HVAC-airAC-SpltPkg-240to759kBtuh-12p5eer | DEER2017 | D17 v2 |  | Any | MLI | New | CZ03 | cDXGF | Cap-Tons | 120 | 100000 | None | 17.3 | 0.0983 | 0 | 17.3 | 0.0983 | 0 | 17.3 | 0.0983 | 0 | 17.3 | 0.0983 | 0 | DEER:HVAC_Split-Package_AC | Annual | 1719 | 17.3 | 0.0983 | 0 | 17.3 | 0.0983 | 0 | NE-HVAC-airAC-SpltPkg-240to759kBtuh-12p5eer_MZDEER2017AnyMLINewCZ03cPVVG | #N/A | NE-HVAC-airAC-SpltPkg-240to759kBtuh-12p5eer_SZDEER2017AnyMLINewCZ03cDXGF | 166531 |  | #N/A | #N/A | #N/A | 17.3 | 0.0983 | 0 | #N/A | #N/A | #N/A | 17.3 | 0.0983 | 0 | #N/A | #N/A | 120 | 100000
NE-HVAC-airAC-SpltPkg-240to759kBtuh-12p5eer | DEER2017 | D17 v2 |  | Any | MLI | New | CZ04 | cDXGF | Cap-Tons | 138 | 100000 | None | 65.4 | 0.179 | 0 | 65.4 | 0.179 | 0 | 65.4 | 0.179 | 0 | 65.4 | 0.179 | 0 | DEER:HVAC_Split-Package_AC | Annual | 1719 | 65.4 | 0.179 | 0 | 65.4 | 0.179 | 0 | NE-HVAC-airAC-SpltPkg-240to759kBtuh-12p5eer_MZDEER2017AnyMLINewCZ04cPVVG | #N/A | NE-HVAC-airAC-SpltPkg-240to759kBtuh-12p5eer_SZDEER2017AnyMLINewCZ04cDXGF | 166532 |  | #N/A | #N/A | #N/A | 65.4 | 0.179 | 0 | #N/A | #N/A | #N/A | 65.4 | 0.179 | 0 | #N/A | #N/A | 138 | 100000
NE-HVAC-airAC-SpltPkg-240to759kBtuh-12p5eer | DEER2017 | D17 v2 |  | Any | MLI | New | CZ05 | cDXGF | Cap-Tons | 123 | 100000 | None | 11.7 | 0.0541 | 0 | 11.7 | 0.0541 | 0 | 11.7 | 0.0541 | 0 | 11.7 | 0.0541 | 0 | DEER:HVAC_Split-Package_AC | Annual | 1719 | 11.7 | 0.0541 | 0 | 11.7 | 0.0541 | 0 | NE-HVAC-airAC-SpltPkg-240to759kBtuh-12p5eer_MZDEER2017AnyMLINewCZ05cPVVG | #N/A | NE-HVAC-airAC-SpltPkg-240to759kBtuh-12p5eer_SZDEER2017AnyMLINewCZ05cDXGF | 166533 |  | #N/A | #N/A | #N/A | 11.7 | 0.0541 | 0 | #N/A | #N/A | #N/A | 11.7 | 0.0541 | 0 | #N/A | #N/A | 123 | 100000
NE-HVAC-airAC-SpltPkg-240to759kBtuh-12p5eer | DEER2017 | D17 v2 |  | Any | MLI | New | CZ06 | cDXGF | Cap-Tons | 132 | 100000 | None | 70.9 | 0.159 | 0 | 70.9 | 0.159 | 0 | 70.9 | 0.159 | 0 | 70.9 | 0.159 | 0 | DEER:HVAC_Split-Package_AC | Annual | 1719 | 70.9 | 0.159 | 0 | 70.9 | 0.159 | 0 | NE-HVAC-airAC-SpltPkg-240to759kBtuh-12p5eer_MZDEER2017AnyMLINewCZ06cPVVG | #N/A | NE-HVAC-airAC-SpltPkg-240to759kBtuh-12p5eer_SZDEER2017AnyMLINewCZ06cDXGF | 166534 |  | #N/A | #N/A | #N/A | 70.9 | 0.159 | 0 | #N/A | #N/A | #N/A | 70.9 | 0.159 | 0 | #N/A | #N/A | 132 | 100000
NE-HVAC-airAC-SpltPkg-240to759kBtuh-12p5eer | DEER2017 | D17 v2 |  | Any | MLI | New | CZ07 | cDXGF | Cap-Tons | 128 | 100000 | None | 54 | 0.127 | 0 | 54 | 0.127 | 0 | 54 | 0.127 | 0 | 54 | 0.127 | 0 | DEER:HVAC_Split-Package_AC | Annual | 1719 | 54 | 0.127 | 0 | 54 | 0.127 | 0 | NE-HVAC-airAC-SpltPkg-240to759kBtuh-12p5eer_MZDEER2017AnyMLINewCZ07cPVVG | #N/A | NE-HVAC-airAC-SpltPkg-240to759kBtuh-12p5eer_SZDEER2017AnyMLINewCZ07cDXGF | 166535 |  | #N/A | #N/A | #N/A | 54 | 0.127 | 0 | #N/A | #N/A | #N/A | 54 | 0.127 | 0 | #N/A | #N/A | 128 | 100000
NE-HVAC-airAC-SpltPkg-240to759kBtuh-12p5eer | DEER2017 | D17 v2 |  | Any | MLI | New | CZ08 | cDXGF | Cap-Tons | 128 | 100000 | None | 112 | 0.217 | 0 | 112 | 0.217 | 0 | 112 | 0.217 | 0 | 112 | 0.217 | 0 | DEER:HVAC_Split-Package_AC | Annual | 1719 | 112 | 0.217 | 0 | 112 | 0.217 | 0 | NE-HVAC-airAC-SpltPkg-240to759kBtuh-12p5eer_MZDEER2017AnyMLINewCZ08cPVVG | #N/A | NE-HVAC-airAC-SpltPkg-240to759kBtuh-12p5eer_SZDEER2017AnyMLINewCZ08cDXGF | 166536 |  | #N/A | #N/A | #N/A | 112 | 0.217 | 0 | #N/A | #N/A | #N/A | 112 | 0.217 | 0 | #N/A | #N/A | 128 | 100000
NE-HVAC-airAC-SpltPkg-240to759kBtuh-12p5eer | DEER2017 | D17 v2 |  | Any | MLI | New | CZ09 | cDXGF | Cap-Tons | 166 | 100000 | None | 103 | 0.241 | 0 | 103 | 0.241 | 0 | 103 | 0.241 | 0 | 103 | 0.241 | 0 | DEER:HVAC_Split-Package_AC | Annual | 1719 | 103 | 0.241 | 0 | 103 | 0.241 | 0 | NE-HVAC-airAC-SpltPkg-240to759kBtuh-12p5eer_MZDEER2017AnyMLINewCZ09cPVVG | #N/A | NE-HVAC-airAC-SpltPkg-240to759kBtuh-12p5eer_SZDEER2017AnyMLINewCZ09cDXGF | 166537 |  | #N/A | #N/A | #N/A | 103 | 0.241 | 0 | #N/A | #N/A | #N/A | 103 | 0.241 | 0 | #N/A | #N/A | 166 | 100000
NE-HVAC-airAC-SpltPkg-240to759kBtuh-12p5eer | DEER2017 | D17 v2 |  | Any | MLI | New | CZ10 | cDXGF | Cap-Tons | 160 | 100000 | None | 122 | 0.268 | 0 | 122 | 0.268 | 0 | 122 | 0.268 | 0 | 122 | 0.268 | 0 | DEER:HVAC_Split-Package_AC | Annual | 1719 | 122 | 0.268 | 0 | 122 | 0.268 | 0 | NE-HVAC-airAC-SpltPkg-240to759kBtuh-12p5eer_MZDEER2017AnyMLINewCZ10cPVVG | #N/A | NE-HVAC-airAC-SpltPkg-240to759kBtuh-12p5eer_SZDEER2017AnyMLINewCZ10cDXGF | 166538 |  | #N/A | #N/A | #N/A | 122 | 0.268 | 0 | #N/A | #N/A | #N/A | 122 | 0.268 | 0 | #N/A | #N/A | 160 | 100000
NE-HVAC-airAC-SpltPkg-240to759kBtuh-12p5eer | DEER2017 | D17 v2 |  | Any | MLI | New | CZ11 | cDXGF | Cap-Tons | 157 | 100000 | None | 141 | 0.229 | 0 | 141 | 0.229 | 0 | 141 | 0.229 | 0 | 141 | 0.229 | 0 | DEER:HVAC_Split-Package_AC | Annual | 1719 | 141 | 0.229 | 0 | 141 | 0.229 | 0 | NE-HVAC-airAC-SpltPkg-240to759kBtuh-12p5eer_MZDEER2017AnyMLINewCZ11cPVVG | #N/A | NE-HVAC-airAC-SpltPkg-240to759kBtuh-12p5eer_SZDEER2017AnyMLINewCZ11cDXGF | 166539 |  | #N/A | #N/A | #N/A | 141 | 0.229 | 0 | #N/A | #N/A | #N/A | 141 | 0.229 | 0 | #N/A | #N/A | 157 | 100000
NE-HVAC-airAC-SpltPkg-240to759kBtuh-12p5eer | DEER2017 | D17 v2 |  | Any | MLI | New | CZ12 | cDXGF | Cap-Tons | 160 | 100000 | None | 93.4 | 0.206 | 0 | 93.4 | 0.206 | 0 | 93.4 | 0.206 | 0 | 93.4 | 0.206 | 0 | DEER:HVAC_Split-Package_AC | Annual | 1719 | 93.4 | 0.206 | 0 | 93.4 | 0.206 | 0 | NE-HVAC-airAC-SpltPkg-240to759kBtuh-12p5eer_MZDEER2017AnyMLINewCZ12cPVVG | #N/A | NE-HVAC-airAC-SpltPkg-240to759kBtuh-12p5eer_SZDEER2017AnyMLINewCZ12cDXGF | 166540 |  | #N/A | #N/A | #N/A | 93.4 | 0.206 | 0 | #N/A | #N/A | #N/A | 93.4 | 0.206 | 0 | #N/A | #N/A | 160 | 100000
NE-HVAC-airAC-SpltPkg-240to759kBtuh-12p5eer | DEER2017 | D17 v2 |  | Any | MLI | New | CZ13 | cDXGF | Cap-Tons | 151 | 100000 | None | 171 | 0.247 | 0 | 171 | 0.247 | 0 | 171 | 0.247 | 0 | 171 | 0.247 | 0 | DEER:HVAC_Split-Package_AC | Annual | 1719 | 171 | 0.247 | 0 | 171 | 0.247 | 0 | NE-HVAC-airAC-SpltPkg-240to759kBtuh-12p5eer_MZDEER2017AnyMLINewCZ13cPVVG | #N/A | NE-HVAC-airAC-SpltPkg-240to759kBtuh-12p5eer_SZDEER2017AnyMLINewCZ13cDXGF | 166541 |  | #N/A | #N/A | #N/A | 171 | 0.247 | 0 | #N/A | #N/A | #N/A | 171 | 0.247 | 0 | #N/A | #N/A | 151 | 100000
NE-HVAC-airAC-SpltPkg-240to759kBtuh-12p5eer | DEER2017 | D17 v2 |  | Any | MLI | New | CZ14 | cDXGF | Cap-Tons | 148 | 100000 | None | 162 | 0.256 | 0 | 162 | 0.256 | 0 | 162 | 0.256 | 0 | 162 | 0.256 | 0 | DEER:HVAC_Split-Package_AC | Annual | 1719 | 162 | 0.256 | 0 | 162 | 0.256 | 0 | NE-HVAC-airAC-SpltPkg-240to759kBtuh-12p5eer_MZDEER2017AnyMLINewCZ14cPVVG | #N/A | NE-HVAC-airAC-SpltPkg-240to759kBtuh-12p5eer_SZDEER2017AnyMLINewCZ14cDXGF | 166542 |  | #N/A | #N/A | #N/A | 162 | 0.256 | 0 | #N/A | #N/A | #N/A | 162 | 0.256 | 0 | #N/A | #N/A | 148 | 100000
NE-HVAC-airAC-SpltPkg-240to759kBtuh-12p5eer | DEER2017 | D17 v2 |  | Any | MLI | New | CZ15 | cDXGF | Cap-Tons | 190 | 100000 | None | 298 | 0.277 | 0 | 298 | 0.277 | 0 | 298 | 0.277 | 0 | 298 | 0.277 | 0 | DEER:HVAC_Split-Package_AC | Annual | 1719 | 298 | 0.277 | 0 | 298 | 0.277 | 0 | NE-HVAC-airAC-SpltPkg-240to759kBtuh-12p5eer_MZDEER2017AnyMLINewCZ15cPVVG | #N/A | NE-HVAC-airAC-SpltPkg-240to759kBtuh-12p5eer_SZDEER2017AnyMLINewCZ15cDXGF | 166543 |  | #N/A | #N/A | #N/A | 298 | 0.277 | 0 | #N/A | #N/A | #N/A | 298 | 0.277 | 0 | #N/A | #N/A | 190 | 100000
NE-HVAC-airAC-SpltPkg-240to759kBtuh-12p5eer | DEER2017 | D17 v2 |  | Any | MLI | New | CZ16 | cDXGF | Cap-Tons | 120 | 100000 | None | 55 | 0.136 | 0 | 55 | 0.136 | 0 | 55 | 0.136 | 0 | 55 | 0.136 | 0 | DEER:HVAC_Split-Package_AC | Annual | 1719 | 55 | 0.136 | 0 | 55 | 0.136 | 0 | NE-HVAC-airAC-SpltPkg-240to759kBtuh-12p5eer_MZDEER2017AnyMLINewCZ16cPVVG | #N/A | NE-HVAC-airAC-SpltPkg-240to759kBtuh-12p5eer_SZDEER2017AnyMLINewCZ16cDXGF | 166544 |  | #N/A | #N/A | #N/A | 55 | 0.136 | 0 | #N/A | #N/A | #N/A | 55 | 0.136 | 0 | #N/A | #N/A | 120 | 100000
NE-HVAC-airAC-SpltPkg-240to759kBtuh-12p5eer | DEER2017 | D17 v2 |  | Any | Nrs | 1975 | CZ01 | cWtd | Cap-Tons | 456.4 | 116000 | None | 70.9 | 0.0546 | 0 | 70.9 | 0.0546 | 0 | 70.9 | 0.0546 | 0 | 70.9 | 0.0546 | 0 | DEER:HVAC_Split-Package_AC | Annual | 1719 | 70.864 | 0.0546 | 0 | 70.864 | 0.0546 | 0 | NE-HVAC-airAC-SpltPkg-240to759kBtuh-12p5eer_MZDEER2017AnyNrs1975CZ01cPVVG | 13538 | NE-HVAC-airAC-SpltPkg-240to759kBtuh-12p5eer_SZDEER2017AnyNrs1975CZ01cDXGF | 13537 |  | 88.2 | 0.0622 | 0 | 1.52 | 0.0242 | 0 | 88.2 | 0.0622 | 0 | 1.52 | 0.0242 | 0 | 474 | 115000 | 386 | 120000
NE-HVAC-airAC-SpltPkg-240to759kBtuh-12p5eer | DEER2017 | D17 v2 |  | Any | Nrs | 1975 | CZ02 | cWtd | Cap-Tons | 640.8 | 116000 | None | 202 | 0.142 | 0 | 202 | 0.142 | 0 | 202 | 0.142 | 0 | 202 | 0.142 | 0 | DEER:HVAC_Split-Package_AC | Annual | 1719 | 201.72 | 0.1418 | 0 | 201.72 | 0.1418 | 0 | NE-HVAC-airAC-SpltPkg-240to759kBtuh-12p5eer_MZDEER2017AnyNrs1975CZ02cPVVG | 13540 | NE-HVAC-airAC-SpltPkg-240to759kBtuh-12p5eer_SZDEER2017AnyNrs1975CZ02cDXGF | 13539 |  | 232 | 0.142 | 0 | 80.6 | 0.141 | 0 | 232 | 0.142 | 0 | 80.6 | 0.141 | 0 | 659 | 115000 | 568 | 120000
NE-HVAC-airAC-SpltPkg-240to759kBtuh-12p5eer | DEER2017 | D17 v2 |  | Any | Nrs | 1975 | CZ03 | cWtd | Cap-Tons | 533.2 | 116000 | None | 192 | 0.0959 | 0 | 192 | 0.0959 | 0 | 192 | 0.0959 | 0 | 192 | 0.0959 | 0 | DEER:HVAC_Split-Package_AC | Annual | 1719 | 191.8 | 0.09592 | 0 | 191.8 | 0.09592 | 0 | NE-HVAC-airAC-SpltPkg-240to759kBtuh-12p5eer_MZDEER2017AnyNrs1975CZ03cPVVG | 13542 | NE-HVAC-airAC-SpltPkg-240to759kBtuh-12p5eer_SZDEER2017AnyNrs1975CZ03cDXGF | 13541 |  | 233 | 0.0971 | 0 | 27 | 0.0912 | 0 | 233 | 0.0971 | 0 | 27 | 0.0912 | 0 | 551 | 115000 | 462 | 120000
NE-HVAC-airAC-SpltPkg-240to759kBtuh-12p5eer | DEER2017 | D17 v2 |  | Any | Nrs | 1975 | CZ04 | cWtd | Cap-Tons | 592.6 | 116000 | None | 257 | 0.131 | 0 | 257 | 0.131 | 0 | 257 | 0.131 | 0 | 257 | 0.131 | 0 | DEER:HVAC_Split-Package_AC | Annual | 1719 | 257.2 | 0.1308 | 0 | 257.2 | 0.1308 | 0 | NE-HVAC-airAC-SpltPkg-240to759kBtuh-12p5eer_MZDEER2017AnyNrs1975CZ04cPVVG | 13544 | NE-HVAC-airAC-SpltPkg-240to759kBtuh-12p5eer_SZDEER2017AnyNrs1975CZ04cDXGF | 13543 |  | 296 | 0.132 | 0 | 102 | 0.126 | 0 | 296 | 0.132 | 0 | 102 | 0.126 | 0 | 612 | 115000 | 515 | 120000
NE-HVAC-airAC-SpltPkg-240to759kBtuh-12p5eer | DEER2017 | D17 v2 |  | Any | Nrs | 1975 | CZ05 | cWtd | Cap-Tons | 488.2 | 116000 | None | 162 | 0.0804 | 0 | 162 | 0.0804 | 0 | 162 | 0.0804 | 0 | 162 | 0.0804 | 0 | DEER:HVAC_Split-Package_AC | Annual | 1719 | 161.84 | 0.08038 | 0 | 161.84 | 0.08038 | 0 | NE-HVAC-airAC-SpltPkg-240to759kBtuh-12p5eer_MZDEER2017AnyNrs1975CZ05cPVVG | 13546 | NE-HVAC-airAC-SpltPkg-240to759kBtuh-12p5eer_SZDEER2017AnyNrs1975CZ05cDXGF | 13545 |  | 195 | 0.0832 | 0 | 29.2 | 0.0691 | 0 | 195 | 0.0832 | 0 | 29.2 | 0.0691 | 0 | 503 | 115000 | 429 | 120000
NE-HVAC-airAC-SpltPkg-240to759kBtuh-12p5eer | DEER2017 | D17 v2 |  | Any | Nrs | 1975 | CZ06 | cWtd | Cap-Tons | 602.6 | 116000 | None | 312 | 0.104 | 0 | 312 | 0.104 | 0 | 312 | 0.104 | 0 | 312 | 0.104 | 0 | DEER:HVAC_Split-Package_AC | Annual | 1719 | 312.08 | 0.10384 | 0 | 312.08 | 0.10384 | 0 | NE-HVAC-airAC-SpltPkg-240to759kBtuh-12p5eer_MZDEER2017AnyNrs1975CZ06cPVVG | 13548 | NE-HVAC-airAC-SpltPkg-240to759kBtuh-12p5eer_SZDEER2017AnyNrs1975CZ06cDXGF | 13547 |  | 369 | 0.106 | 0 | 84.4 | 0.0952 | 0 | 369 | 0.106 | 0 | 84.4 | 0.0952 | 0 | 617 | 115000 | 545 | 120000
NE-HVAC-airAC-SpltPkg-240to759kBtuh-12p5eer | DEER2017 | D17 v2 |  | Any | Nrs | 1975 | CZ07 | cWtd | Cap-Tons | 550.6 | 116000 | None | 348 | 0.0987 | 0 | 348 | 0.0987 | 0 | 348 | 0.0987 | 0 | 348 | 0.0987 | 0 | DEER:HVAC_Split-Package_AC | Annual | 1719 | 348.22 | 0.09866 | 0 | 348.22 | 0.09866 | 0 | NE-HVAC-airAC-SpltPkg-240to759kBtuh-12p5eer_MZDEER2017AnyNrs1975CZ07cPVVG | 13550 | NE-HVAC-airAC-SpltPkg-240to759kBtuh-12p5eer_SZDEER2017AnyNrs1975CZ07cDXGF | 13549 |  | 420 | 0.1 | 0 | 61.1 | 0.0933 | 0 | 420 | 0.1 | 0 | 61.1 | 0.0933 | 0 | 570 | 115000 | 473 | 120000
NE-HVAC-airAC-SpltPkg-240to759kBtuh-12p5eer | DEER2017 | D17 v2 |  | Any | Nrs | 1975 | CZ08 | cWtd | Cap-Tons | 595.4 | 116000 | None | 353 | 0.127 | 0 | 353 | 0.127 | 0 | 353 | 0.127 | 0 | 353 | 0.127 | 0 | DEER:HVAC_Split-Package_AC | Annual | 1719 | 353 | 0.1274 | 0 | 353 | 0.1274 | 0 | NE-HVAC-airAC-SpltPkg-240to759kBtuh-12p5eer_MZDEER2017AnyNrs1975CZ08cPVVG | 13552 | NE-HVAC-airAC-SpltPkg-240to759kBtuh-12p5eer_SZDEER2017AnyNrs1975CZ08cDXGF | 13551 |  | 409 | 0.127 | 0 | 129 | 0.129 | 0 | 409 | 0.127 | 0 | 129 | 0.129 | 0 | 615 | 115000 | 517 | 120000
NE-HVAC-airAC-SpltPkg-240to759kBtuh-12p5eer | DEER2017 | D17 v2 |  | Any | Nrs | 1975 | CZ09 | cWtd | Cap-Tons | 724 | 116000 | None | 337 | 0.157 | 0 | 337 | 0.157 | 0 | 337 | 0.157 | 0 | 337 | 0.157 | 0 | DEER:HVAC_Split-Package_AC | Annual | 1719 | 337.4 | 0.1566 | 0 | 337.4 | 0.1566 | 0 | NE-HVAC-airAC-SpltPkg-240to759kBtuh-12p5eer_MZDEER2017AnyNrs1975CZ09cPVVG | 13554 | NE-HVAC-airAC-SpltPkg-240to759kBtuh-12p5eer_SZDEER2017AnyNrs1975CZ09cDXGF | 13553 |  | 388 | 0.157 | 0 | 135 | 0.155 | 0 | 388 | 0.157 | 0 | 135 | 0.155 | 0 | 742 | 115000 | 652 | 120000
NE-HVAC-airAC-SpltPkg-240to759kBtuh-12p5eer | DEER2017 | D17 v2 |  | Any | Nrs | 1975 | CZ10 | cWtd | Cap-Tons | 702.8 | 116000 | None | 337 | 0.168 | 0 | 337 | 0.168 | 0 | 337 | 0.168 | 0 | 337 | 0.168 | 0 | DEER:HVAC_Split-Package_AC | Annual | 1719 | 336.6 | 0.1676 | 0 | 336.6 | 0.1676 | 0 | NE-HVAC-airAC-SpltPkg-240to759kBtuh-12p5eer_MZDEER2017AnyNrs1975CZ10cPVVG | 13556 | NE-HVAC-airAC-SpltPkg-240to759kBtuh-12p5eer_SZDEER2017AnyNrs1975CZ10cDXGF | 13555 |  | 381 | 0.166 | 0 | 159 | 0.174 | 0 | 381 | 0.166 | 0 | 159 | 0.174 | 0 | 721 | 115000 | 630 | 120000
NE-HVAC-airAC-SpltPkg-240to759kBtuh-12p5eer | DEER2017 | D17 v2 |  | Any | Nrs | 1975 | CZ11 | cWtd | Cap-Tons | 709.6 | 116000 | None | 323 | 0.149 | 0 | 323 | 0.149 | 0 | 323 | 0.149 | 0 | 323 | 0.149 | 0 | DEER:HVAC_Split-Package_AC | Annual | 1719 | 323.2 | 0.1494 | 0 | 323.2 | 0.1494 | 0 | NE-HVAC-airAC-SpltPkg-240to759kBtuh-12p5eer_MZDEER2017AnyNrs1975CZ11cPVVG | 13558 | NE-HVAC-airAC-SpltPkg-240to759kBtuh-12p5eer_SZDEER2017AnyNrs1975CZ11cDXGF | 13557 |  | 360 | 0.151 | 0 | 176 | 0.143 | 0 | 360 | 0.151 | 0 | 176 | 0.143 | 0 | 725 | 115000 | 648 | 120000
NE-HVAC-airAC-SpltPkg-240to759kBtuh-12p5eer | DEER2017 | D17 v2 |  | Any | Nrs | 1975 | CZ12 | cWtd | Cap-Tons | 710.6 | 116000 | None | 273 | 0.141 | 0 | 273 | 0.141 | 0 | 273 | 0.141 | 0 | 273 | 0.141 | 0 | DEER:HVAC_Split-Package_AC | Annual | 1719 | 272.6 | 0.1408 | 0 | 272.6 | 0.1408 | 0 | NE-HVAC-airAC-SpltPkg-240to759kBtuh-12p5eer_MZDEER2017AnyNrs1975CZ12cPVVG | 13560 | NE-HVAC-airAC-SpltPkg-240to759kBtuh-12p5eer_SZDEER2017AnyNrs1975CZ12cDXGF | 13559 |  | 308 | 0.141 | 0 | 131 | 0.14 | 0 | 308 | 0.141 | 0 | 131 | 0.14 | 0 | 728 | 115000 | 641 | 120000
NE-HVAC-airAC-SpltPkg-240to759kBtuh-12p5eer | DEER2017 | D17 v2 |  | Any | Nrs | 1975 | CZ13 | cWtd | Cap-Tons | 724.8 | 116000 | None | 331 | 0.142 | 0 | 331 | 0.142 | 0 | 331 | 0.142 | 0 | 331 | 0.142 | 0 | DEER:HVAC_Split-Package_AC | Annual | 1719 | 331 | 0.1424 | 0 | 331 | 0.1424 | 0 | NE-HVAC-airAC-SpltPkg-240to759kBtuh-12p5eer_MZDEER2017AnyNrs1975CZ13cPVVG | 13562 | NE-HVAC-airAC-SpltPkg-240to759kBtuh-12p5eer_SZDEER2017AnyNrs1975CZ13cDXGF | 13561 |  | 368 | 0.142 | 0 | 183 | 0.144 | 0 | 368 | 0.142 | 0 | 183 | 0.144 | 0 | 743 | 115000 | 652 | 120000
NE-HVAC-airAC-SpltPkg-240to759kBtuh-12p5eer | DEER2017 | D17 v2 |  | Any | Nrs | 1975 | CZ14 | cWtd | Cap-Tons | 647.6 | 116000 | None | 333 | 0.16 | 0 | 333 | 0.16 | 0 | 333 | 0.16 | 0 | 333 | 0.16 | 0 | DEER:HVAC_Split-Package_AC | Annual | 1719 | 332.6 | 0.1596 | 0 | 332.6 | 0.1596 | 0 | NE-HVAC-airAC-SpltPkg-240to759kBtuh-12p5eer_MZDEER2017AnyNrs1975CZ14cPVVG | 13564 | NE-HVAC-airAC-SpltPkg-240to759kBtuh-12p5eer_SZDEER2017AnyNrs1975CZ14cDXGF | 13563 |  | 365 | 0.158 | 0 | 203 | 0.166 | 0 | 365 | 0.158 | 0 | 203 | 0.166 | 0 | 669 | 115000 | 562 | 120000
NE-HVAC-airAC-SpltPkg-240to759kBtuh-12p5eer | DEER2017 | D17 v2 |  | Any | Nrs | 1975 | CZ15 | cWtd | Cap-Tons | 767.6 | 116000 | None | 549 | 0.163 | 0 | 549 | 0.163 | 0 | 549 | 0.163 | 0 | 549 | 0.163 | 0 | DEER:HVAC_Split-Package_AC | Annual | 1719 | 549 | 0.163 | 0 | 549 | 0.163 | 0 | NE-HVAC-airAC-SpltPkg-240to759kBtuh-12p5eer_MZDEER2017AnyNrs1975CZ15cPVVG | 13566 | NE-HVAC-airAC-SpltPkg-240to759kBtuh-12p5eer_SZDEER2017AnyNrs1975CZ15cDXGF | 13565 |  | 593 | 0.162 | 0 | 373 | 0.167 | 0 | 593 | 0.162 | 0 | 373 | 0.167 | 0 | 789 | 115000 | 682 | 120000
NE-HVAC-airAC-SpltPkg-240to759kBtuh-12p5eer | DEER2017 | D17 v2 |  | Any | Nrs | 1975 | CZ16 | cWtd | Cap-Tons | 540.6 | 116000 | None | 170 | 0.0957 | 0 | 170 | 0.0957 | 0 | 170 | 0.0957 | 0 | 170 | 0.0957 | 0 | DEER:HVAC_Split-Package_AC | Annual | 1719 | 169.88 | 0.0957 | 0 | 169.88 | 0.0957 | 0 | NE-HVAC-airAC-SpltPkg-240to759kBtuh-12p5eer_MZDEER2017AnyNrs1975CZ16cPVVG | 13568 | NE-HVAC-airAC-SpltPkg-240to759kBtuh-12p5eer_SZDEER2017AnyNrs1975CZ16cDXGF | 13567 |  | 196 | 0.0963 | 0 | 65.4 | 0.0933 | 0 | 196 | 0.0963 | 0 | 65.4 | 0.0933 | 0 | 562 | 115000 | 455 | 120000
NE-HVAC-airAC-SpltPkg-240to759kBtuh-12p5eer | DEER2017 | D17 v2 |  | Any | Nrs | 1985 | CZ01 | cWtd | Cap-Tons | 425.4 | 116000 | None | 65.1 | 0.0573 | 0 | 65.1 | 0.0573 | 0 | 65.1 | 0.0573 | 0 | 65.1 | 0.0573 | 0 | DEER:HVAC_Split-Package_AC | Annual | 1719 | 65.088 | 0.05734 | 0 | 65.088 | 0.05734 | 0 | NE-HVAC-airAC-SpltPkg-240to759kBtuh-12p5eer_MZDEER2017AnyNrs1985CZ01cPVVG | 34898 | NE-HVAC-airAC-SpltPkg-240to759kBtuh-12p5eer_SZDEER2017AnyNrs1985CZ01cDXGF | 34897 |  | 81 | 0.0658 | 0 | 1.44 | 0.0235 | 0 | 81 | 0.0658 | 0 | 1.44 | 0.0235 | 0 | 435 | 115000 | 387 | 120000
NE-HVAC-airAC-SpltPkg-240to759kBtuh-12p5eer | DEER2017 | D17 v2 |  | Any | Nrs | 1985 | CZ02 | cWtd | Cap-Tons | 603.4 | 116000 | None | 174 | 0.151 | 0 | 174 | 0.151 | 0 | 174 | 0.151 | 0 | 174 | 0.151 | 0 | DEER:HVAC_Split-Package_AC | Annual | 1719 | 173.94 | 0.1506 | 0 | 173.94 | 0.1506 | 0 | NE-HVAC-airAC-SpltPkg-240to759kBtuh-12p5eer_MZDEER2017AnyNrs1985CZ02cPVVG | 34900 | NE-HVAC-airAC-SpltPkg-240to759kBtuh-12p5eer_SZDEER2017AnyNrs1985CZ02cDXGF | 34899 |  | 198 | 0.155 | 0 | 77.7 | 0.133 | 0 | 198 | 0.155 | 0 | 77.7 | 0.133 | 0 | 612 | 115000 | 569 | 120000
NE-HVAC-airAC-SpltPkg-240to759kBtuh-12p5eer | DEER2017 | D17 v2 |  | Any | Nrs | 1985 | CZ03 | cWtd | Cap-Tons | 503.2 | 116000 | None | 141 | 0.105 | 0 | 141 | 0.105 | 0 | 141 | 0.105 | 0 | 141 | 0.105 | 0 | DEER:HVAC_Split-Package_AC | Annual | 1719 | 141.14 | 0.10488 | 0 | 141.14 | 0.10488 | 0 | NE-HVAC-airAC-SpltPkg-240to759kBtuh-12p5eer_MZDEER2017AnyNrs1985CZ03cPVVG | 34902 | NE-HVAC-airAC-SpltPkg-240to759kBtuh-12p5eer_SZDEER2017AnyNrs1985CZ03cDXGF | 34901 |  | 170 | 0.109 | 0 | 25.7 | 0.0884 | 0 | 170 | 0.109 | 0 | 25.7 | 0.0884 | 0 | 513 | 115000 | 464 | 120000
NE-HVAC-airAC-SpltPkg-240to759kBtuh-12p5eer | DEER2017 | D17 v2 |  | Any | Nrs | 1985 | CZ04 | cWtd | Cap-Tons | 556 | 116000 | None | 225 | 0.142 | 0 | 225 | 0.142 | 0 | 225 | 0.142 | 0 | 225 | 0.142 | 0 | DEER:HVAC_Split-Package_AC | Annual | 1719 | 225.38 | 0.1418 | 0 | 225.38 | 0.1418 | 0 | NE-HVAC-airAC-SpltPkg-240to759kBtuh-12p5eer_MZDEER2017AnyNrs1985CZ04cPVVG | 34904 | NE-HVAC-airAC-SpltPkg-240to759kBtuh-12p5eer_SZDEER2017AnyNrs1985CZ04cDXGF | 34903 |  | 257 | 0.147 | 0 | 98.9 | 0.121 | 0 | 257 | 0.147 | 0 | 98.9 | 0.121 | 0 | 566 | 115000 | 516 | 120000
NE-HVAC-airAC-SpltPkg-240to759kBtuh-12p5eer | DEER2017 | D17 v2 |  | Any | Nrs | 1985 | CZ05 | cWtd | Cap-Tons | 457 | 116000 | None | 138 | 0.0873 | 0 | 138 | 0.0873 | 0 | 138 | 0.0873 | 0 | 138 | 0.0873 | 0 | DEER:HVAC_Split-Package_AC | Annual | 1719 | 138.34 | 0.08734 | 0 | 138.34 | 0.08734 | 0 | NE-HVAC-airAC-SpltPkg-240to759kBtuh-12p5eer_MZDEER2017AnyNrs1985CZ05cPVVG | 34906 | NE-HVAC-airAC-SpltPkg-240to759kBtuh-12p5eer_SZDEER2017AnyNrs1985CZ05cDXGF | 34905 |  | 166 | 0.0924 | 0 | 27.7 | 0.0671 | 0 | 166 | 0.0924 | 0 | 27.7 | 0.0671 | 0 | 464 | 115000 | 429 | 120000
NE-HVAC-airAC-SpltPkg-240to759kBtuh-12p5eer | DEER2017 | D17 v2 |  | Any | Nrs | 1985 | CZ06 | cWtd | Cap-Tons | 533.4 | 116000 | None | 279 | 0.115 | 0 | 279 | 0.115 | 0 | 279 | 0.115 | 0 | 279 | 0.115 | 0 | DEER:HVAC_Split-Package_AC | Annual | 1719 | 279.02 | 0.1154 | 0 | 279.02 | 0.1154 | 0 | NE-HVAC-airAC-SpltPkg-240to759kBtuh-12p5eer_MZDEER2017AnyNrs1985CZ06cPVVG | 34908 | NE-HVAC-airAC-SpltPkg-240to759kBtuh-12p5eer_SZDEER2017AnyNrs1985CZ06cDXGF | 34907 |  | 327 | 0.12 | 0 | 87.1 | 0.097 | 0 | 327 | 0.12 | 0 | 87.1 | 0.097 | 0 | 540 | 115000 | 507 | 120000
NE-HVAC-airAC-SpltPkg-240to759kBtuh-12p5eer | DEER2017 | D17 v2 |  | Any | Nrs | 1985 | CZ07 | cWtd | Cap-Tons | 517.8 | 116000 | None | 288 | 0.104 | 0 | 288 | 0.104 | 0 | 288 | 0.104 | 0 | 288 | 0.104 | 0 | DEER:HVAC_Split-Package_AC | Annual | 1719 | 287.56 | 0.10444 | 0 | 287.56 | 0.10444 | 0 | NE-HVAC-airAC-SpltPkg-240to759kBtuh-12p5eer_MZDEER2017AnyNrs1985CZ07cPVVG | 34910 | NE-HVAC-airAC-SpltPkg-240to759kBtuh-12p5eer_SZDEER2017AnyNrs1985CZ07cDXGF | 34909 |  | 345 | 0.108 | 0 | 57.8 | 0.0902 | 0 | 345 | 0.108 | 0 | 57.8 | 0.0902 | 0 | 529 | 115000 | 473 | 120000
NE-HVAC-airAC-SpltPkg-240to759kBtuh-12p5eer | DEER2017 | D17 v2 |  | Any | Nrs | 1985 | CZ08 | cWtd | Cap-Tons | 559.6 | 116000 | None | 312 | 0.137 | 0 | 312 | 0.137 | 0 | 312 | 0.137 | 0 | 312 | 0.137 | 0 | DEER:HVAC_Split-Package_AC | Annual | 1719 | 312 | 0.1372 | 0 | 312 | 0.1372 | 0 | NE-HVAC-airAC-SpltPkg-240to759kBtuh-12p5eer_MZDEER2017AnyNrs1985CZ08cPVVG | 34912 | NE-HVAC-airAC-SpltPkg-240to759kBtuh-12p5eer_SZDEER2017AnyNrs1985CZ08cDXGF | 34911 |  | 359 | 0.141 | 0 | 124 | 0.122 | 0 | 359 | 0.141 | 0 | 124 | 0.122 | 0 | 570 | 115000 | 518 | 120000
NE-HVAC-airAC-SpltPkg-240to759kBtuh-12p5eer | DEER2017 | D17 v2 |  | Any | Nrs | 1985 | CZ09 | cWtd | Cap-Tons | 682 | 116000 | None | 298 | 0.163 | 0 | 298 | 0.163 | 0 | 298 | 0.163 | 0 | 298 | 0.163 | 0 | DEER:HVAC_Split-Package_AC | Annual | 1719 | 298.2 | 0.163 | 0 | 298.2 | 0.163 | 0 | NE-HVAC-airAC-SpltPkg-240to759kBtuh-12p5eer_MZDEER2017AnyNrs1985CZ09cPVVG | 34914 | NE-HVAC-airAC-SpltPkg-240to759kBtuh-12p5eer_SZDEER2017AnyNrs1985CZ09cDXGF | 34913 |  | 340 | 0.167 | 0 | 131 | 0.147 | 0 | 340 | 0.167 | 0 | 131 | 0.147 | 0 | 690 | 115000 | 650 | 120000
NE-HVAC-airAC-SpltPkg-240to759kBtuh-12p5eer | DEER2017 | D17 v2 |  | Any | Nrs | 1985 | CZ10 | cWtd | Cap-Tons | 660.8 | 116000 | None | 307 | 0.18 | 0 | 307 | 0.18 | 0 | 307 | 0.18 | 0 | 307 | 0.18 | 0 | DEER:HVAC_Split-Package_AC | Annual | 1719 | 307 | 0.1802 | 0 | 307 | 0.1802 | 0 | NE-HVAC-airAC-SpltPkg-240to759kBtuh-12p5eer_MZDEER2017AnyNrs1985CZ10cPVVG | 34916 | NE-HVAC-airAC-SpltPkg-240to759kBtuh-12p5eer_SZDEER2017AnyNrs1985CZ10cDXGF | 34915 |  | 345 | 0.183 | 0 | 155 | 0.169 | 0 | 345 | 0.183 | 0 | 155 | 0.169 | 0 | 669 | 115000 | 628 | 120000
NE-HVAC-airAC-SpltPkg-240to759kBtuh-12p5eer | DEER2017 | D17 v2 |  | Any | Nrs | 1985 | CZ11 | cWtd | Cap-Tons | 664.6 | 116000 | None | 297 | 0.151 | 0 | 297 | 0.151 | 0 | 297 | 0.151 | 0 | 297 | 0.151 | 0 | DEER:HVAC_Split-Package_AC | Annual | 1719 | 296.8 | 0.1508 | 0 | 296.8 | 0.1508 | 0 | NE-HVAC-airAC-SpltPkg-240to759kBtuh-12p5eer_MZDEER2017AnyNrs1985CZ11cPVVG | 34918 | NE-HVAC-airAC-SpltPkg-240to759kBtuh-12p5eer_SZDEER2017AnyNrs1985CZ11cDXGF | 34917 |  | 328 | 0.155 | 0 | 172 | 0.134 | 0 | 328 | 0.155 | 0 | 172 | 0.134 | 0 | 670 | 115000 | 643 | 120000
NE-HVAC-airAC-SpltPkg-240to759kBtuh-12p5eer | DEER2017 | D17 v2 |  | Any | Nrs | 1985 | CZ12 | cWtd | Cap-Tons | 668.6 | 116000 | None | 244 | 0.149 | 0 | 244 | 0.149 | 0 | 244 | 0.149 | 0 | 244 | 0.149 | 0 | DEER:HVAC_Split-Package_AC | Annual | 1719 | 244 | 0.1486 | 0 | 244 | 0.1486 | 0 | NE-HVAC-airAC-SpltPkg-240to759kBtuh-12p5eer_MZDEER2017AnyNrs1985CZ12cPVVG | 34920 | NE-HVAC-airAC-SpltPkg-240to759kBtuh-12p5eer_SZDEER2017AnyNrs1985CZ12cDXGF | 34919 |  | 273 | 0.152 | 0 | 128 | 0.135 | 0 | 273 | 0.152 | 0 | 128 | 0.135 | 0 | 676 | 115000 | 639 | 120000
NE-HVAC-airAC-SpltPkg-240to759kBtuh-12p5eer | DEER2017 | D17 v2 |  | Any | Nrs | 1985 | CZ13 | cWtd | Cap-Tons | 682.8 | 116000 | None | 306 | 0.149 | 0 | 306 | 0.149 | 0 | 306 | 0.149 | 0 | 306 | 0.149 | 0 | DEER:HVAC_Split-Package_AC | Annual | 1719 | 306 | 0.149 | 0 | 306 | 0.149 | 0 | NE-HVAC-airAC-SpltPkg-240to759kBtuh-12p5eer_MZDEER2017AnyNrs1985CZ13cPVVG | 34922 | NE-HVAC-airAC-SpltPkg-240to759kBtuh-12p5eer_SZDEER2017AnyNrs1985CZ13cDXGF | 34921 |  | 338 | 0.152 | 0 | 178 | 0.137 | 0 | 338 | 0.152 | 0 | 178 | 0.137 | 0 | 691 | 115000 | 650 | 120000
NE-HVAC-airAC-SpltPkg-240to759kBtuh-12p5eer | DEER2017 | D17 v2 |  | Any | Nrs | 1985 | CZ14 | cWtd | Cap-Tons | 594.2 | 116000 | None | 311 | 0.168 | 0 | 311 | 0.168 | 0 | 311 | 0.168 | 0 | 311 | 0.168 | 0 | DEER:HVAC_Split-Package_AC | Annual | 1719 | 311 | 0.1684 | 0 | 311 | 0.1684 | 0 | NE-HVAC-airAC-SpltPkg-240to759kBtuh-12p5eer_MZDEER2017AnyNrs1985CZ14cPVVG | 34924 | NE-HVAC-airAC-SpltPkg-240to759kBtuh-12p5eer_SZDEER2017AnyNrs1985CZ14cDXGF | 34923 |  | 340 | 0.173 | 0 | 195 | 0.15 | 0 | 340 | 0.173 | 0 | 195 | 0.15 | 0 | 604 | 115000 | 555 | 120000
NE-HVAC-airAC-SpltPkg-240to759kBtuh-12p5eer | DEER2017 | D17 v2 |  | Any | Nrs | 1985 | CZ15 | cWtd | Cap-Tons | 703 | 116000 | None | 515 | 0.169 | 0 | 515 | 0.169 | 0 | 515 | 0.169 | 0 | 515 | 0.169 | 0 | DEER:HVAC_Split-Package_AC | Annual | 1719 | 515 | 0.1686 | 0 | 515 | 0.1686 | 0 | NE-HVAC-airAC-SpltPkg-240to759kBtuh-12p5eer_MZDEER2017AnyNrs1985CZ15cPVVG | 34926 | NE-HVAC-airAC-SpltPkg-240to759kBtuh-12p5eer_SZDEER2017AnyNrs1985CZ15cDXGF | 34925 |  | 554 | 0.173 | 0 | 359 | 0.151 | 0 | 554 | 0.173 | 0 | 359 | 0.151 | 0 | 712 | 115000 | 667 | 120000
NE-HVAC-airAC-SpltPkg-240to759kBtuh-12p5eer | DEER2017 | D17 v2 |  | Any | Nrs | 1985 | CZ16 | cWtd | Cap-Tons | 499.4 | 116000 | None | 155 | 0.101 | 0 | 155 | 0.101 | 0 | 155 | 0.101 | 0 | 155 | 0.101 | 0 | DEER:HVAC_Split-Package_AC | Annual | 1719 | 154.88 | 0.10102 | 0 | 154.88 | 0.10102 | 0 | NE-HVAC-airAC-SpltPkg-240to759kBtuh-12p5eer_MZDEER2017AnyNrs1985CZ16cPVVG | 34928 | NE-HVAC-airAC-SpltPkg-240to759kBtuh-12p5eer_SZDEER2017AnyNrs1985CZ16cDXGF | 34927 |  | 178 | 0.104 | 0 | 62.4 | 0.0891 | 0 | 178 | 0.104 | 0 | 62.4 | 0.0891 | 0 | 511 | 115000 | 453 | 120000
NE-HVAC-airAC-SpltPkg-240to759kBtuh-12p5eer | DEER2017 | D17 v2 |  | Any | Nrs | 1996 | CZ01 | cWtd | Cap-Tons | 395.6 | 116000 | None | 75.7 | 0.0546 | 0 | 75.7 | 0.0546 | 0 | 75.7 | 0.0546 | 0 | 75.7 | 0.0546 | 0 | DEER:HVAC_Split-Package_AC | Annual | 1719 | 75.746 | 0.05456 | 0 | 75.746 | 0.05456 | 0 | NE-HVAC-airAC-SpltPkg-240to759kBtuh-12p5eer_MZDEER2017AnyNrs1996CZ01cPVVG | 56258 | NE-HVAC-airAC-SpltPkg-240to759kBtuh-12p5eer_SZDEER2017AnyNrs1996CZ01cDXGF | 56257 |  | 94.4 | 0.0631 | 0 | 1.13 | 0.0204 | 0 | 94.4 | 0.0631 | 0 | 1.13 | 0.0204 | 0 | 398 | 115000 | 386 | 120000
NE-HVAC-airAC-SpltPkg-240to759kBtuh-12p5eer | DEER2017 | D17 v2 |  | Any | Nrs | 1996 | CZ02 | cWtd | Cap-Tons | 561.6 | 116000 | None | 185 | 0.145 | 0 | 185 | 0.145 | 0 | 185 | 0.145 | 0 | 185 | 0.145 | 0 | DEER:HVAC_Split-Package_AC | Annual | 1719 | 184.6 | 0.1446 | 0 | 184.6 | 0.1446 | 0 | NE-HVAC-airAC-SpltPkg-240to759kBtuh-12p5eer_MZDEER2017AnyNrs1996CZ02cPVVG | 56260 | NE-HVAC-airAC-SpltPkg-240to759kBtuh-12p5eer_SZDEER2017AnyNrs1996CZ02cDXGF | 56259 |  | 213 | 0.15 | 0 | 71 | 0.123 | 0 | 213 | 0.15 | 0 | 71 | 0.123 | 0 | 561 | 115000 | 564 | 120000
NE-HVAC-airAC-SpltPkg-240to759kBtuh-12p5eer | DEER2017 | D17 v2 |  | Any | Nrs | 1996 | CZ03 | cWtd | Cap-Tons | 469.8 | 116000 | None | 152 | 0.1 | 0 | 152 | 0.1 | 0 | 152 | 0.1 | 0 | 152 | 0.1 | 0 | DEER:HVAC_Split-Package_AC | Annual | 1719 | 152.42 | 0.10044 | 0 | 152.42 | 0.10044 | 0 | NE-HVAC-airAC-SpltPkg-240to759kBtuh-12p5eer_MZDEER2017AnyNrs1996CZ03cPVVG | 56262 | NE-HVAC-airAC-SpltPkg-240to759kBtuh-12p5eer_SZDEER2017AnyNrs1996CZ03cDXGF | 56261 |  | 185 | 0.105 | 0 | 22.1 | 0.0822 | 0 | 185 | 0.105 | 0 | 22.1 | 0.0822 | 0 | 472 | 115000 | 461 | 120000
NE-HVAC-airAC-SpltPkg-240to759kBtuh-12p5eer | DEER2017 | D17 v2 |  | Any | Nrs | 1996 | CZ04 | cWtd | Cap-Tons | 515.6 | 116000 | None | 238 | 0.137 | 0 | 238 | 0.137 | 0 | 238 | 0.137 | 0 | 238 | 0.137 | 0 | DEER:HVAC_Split-Package_AC | Annual | 1719 | 238.06 | 0.1372 | 0 | 238.06 | 0.1372 | 0 | NE-HVAC-airAC-SpltPkg-240to759kBtuh-12p5eer_MZDEER2017AnyNrs1996CZ04cPVVG | 56264 | NE-HVAC-airAC-SpltPkg-240to759kBtuh-12p5eer_SZDEER2017AnyNrs1996CZ04cDXGF | 56263 |  | 275 | 0.143 | 0 | 90.3 | 0.114 | 0 | 275 | 0.143 | 0 | 90.3 | 0.114 | 0 | 517 | 115000 | 510 | 120000
NE-HVAC-airAC-SpltPkg-240to759kBtuh-12p5eer | DEER2017 | D17 v2 |  | Any | Nrs | 1996 | CZ05 | cWtd | Cap-Tons | 419.2 | 116000 | None | 160 | 0.083 | 0 | 160 | 0.083 | 0 | 160 | 0.083 | 0 | 160 | 0.083 | 0 | DEER:HVAC_Split-Package_AC | Annual | 1719 | 159.94 | 0.08296 | 0 | 159.94 | 0.08296 | 0 | NE-HVAC-airAC-SpltPkg-240to759kBtuh-12p5eer_MZDEER2017AnyNrs1996CZ05cPVVG | 56266 | NE-HVAC-airAC-SpltPkg-240to759kBtuh-12p5eer_SZDEER2017AnyNrs1996CZ05cDXGF | 56265 |  | 194 | 0.0884 | 0 | 23.7 | 0.0612 | 0 | 194 | 0.0884 | 0 | 23.7 | 0.0612 | 0 | 419 | 115000 | 420 | 120000
NE-HVAC-airAC-SpltPkg-240to759kBtuh-12p5eer | DEER2017 | D17 v2 |  | Any | Nrs | 1996 | CZ06 | cWtd | Cap-Tons | 527.4 | 116000 | None | 285 | 0.107 | 0 | 285 | 0.107 | 0 | 285 | 0.107 | 0 | 285 | 0.107 | 0 | DEER:HVAC_Split-Package_AC | Annual | 1719 | 285.38 | 0.10656 | 0 | 285.38 | 0.10656 | 0 | NE-HVAC-airAC-SpltPkg-240to759kBtuh-12p5eer_MZDEER2017AnyNrs1996CZ06cPVVG | 56268 | NE-HVAC-airAC-SpltPkg-240to759kBtuh-12p5eer_SZDEER2017AnyNrs1996CZ06cDXGF | 56267 |  | 338 | 0.111 | 0 | 74.9 | 0.0888 | 0 | 338 | 0.111 | 0 | 74.9 | 0.0888 | 0 | 526 | 115000 | 533 | 120000
NE-HVAC-airAC-SpltPkg-240to759kBtuh-12p5eer | DEER2017 | D17 v2 |  | Any | Nrs | 1996 | CZ07 | cWtd | Cap-Tons | 480.6 | 116000 | None | 309 | 0.102 | 0 | 309 | 0.102 | 0 | 309 | 0.102 | 0 | 309 | 0.102 | 0 | DEER:HVAC_Split-Package_AC | Annual | 1719 | 308.56 | 0.10188 | 0 | 308.56 | 0.10188 | 0 | NE-HVAC-airAC-SpltPkg-240to759kBtuh-12p5eer_MZDEER2017AnyNrs1996CZ07cPVVG | 56270 | NE-HVAC-airAC-SpltPkg-240to759kBtuh-12p5eer_SZDEER2017AnyNrs1996CZ07cDXGF | 56269 |  | 373 | 0.106 | 0 | 50.8 | 0.0854 | 0 | 373 | 0.106 | 0 | 50.8 | 0.0854 | 0 | 484 | 115000 | 467 | 120000
NE-HVAC-airAC-SpltPkg-240to759kBtuh-12p5eer | DEER2017 | D17 v2 |  | Any | Nrs | 1996 | CZ08 | cWtd | Cap-Tons | 521.4 | 116000 | None | 316 | 0.134 | 0 | 316 | 0.134 | 0 | 316 | 0.134 | 0 | 316 | 0.134 | 0 | DEER:HVAC_Split-Package_AC | Annual | 1719 | 316 | 0.1336 | 0 | 316 | 0.1336 | 0 | NE-HVAC-airAC-SpltPkg-240to759kBtuh-12p5eer_MZDEER2017AnyNrs1996CZ08cPVVG | 56272 | NE-HVAC-airAC-SpltPkg-240to759kBtuh-12p5eer_SZDEER2017AnyNrs1996CZ08cDXGF | 56271 |  | 366 | 0.138 | 0 | 116 | 0.116 | 0 | 366 | 0.138 | 0 | 116 | 0.116 | 0 | 524 | 115000 | 511 | 120000
NE-HVAC-airAC-SpltPkg-240to759kBtuh-12p5eer | DEER2017 | D17 v2 |  | Any | Nrs | 1996 | CZ09 | cWtd | Cap-Tons | 637 | 116000 | None | 306 | 0.161 | 0 | 306 | 0.161 | 0 | 306 | 0.161 | 0 | 306 | 0.161 | 0 | DEER:HVAC_Split-Package_AC | Annual | 1719 | 305.6 | 0.1612 | 0 | 305.6 | 0.1612 | 0 | NE-HVAC-airAC-SpltPkg-240to759kBtuh-12p5eer_MZDEER2017AnyNrs1996CZ09cPVVG | 56274 | NE-HVAC-airAC-SpltPkg-240to759kBtuh-12p5eer_SZDEER2017AnyNrs1996CZ09cDXGF | 56273 |  | 351 | 0.166 | 0 | 124 | 0.142 | 0 | 351 | 0.166 | 0 | 124 | 0.142 | 0 | 636 | 115000 | 641 | 120000
NE-HVAC-airAC-SpltPkg-240to759kBtuh-12p5eer | DEER2017 | D17 v2 |  | Any | Nrs | 1996 | CZ10 | cWtd | Cap-Tons | 611.8 | 116000 | None | 312 | 0.175 | 0 | 312 | 0.175 | 0 | 312 | 0.175 | 0 | 312 | 0.175 | 0 | DEER:HVAC_Split-Package_AC | Annual | 1719 | 312.4 | 0.1752 | 0 | 312.4 | 0.1752 | 0 | NE-HVAC-airAC-SpltPkg-240to759kBtuh-12p5eer_MZDEER2017AnyNrs1996CZ10cPVVG | 56276 | NE-HVAC-airAC-SpltPkg-240to759kBtuh-12p5eer_SZDEER2017AnyNrs1996CZ10cDXGF | 56275 |  | 354 | 0.181 | 0 | 146 | 0.152 | 0 | 354 | 0.181 | 0 | 146 | 0.152 | 0 | 610 | 115000 | 619 | 120000
NE-HVAC-airAC-SpltPkg-240to759kBtuh-12p5eer | DEER2017 | D17 v2 |  | Any | Nrs | 1996 | CZ11 | cWtd | Cap-Tons | 600 | 116000 | None | 302 | 0.146 | 0 | 302 | 0.146 | 0 | 302 | 0.146 | 0 | 302 | 0.146 | 0 | DEER:HVAC_Split-Package_AC | Annual | 1719 | 302.4 | 0.1458 | 0 | 302.4 | 0.1458 | 0 | NE-HVAC-airAC-SpltPkg-240to759kBtuh-12p5eer_MZDEER2017AnyNrs1996CZ11cPVVG | 56278 | NE-HVAC-airAC-SpltPkg-240to759kBtuh-12p5eer_SZDEER2017AnyNrs1996CZ11cDXGF | 56277 |  | 338 | 0.151 | 0 | 160 | 0.125 | 0 | 338 | 0.151 | 0 | 160 | 0.125 | 0 | 594 | 115000 | 624 | 120000
NE-HVAC-airAC-SpltPkg-240to759kBtuh-12p5eer | DEER2017 | D17 v2 |  | Any | Nrs | 1996 | CZ12 | cWtd | Cap-Tons | 613.8 | 116000 | None | 252 | 0.142 | 0 | 252 | 0.142 | 0 | 252 | 0.142 | 0 | 252 | 0.142 | 0 | DEER:HVAC_Split-Package_AC | Annual | 1719 | 252 | 0.1416 | 0 | 252 | 0.1416 | 0 | NE-HVAC-airAC-SpltPkg-240to759kBtuh-12p5eer_MZDEER2017AnyNrs1996CZ12cPVVG | 56280 | NE-HVAC-airAC-SpltPkg-240to759kBtuh-12p5eer_SZDEER2017AnyNrs1996CZ12cDXGF | 56279 |  | 286 | 0.146 | 0 | 116 | 0.124 | 0 | 286 | 0.146 | 0 | 116 | 0.124 | 0 | 610 | 115000 | 629 | 120000
NE-HVAC-airAC-SpltPkg-240to759kBtuh-12p5eer | DEER2017 | D17 v2 |  | Any | Nrs | 1996 | CZ13 | cWtd | Cap-Tons | 623.6 | 116000 | None | 310 | 0.142 | 0 | 310 | 0.142 | 0 | 310 | 0.142 | 0 | 310 | 0.142 | 0 | DEER:HVAC_Split-Package_AC | Annual | 1719 | 310.4 | 0.142 | 0 | 310.4 | 0.142 | 0 | NE-HVAC-airAC-SpltPkg-240to759kBtuh-12p5eer_MZDEER2017AnyNrs1996CZ13cPVVG | 56282 | NE-HVAC-airAC-SpltPkg-240to759kBtuh-12p5eer_SZDEER2017AnyNrs1996CZ13cDXGF | 56281 |  | 347 | 0.147 | 0 | 164 | 0.122 | 0 | 347 | 0.147 | 0 | 164 | 0.122 | 0 | 620 | 115000 | 638 | 120000
NE-HVAC-airAC-SpltPkg-240to759kBtuh-12p5eer | DEER2017 | D17 v2 |  | Any | Nrs | 1996 | CZ14 | cWtd | Cap-Tons | 541.4 | 116000 | None | 310 | 0.16 | 0 | 310 | 0.16 | 0 | 310 | 0.16 | 0 | 310 | 0.16 | 0 | DEER:HVAC_Split-Package_AC | Annual | 1719 | 310.2 | 0.16 | 0 | 310.2 | 0.16 | 0 | NE-HVAC-airAC-SpltPkg-240to759kBtuh-12p5eer_MZDEER2017AnyNrs1996CZ14cPVVG | 56284 | NE-HVAC-airAC-SpltPkg-240to759kBtuh-12p5eer_SZDEER2017AnyNrs1996CZ14cDXGF | 56283 |  | 343 | 0.166 | 0 | 179 | 0.136 | 0 | 343 | 0.166 | 0 | 179 | 0.136 | 0 | 541 | 115000 | 543 | 120000
NE-HVAC-airAC-SpltPkg-240to759kBtuh-12p5eer | DEER2017 | D17 v2 |  | Any | Nrs | 1996 | CZ15 | cWtd | Cap-Tons | 638.2 | 116000 | None | 517 | 0.163 | 0 | 517 | 0.163 | 0 | 517 | 0.163 | 0 | 517 | 0.163 | 0 | DEER:HVAC_Split-Package_AC | Annual | 1719 | 517 | 0.1632 | 0 | 517 | 0.1632 | 0 | NE-HVAC-airAC-SpltPkg-240to759kBtuh-12p5eer_MZDEER2017AnyNrs1996CZ15cPVVG | 56286 | NE-HVAC-airAC-SpltPkg-240to759kBtuh-12p5eer_SZDEER2017AnyNrs1996CZ15cDXGF | 56285 |  | 562 | 0.168 | 0 | 337 | 0.144 | 0 | 562 | 0.168 | 0 | 337 | 0.144 | 0 | 635 | 115000 | 651 | 120000
NE-HVAC-airAC-SpltPkg-240to759kBtuh-12p5eer | DEER2017 | D17 v2 |  | Any | Nrs | 1996 | CZ16 | cWtd | Cap-Tons | 455.6 | 116000 | None | 159 | 0.0959 | 0 | 159 | 0.0959 | 0 | 159 | 0.0959 | 0 | 159 | 0.0959 | 0 | DEER:HVAC_Split-Package_AC | Annual | 1719 | 158.54 | 0.09586 | 0 | 158.54 | 0.09586 | 0 | NE-HVAC-airAC-SpltPkg-240to759kBtuh-12p5eer_MZDEER2017AnyNrs1996CZ16cPVVG | 56288 | NE-HVAC-airAC-SpltPkg-240to759kBtuh-12p5eer_SZDEER2017AnyNrs1996CZ16cDXGF | 56287 |  | 185 | 0.0994 | 0 | 52.7 | 0.0817 | 0 | 185 | 0.0994 | 0 | 52.7 | 0.0817 | 0 | 458 | 115000 | 446 | 120000
NE-HVAC-airAC-SpltPkg-240to759kBtuh-12p5eer | DEER2017 | D17 v2 |  | Any | Nrs | 2003 | CZ01 | cWtd | Cap-Tons | 394.8 | 116000 | None | 42.8 | 0.0507 | 0 | 42.8 | 0.0507 | 0 | 42.8 | 0.0507 | 0 | 42.8 | 0.0507 | 0 | DEER:HVAC_Split-Package_AC | Annual | 1719 | 42.772 | 0.05072 | 0 | 42.772 | 0.05072 | 0 | NE-HVAC-airAC-SpltPkg-240to759kBtuh-12p5eer_MZDEER2017AnyNrs2003CZ01cPVVG | 77618 | NE-HVAC-airAC-SpltPkg-240to759kBtuh-12p5eer_SZDEER2017AnyNrs2003CZ01cDXGF | 77617 |  | 53.2 | 0.0585 | 0 | 1.06 | 0.0196 | 0 | 53.2 | 0.0585 | 0 | 1.06 | 0.0196 | 0 | 397 | 115000 | 386 | 120000
NE-HVAC-airAC-SpltPkg-240to759kBtuh-12p5eer | DEER2017 | D17 v2 |  | Any | Nrs | 2003 | CZ02 | cWtd | Cap-Tons | 550 | 116000 | None | 151 | 0.124 | 0 | 151 | 0.124 | 0 | 151 | 0.124 | 0 | 151 | 0.124 | 0 | DEER:HVAC_Split-Package_AC | Annual | 1719 | 151.32 | 0.1244 | 0 | 151.32 | 0.1244 | 0 | NE-HVAC-airAC-SpltPkg-240to759kBtuh-12p5eer_MZDEER2017AnyNrs2003CZ02cPVVG | 77620 | NE-HVAC-airAC-SpltPkg-240to759kBtuh-12p5eer_SZDEER2017AnyNrs2003CZ02cDXGF | 77619 |  | 173 | 0.127 | 0 | 64.6 | 0.114 | 0 | 173 | 0.127 | 0 | 64.6 | 0.114 | 0 | 547 | 115000 | 562 | 120000
NE-HVAC-airAC-SpltPkg-240to759kBtuh-12p5eer | DEER2017 | D17 v2 |  | Any | Nrs | 2003 | CZ03 | cWtd | Cap-Tons | 462.6 | 116000 | None | 124 | 0.0854 | 0 | 124 | 0.0854 | 0 | 124 | 0.0854 | 0 | 124 | 0.0854 | 0 | DEER:HVAC_Split-Package_AC | Annual | 1719 | 123.94 | 0.08542 | 0 | 123.94 | 0.08542 | 0 | NE-HVAC-airAC-SpltPkg-240to759kBtuh-12p5eer_MZDEER2017AnyNrs2003CZ03cPVVG | 77622 | NE-HVAC-airAC-SpltPkg-240to759kBtuh-12p5eer_SZDEER2017AnyNrs2003CZ03cDXGF | 77621 |  | 150 | 0.0875 | 0 | 19.7 | 0.0771 | 0 | 150 | 0.0875 | 0 | 19.7 | 0.0771 | 0 | 463 | 115000 | 461 | 120000
NE-HVAC-airAC-SpltPkg-240to759kBtuh-12p5eer | DEER2017 | D17 v2 |  | Any | Nrs | 2003 | CZ04 | cWtd | Cap-Tons | 504 | 116000 | None | 196 | 0.12 | 0 | 196 | 0.12 | 0 | 196 | 0.12 | 0 | 196 | 0.12 | 0 | DEER:HVAC_Split-Package_AC | Annual | 1719 | 195.92 | 0.12 | 0 | 195.92 | 0.12 | 0 | NE-HVAC-airAC-SpltPkg-240to759kBtuh-12p5eer_MZDEER2017AnyNrs2003CZ04cPVVG | 77624 | NE-HVAC-airAC-SpltPkg-240to759kBtuh-12p5eer_SZDEER2017AnyNrs2003CZ04cDXGF | 77623 |  | 224 | 0.123 | 0 | 83.6 | 0.108 | 0 | 224 | 0.123 | 0 | 83.6 | 0.108 | 0 | 503 | 115000 | 508 | 120000
NE-HVAC-airAC-SpltPkg-240to759kBtuh-12p5eer | DEER2017 | D17 v2 |  | Any | Nrs | 2003 | CZ05 | cWtd | Cap-Tons | 410.4 | 116000 | None | 128 | 0.0707 | 0 | 128 | 0.0707 | 0 | 128 | 0.0707 | 0 | 128 | 0.0707 | 0 | DEER:HVAC_Split-Package_AC | Annual | 1719 | 128.16 | 0.07066 | 0 | 128.16 | 0.07066 | 0 | NE-HVAC-airAC-SpltPkg-240to759kBtuh-12p5eer_MZDEER2017AnyNrs2003CZ05cPVVG | 77626 | NE-HVAC-airAC-SpltPkg-240to759kBtuh-12p5eer_SZDEER2017AnyNrs2003CZ05cDXGF | 77625 |  | 155 | 0.0742 | 0 | 20.8 | 0.0565 | 0 | 155 | 0.0742 | 0 | 20.8 | 0.0565 | 0 | 408 | 115000 | 420 | 120000
NE-HVAC-airAC-SpltPkg-240to759kBtuh-12p5eer | DEER2017 | D17 v2 |  | Any | Nrs | 2003 | CZ06 | cWtd | Cap-Tons | 515 | 116000 | None | 245 | 0.0936 | 0 | 245 | 0.0936 | 0 | 245 | 0.0936 | 0 | 245 | 0.0936 | 0 | DEER:HVAC_Split-Package_AC | Annual | 1719 | 244.8 | 0.09356 | 0 | 244.8 | 0.09356 | 0 | NE-HVAC-airAC-SpltPkg-240to759kBtuh-12p5eer_MZDEER2017AnyNrs2003CZ06cPVVG | 77628 | NE-HVAC-airAC-SpltPkg-240to759kBtuh-12p5eer_SZDEER2017AnyNrs2003CZ06cDXGF | 77627 |  | 289 | 0.096 | 0 | 68 | 0.0838 | 0 | 289 | 0.096 | 0 | 68 | 0.0838 | 0 | 511 | 115000 | 531 | 120000
NE-HVAC-airAC-SpltPkg-240to759kBtuh-12p5eer | DEER2017 | D17 v2 |  | Any | Nrs | 2003 | CZ07 | cWtd | Cap-Tons | 469 | 116000 | None | 263 | 0.089 | 0 | 263 | 0.089 | 0 | 263 | 0.089 | 0 | 263 | 0.089 | 0 | DEER:HVAC_Split-Package_AC | Annual | 1719 | 262.56 | 0.08898 | 0 | 262.56 | 0.08898 | 0 | NE-HVAC-airAC-SpltPkg-240to759kBtuh-12p5eer_MZDEER2017AnyNrs2003CZ07cPVVG | 77630 | NE-HVAC-airAC-SpltPkg-240to759kBtuh-12p5eer_SZDEER2017AnyNrs2003CZ07cDXGF | 77629 |  | 317 | 0.0912 | 0 | 44.8 | 0.0801 | 0 | 317 | 0.0912 | 0 | 44.8 | 0.0801 | 0 | 470 | 115000 | 465 | 120000
NE-HVAC-airAC-SpltPkg-240to759kBtuh-12p5eer | DEER2017 | D17 v2 |  | Any | Nrs | 2003 | CZ08 | cWtd | Cap-Tons | 509 | 116000 | None | 283 | 0.118 | 0 | 283 | 0.118 | 0 | 283 | 0.118 | 0 | 283 | 0.118 | 0 | DEER:HVAC_Split-Package_AC | Annual | 1719 | 283 | 0.1178 | 0 | 283 | 0.1178 | 0 | NE-HVAC-airAC-SpltPkg-240to759kBtuh-12p5eer_MZDEER2017AnyNrs2003CZ08cPVVG | 77632 | NE-HVAC-airAC-SpltPkg-240to759kBtuh-12p5eer_SZDEER2017AnyNrs2003CZ08cDXGF | 77631 |  | 327 | 0.12 | 0 | 107 | 0.109 | 0 | 327 | 0.12 | 0 | 107 | 0.109 | 0 | 509 | 115000 | 509 | 120000
NE-HVAC-airAC-SpltPkg-240to759kBtuh-12p5eer | DEER2017 | D17 v2 |  | Any | Nrs | 2003 | CZ09 | cWtd | Cap-Tons | 617.2 | 116000 | None | 270 | 0.143 | 0 | 270 | 0.143 | 0 | 270 | 0.143 | 0 | 270 | 0.143 | 0 | DEER:HVAC_Split-Package_AC | Annual | 1719 | 270 | 0.1434 | 0 | 270 | 0.1434 | 0 | NE-HVAC-airAC-SpltPkg-240to759kBtuh-12p5eer_MZDEER2017AnyNrs2003CZ09cPVVG | 77634 | NE-HVAC-airAC-SpltPkg-240to759kBtuh-12p5eer_SZDEER2017AnyNrs2003CZ09cDXGF | 77633 |  | 309 | 0.147 | 0 | 114 | 0.129 | 0 | 309 | 0.147 | 0 | 114 | 0.129 | 0 | 612 | 115000 | 638 | 120000
NE-HVAC-airAC-SpltPkg-240to759kBtuh-12p5eer | DEER2017 | D17 v2 |  | Any | Nrs | 2003 | CZ10 | cWtd | Cap-Tons | 593.4 | 116000 | None | 275 | 0.15 | 0 | 275 | 0.15 | 0 | 275 | 0.15 | 0 | 275 | 0.15 | 0 | DEER:HVAC_Split-Package_AC | Annual | 1719 | 275 | 0.15 | 0 | 275 | 0.15 | 0 | NE-HVAC-airAC-SpltPkg-240to759kBtuh-12p5eer_MZDEER2017AnyNrs2003CZ10cPVVG | 77636 | NE-HVAC-airAC-SpltPkg-240to759kBtuh-12p5eer_SZDEER2017AnyNrs2003CZ10cDXGF | 77635 |  | 310 | 0.153 | 0 | 135 | 0.138 | 0 | 310 | 0.153 | 0 | 135 | 0.138 | 0 | 588 | 115000 | 615 | 120000
NE-HVAC-airAC-SpltPkg-240to759kBtuh-12p5eer | DEER2017 | D17 v2 |  | Any | Nrs | 2003 | CZ11 | cWtd | Cap-Tons | 589.2 | 116000 | None | 266 | 0.13 | 0 | 266 | 0.13 | 0 | 266 | 0.13 | 0 | 266 | 0.13 | 0 | DEER:HVAC_Split-Package_AC | Annual | 1719 | 265.6 | 0.1302 | 0 | 265.6 | 0.1302 | 0 | NE-HVAC-airAC-SpltPkg-240to759kBtuh-12p5eer_MZDEER2017AnyNrs2003CZ11cPVVG | 77638 | NE-HVAC-airAC-SpltPkg-240to759kBtuh-12p5eer_SZDEER2017AnyNrs2003CZ11cDXGF | 77637 |  | 294 | 0.133 | 0 | 152 | 0.119 | 0 | 294 | 0.133 | 0 | 152 | 0.119 | 0 | 581 | 115000 | 622 | 120000
NE-HVAC-airAC-SpltPkg-240to759kBtuh-12p5eer | DEER2017 | D17 v2 |  | Any | Nrs | 2003 | CZ12 | cWtd | Cap-Tons | 606.4 | 116000 | None | 214 | 0.124 | 0 | 214 | 0.124 | 0 | 214 | 0.124 | 0 | 214 | 0.124 | 0 | DEER:HVAC_Split-Package_AC | Annual | 1719 | 214.2 | 0.124 | 0 | 214.2 | 0.124 | 0 | NE-HVAC-airAC-SpltPkg-240to759kBtuh-12p5eer_MZDEER2017AnyNrs2003CZ12cPVVG | 77640 | NE-HVAC-airAC-SpltPkg-240to759kBtuh-12p5eer_SZDEER2017AnyNrs2003CZ12cDXGF | 77639 |  | 240 | 0.126 | 0 | 111 | 0.116 | 0 | 240 | 0.126 | 0 | 111 | 0.116 | 0 | 601 | 115000 | 628 | 120000
NE-HVAC-airAC-SpltPkg-240to759kBtuh-12p5eer | DEER2017 | D17 v2 |  | Any | Nrs | 2003 | CZ13 | cWtd | Cap-Tons | 613.6 | 116000 | None | 271 | 0.126 | 0 | 271 | 0.126 | 0 | 271 | 0.126 | 0 | 271 | 0.126 | 0 | DEER:HVAC_Split-Package_AC | Annual | 1719 | 271.4 | 0.1258 | 0 | 271.4 | 0.1258 | 0 | NE-HVAC-airAC-SpltPkg-240to759kBtuh-12p5eer_MZDEER2017AnyNrs2003CZ13cPVVG | 77642 | NE-HVAC-airAC-SpltPkg-240to759kBtuh-12p5eer_SZDEER2017AnyNrs2003CZ13cDXGF | 77641 |  | 300 | 0.128 | 0 | 157 | 0.117 | 0 | 300 | 0.128 | 0 | 157 | 0.117 | 0 | 608 | 115000 | 636 | 120000
NE-HVAC-airAC-SpltPkg-240to759kBtuh-12p5eer | DEER2017 | D17 v2 |  | Any | Nrs | 2003 | CZ14 | cWtd | Cap-Tons | 531.6 | 116000 | None | 279 | 0.142 | 0 | 279 | 0.142 | 0 | 279 | 0.142 | 0 | 279 | 0.142 | 0 | DEER:HVAC_Split-Package_AC | Annual | 1719 | 279.2 | 0.1424 | 0 | 279.2 | 0.1424 | 0 | NE-HVAC-airAC-SpltPkg-240to759kBtuh-12p5eer_MZDEER2017AnyNrs2003CZ14cPVVG | 77644 | NE-HVAC-airAC-SpltPkg-240to759kBtuh-12p5eer_SZDEER2017AnyNrs2003CZ14cDXGF | 77643 |  | 306 | 0.145 | 0 | 172 | 0.132 | 0 | 306 | 0.145 | 0 | 172 | 0.132 | 0 | 529 | 115000 | 542 | 120000
NE-HVAC-airAC-SpltPkg-240to759kBtuh-12p5eer | DEER2017 | D17 v2 |  | Any | Nrs | 2003 | CZ15 | cWtd | Cap-Tons | 625 | 116000 | None | 472 | 0.149 | 0 | 472 | 0.149 | 0 | 472 | 0.149 | 0 | 472 | 0.149 | 0 | DEER:HVAC_Split-Package_AC | Annual | 1719 | 471.6 | 0.1488 | 0 | 471.6 | 0.1488 | 0 | NE-HVAC-airAC-SpltPkg-240to759kBtuh-12p5eer_MZDEER2017AnyNrs2003CZ15cPVVG | 77646 | NE-HVAC-airAC-SpltPkg-240to759kBtuh-12p5eer_SZDEER2017AnyNrs2003CZ15cDXGF | 77645 |  | 508 | 0.151 | 0 | 326 | 0.14 | 0 | 508 | 0.151 | 0 | 326 | 0.14 | 0 | 619 | 115000 | 649 | 120000
NE-HVAC-airAC-SpltPkg-240to759kBtuh-12p5eer | DEER2017 | D17 v2 |  | Any | Nrs | 2003 | CZ16 | cWtd | Cap-Tons | 450.8 | 116000 | None | 146 | 0.0853 | 0 | 146 | 0.0853 | 0 | 146 | 0.0853 | 0 | 146 | 0.0853 | 0 | DEER:HVAC_Split-Package_AC | Annual | 1719 | 145.96 | 0.0853 | 0 | 145.96 | 0.0853 | 0 | NE-HVAC-airAC-SpltPkg-240to759kBtuh-12p5eer_MZDEER2017AnyNrs2003CZ16cPVVG | 77648 | NE-HVAC-airAC-SpltPkg-240to759kBtuh-12p5eer_SZDEER2017AnyNrs2003CZ16cDXGF | 77647 |  | 170 | 0.0869 | 0 | 49.8 | 0.0789 | 0 | 170 | 0.0869 | 0 | 49.8 | 0.0789 | 0 | 452 | 115000 | 446 | 120000
NE-HVAC-airAC-SpltPkg-240to759kBtuh-12p5eer | DEER2017 | D17 v2 |  | Any | Nrs | 2007 | CZ01 | cWtd | Cap-Tons | 394.8 | 116000 | None | 42.3 | 0.0505 | 0 | 42.3 | 0.0505 | 0 | 42.3 | 0.0505 | 0 | 42.3 | 0.0505 | 0 | DEER:HVAC_Split-Package_AC | Annual | 1719 | 42.288 | 0.0505 | 0 | 42.288 | 0.0505 | 0 | NE-HVAC-airAC-SpltPkg-240to759kBtuh-12p5eer_MZDEER2017AnyNrs2007CZ01cPVVG | 98978 | NE-HVAC-airAC-SpltPkg-240to759kBtuh-12p5eer_SZDEER2017AnyNrs2007CZ01cDXGF | 98977 |  | 52.6 | 0.0583 | 0 | 1.04 | 0.0193 | 0 | 52.6 | 0.0583 | 0 | 1.04 | 0.0193 | 0 | 397 | 115000 | 386 | 120000
NE-HVAC-airAC-SpltPkg-240to759kBtuh-12p5eer | DEER2017 | D17 v2 |  | Any | Nrs | 2007 | CZ02 | cWtd | Cap-Tons | 550 | 116000 | None | 150 | 0.124 | 0 | 150 | 0.124 | 0 | 150 | 0.124 | 0 | 150 | 0.124 | 0 | DEER:HVAC_Split-Package_AC | Annual | 1719 | 150.38 | 0.1236 | 0 | 150.38 | 0.1236 | 0 | NE-HVAC-airAC-SpltPkg-240to759kBtuh-12p5eer_MZDEER2017AnyNrs2007CZ02cPVVG | 98980 | NE-HVAC-airAC-SpltPkg-240to759kBtuh-12p5eer_SZDEER2017AnyNrs2007CZ02cDXGF | 98979 |  | 172 | 0.126 | 0 | 63.9 | 0.114 | 0 | 172 | 0.126 | 0 | 63.9 | 0.114 | 0 | 547 | 115000 | 562 | 120000
NE-HVAC-airAC-SpltPkg-240to759kBtuh-12p5eer | DEER2017 | D17 v2 |  | Any | Nrs | 2007 | CZ03 | cWtd | Cap-Tons | 462.6 | 116000 | None | 124 | 0.0847 | 0 | 124 | 0.0847 | 0 | 124 | 0.0847 | 0 | 124 | 0.0847 | 0 | DEER:HVAC_Split-Package_AC | Annual | 1719 | 123.86 | 0.08474 | 0 | 123.86 | 0.08474 | 0 | NE-HVAC-airAC-SpltPkg-240to759kBtuh-12p5eer_MZDEER2017AnyNrs2007CZ03cPVVG | 98982 | NE-HVAC-airAC-SpltPkg-240to759kBtuh-12p5eer_SZDEER2017AnyNrs2007CZ03cDXGF | 98981 |  | 150 | 0.0868 | 0 | 19.3 | 0.0765 | 0 | 150 | 0.0868 | 0 | 19.3 | 0.0765 | 0 | 463 | 115000 | 461 | 120000
NE-HVAC-airAC-SpltPkg-240to759kBtuh-12p5eer | DEER2017 | D17 v2 |  | Any | Nrs | 2007 | CZ04 | cWtd | Cap-Tons | 504 | 116000 | None | 195 | 0.12 | 0 | 195 | 0.12 | 0 | 195 | 0.12 | 0 | 195 | 0.12 | 0 | DEER:HVAC_Split-Package_AC | Annual | 1719 | 194.92 | 0.12 | 0 | 194.92 | 0.12 | 0 | NE-HVAC-airAC-SpltPkg-240to759kBtuh-12p5eer_MZDEER2017AnyNrs2007CZ04cPVVG | 98984 | NE-HVAC-airAC-SpltPkg-240to759kBtuh-12p5eer_SZDEER2017AnyNrs2007CZ04cDXGF | 98983 |  | 223 | 0.123 | 0 | 82.6 | 0.108 | 0 | 223 | 0.123 | 0 | 82.6 | 0.108 | 0 | 503 | 115000 | 508 | 120000
NE-HVAC-airAC-SpltPkg-240to759kBtuh-12p5eer | DEER2017 | D17 v2 |  | Any | Nrs | 2007 | CZ05 | cWtd | Cap-Tons | 410.4 | 116000 | None | 127 | 0.0701 | 0 | 127 | 0.0701 | 0 | 127 | 0.0701 | 0 | 127 | 0.0701 | 0 | DEER:HVAC_Split-Package_AC | Annual | 1719 | 127.26 | 0.07014 | 0 | 127.26 | 0.07014 | 0 | NE-HVAC-airAC-SpltPkg-240to759kBtuh-12p5eer_MZDEER2017AnyNrs2007CZ05cPVVG | 98986 | NE-HVAC-airAC-SpltPkg-240to759kBtuh-12p5eer_SZDEER2017AnyNrs2007CZ05cDXGF | 98985 |  | 154 | 0.0737 | 0 | 20.3 | 0.0559 | 0 | 154 | 0.0737 | 0 | 20.3 | 0.0559 | 0 | 408 | 115000 | 420 | 120000
NE-HVAC-airAC-SpltPkg-240to759kBtuh-12p5eer | DEER2017 | D17 v2 |  | Any | Nrs | 2007 | CZ06 | cWtd | Cap-Tons | 515 | 116000 | None | 244 | 0.0929 | 0 | 244 | 0.0929 | 0 | 244 | 0.0929 | 0 | 244 | 0.0929 | 0 | DEER:HVAC_Split-Package_AC | Annual | 1719 | 243.8 | 0.0929 | 0 | 243.8 | 0.0929 | 0 | NE-HVAC-airAC-SpltPkg-240to759kBtuh-12p5eer_MZDEER2017AnyNrs2007CZ06cPVVG | 98988 | NE-HVAC-airAC-SpltPkg-240to759kBtuh-12p5eer_SZDEER2017AnyNrs2007CZ06cDXGF | 98987 |  | 288 | 0.0953 | 0 | 67 | 0.0833 | 0 | 288 | 0.0953 | 0 | 67 | 0.0833 | 0 | 511 | 115000 | 531 | 120000
NE-HVAC-airAC-SpltPkg-240to759kBtuh-12p5eer | DEER2017 | D17 v2 |  | Any | Nrs | 2007 | CZ07 | cWtd | Cap-Tons | 469 | 116000 | None | 262 | 0.0882 | 0 | 262 | 0.0882 | 0 | 262 | 0.0882 | 0 | 262 | 0.0882 | 0 | DEER:HVAC_Split-Package_AC | Annual | 1719 | 262.34 | 0.0882 | 0 | 262.34 | 0.0882 | 0 | NE-HVAC-airAC-SpltPkg-240to759kBtuh-12p5eer_MZDEER2017AnyNrs2007CZ07cPVVG | 98990 | NE-HVAC-airAC-SpltPkg-240to759kBtuh-12p5eer_SZDEER2017AnyNrs2007CZ07cDXGF | 98989 |  | 317 | 0.0904 | 0 | 43.7 | 0.0794 | 0 | 317 | 0.0904 | 0 | 43.7 | 0.0794 | 0 | 470 | 115000 | 465 | 120000
NE-HVAC-airAC-SpltPkg-240to759kBtuh-12p5eer | DEER2017 | D17 v2 |  | Any | Nrs | 2007 | CZ08 | cWtd | Cap-Tons | 509 | 116000 | None | 282 | 0.117 | 0 | 282 | 0.117 | 0 | 282 | 0.117 | 0 | 282 | 0.117 | 0 | DEER:HVAC_Split-Package_AC | Annual | 1719 | 282 | 0.1166 | 0 | 282 | 0.1166 | 0 | NE-HVAC-airAC-SpltPkg-240to759kBtuh-12p5eer_MZDEER2017AnyNrs2007CZ08cPVVG | 98992 | NE-HVAC-airAC-SpltPkg-240to759kBtuh-12p5eer_SZDEER2017AnyNrs2007CZ08cDXGF | 98991 |  | 326 | 0.119 | 0 | 106 | 0.107 | 0 | 326 | 0.119 | 0 | 106 | 0.107 | 0 | 509 | 115000 | 509 | 120000
NE-HVAC-airAC-SpltPkg-240to759kBtuh-12p5eer | DEER2017 | D17 v2 |  | Any | Nrs | 2007 | CZ09 | cWtd | Cap-Tons | 617.2 | 116000 | None | 269 | 0.143 | 0 | 269 | 0.143 | 0 | 269 | 0.143 | 0 | 269 | 0.143 | 0 | DEER:HVAC_Split-Package_AC | Annual | 1719 | 269 | 0.1426 | 0 | 269 | 0.1426 | 0 | NE-HVAC-airAC-SpltPkg-240to759kBtuh-12p5eer_MZDEER2017AnyNrs2007CZ09cPVVG | 98994 | NE-HVAC-airAC-SpltPkg-240to759kBtuh-12p5eer_SZDEER2017AnyNrs2007CZ09cDXGF | 98993 |  | 308 | 0.146 | 0 | 113 | 0.129 | 0 | 308 | 0.146 | 0 | 113 | 0.129 | 0 | 612 | 115000 | 638 | 120000
NE-HVAC-airAC-SpltPkg-240to759kBtuh-12p5eer | DEER2017 | D17 v2 |  | Any | Nrs | 2007 | CZ10 | cWtd | Cap-Tons | 593.4 | 116000 | None | 274 | 0.149 | 0 | 274 | 0.149 | 0 | 274 | 0.149 | 0 | 274 | 0.149 | 0 | DEER:HVAC_Split-Package_AC | Annual | 1719 | 274 | 0.1492 | 0 | 274 | 0.1492 | 0 | NE-HVAC-airAC-SpltPkg-240to759kBtuh-12p5eer_MZDEER2017AnyNrs2007CZ10cPVVG | 98996 | NE-HVAC-airAC-SpltPkg-240to759kBtuh-12p5eer_SZDEER2017AnyNrs2007CZ10cDXGF | 98995 |  | 309 | 0.152 | 0 | 134 | 0.138 | 0 | 309 | 0.152 | 0 | 134 | 0.138 | 0 | 588 | 115000 | 615 | 120000
NE-HVAC-airAC-SpltPkg-240to759kBtuh-12p5eer | DEER2017 | D17 v2 |  | Any | Nrs | 2007 | CZ11 | cWtd | Cap-Tons | 589.2 | 116000 | None | 265 | 0.129 | 0 | 265 | 0.129 | 0 | 265 | 0.129 | 0 | 265 | 0.129 | 0 | DEER:HVAC_Split-Package_AC | Annual | 1719 | 264.6 | 0.1294 | 0 | 264.6 | 0.1294 | 0 | NE-HVAC-airAC-SpltPkg-240to759kBtuh-12p5eer_MZDEER2017AnyNrs2007CZ11cPVVG | 98998 | NE-HVAC-airAC-SpltPkg-240to759kBtuh-12p5eer_SZDEER2017AnyNrs2007CZ11cDXGF | 98997 |  | 293 | 0.132 | 0 | 151 | 0.119 | 0 | 293 | 0.132 | 0 | 151 | 0.119 | 0 | 581 | 115000 | 622 | 120000
NE-HVAC-airAC-SpltPkg-240to759kBtuh-12p5eer | DEER2017 | D17 v2 |  | Any | Nrs | 2007 | CZ12 | cWtd | Cap-Tons | 606.4 | 116000 | None | 213 | 0.123 | 0 | 213 | 0.123 | 0 | 213 | 0.123 | 0 | 213 | 0.123 | 0 | DEER:HVAC_Split-Package_AC | Annual | 1719 | 213.2 | 0.123 | 0 | 213.2 | 0.123 | 0 | NE-HVAC-airAC-SpltPkg-240to759kBtuh-12p5eer_MZDEER2017AnyNrs2007CZ12cPVVG | 99000 | NE-HVAC-airAC-SpltPkg-240to759kBtuh-12p5eer_SZDEER2017AnyNrs2007CZ12cDXGF | 98999 |  | 239 | 0.125 | 0 | 110 | 0.115 | 0 | 239 | 0.125 | 0 | 110 | 0.115 | 0 | 601 | 115000 | 628 | 120000
NE-HVAC-airAC-SpltPkg-240to759kBtuh-12p5eer | DEER2017 | D17 v2 |  | Any | Nrs | 2007 | CZ13 | cWtd | Cap-Tons | 613.6 | 116000 | None | 270 | 0.126 | 0 | 270 | 0.126 | 0 | 270 | 0.126 | 0 | 270 | 0.126 | 0 | DEER:HVAC_Split-Package_AC | Annual | 1719 | 270.4 | 0.1258 | 0 | 270.4 | 0.1258 | 0 | NE-HVAC-airAC-SpltPkg-240to759kBtuh-12p5eer_MZDEER2017AnyNrs2007CZ13cPVVG | 99002 | NE-HVAC-airAC-SpltPkg-240to759kBtuh-12p5eer_SZDEER2017AnyNrs2007CZ13cDXGF | 99001 |  | 299 | 0.128 | 0 | 156 | 0.117 | 0 | 299 | 0.128 | 0 | 156 | 0.117 | 0 | 608 | 115000 | 636 | 120000
NE-HVAC-airAC-SpltPkg-240to759kBtuh-12p5eer | DEER2017 | D17 v2 |  | Any | Nrs | 2007 | CZ14 | cWtd | Cap-Tons | 531.6 | 116000 | None | 278 | 0.142 | 0 | 278 | 0.142 | 0 | 278 | 0.142 | 0 | 278 | 0.142 | 0 | DEER:HVAC_Split-Package_AC | Annual | 1719 | 278.2 | 0.1416 | 0 | 278.2 | 0.1416 | 0 | NE-HVAC-airAC-SpltPkg-240to759kBtuh-12p5eer_MZDEER2017AnyNrs2007CZ14cPVVG | 99004 | NE-HVAC-airAC-SpltPkg-240to759kBtuh-12p5eer_SZDEER2017AnyNrs2007CZ14cDXGF | 99003 |  | 305 | 0.144 | 0 | 171 | 0.132 | 0 | 305 | 0.144 | 0 | 171 | 0.132 | 0 | 529 | 115000 | 542 | 120000
NE-HVAC-airAC-SpltPkg-240to759kBtuh-12p5eer | DEER2017 | D17 v2 |  | Any | Nrs | 2007 | CZ15 | cWtd | Cap-Tons | 625 | 116000 | None | 470 | 0.148 | 0 | 470 | 0.148 | 0 | 470 | 0.148 | 0 | 470 | 0.148 | 0 | DEER:HVAC_Split-Package_AC | Annual | 1719 | 470.4 | 0.148 | 0 | 470.4 | 0.148 | 0 | NE-HVAC-airAC-SpltPkg-240to759kBtuh-12p5eer_MZDEER2017AnyNrs2007CZ15cPVVG | 99006 | NE-HVAC-airAC-SpltPkg-240to759kBtuh-12p5eer_SZDEER2017AnyNrs2007CZ15cDXGF | 99005 |  | 507 | 0.15 | 0 | 324 | 0.14 | 0 | 507 | 0.15 | 0 | 324 | 0.14 | 0 | 619 | 115000 | 649 | 120000
NE-HVAC-airAC-SpltPkg-240to759kBtuh-12p5eer | DEER2017 | D17 v2 |  | Any | Nrs | 2007 | CZ16 | cWtd | Cap-Tons | 450.8 | 116000 | None | 146 | 0.0847 | 0 | 146 | 0.0847 | 0 | 146 | 0.0847 | 0 | 146 | 0.0847 | 0 | DEER:HVAC_Split-Package_AC | Annual | 1719 | 145.8 | 0.08472 | 0 | 145.8 | 0.08472 | 0 | NE-HVAC-airAC-SpltPkg-240to759kBtuh-12p5eer_MZDEER2017AnyNrs2007CZ16cPVVG | 99008 | NE-HVAC-airAC-SpltPkg-240to759kBtuh-12p5eer_SZDEER2017AnyNrs2007CZ16cDXGF | 99007 |  | 170 | 0.0863 | 0 | 49 | 0.0784 | 0 | 170 | 0.0863 | 0 | 49 | 0.0784 | 0 | 452 | 115000 | 446 | 120000
NE-HVAC-airAC-SpltPkg-240to759kBtuh-12p5eer | DEER2017 | D17 v2 |  | Any | Nrs | 2011 | CZ01 | cWtd | Cap-Tons | 392 | 116000 | None | 230 | 0.0757 | -6.5 | 42.4 | 0.0503 | 0 | 230 | 0.0757 | -6.5 | 42.4 | 0.0503 | 0 | DEER:HVAC_Split-Package_AC | Annual | 1719 | 230.36 | 0.07568 | -6.5 | 42.362 | 0.05028 | 0 | NE-HVAC-airAC-SpltPkg-240to759kBtuh-12p5eer_MZDEER2017AnyNrs2011CZ01cPVVG | 120338 | NE-HVAC-airAC-SpltPkg-240to759kBtuh-12p5eer_SZDEER2017AnyNrs2011CZ01cDXGF | 120337 |  | 52.7 | 0.0581 | 0 | 941 | 0.146 | -32.5 | 52.7 | 0.0581 | 0 | 1.01 | 0.019 | 0 | 394 | 115000 | 384 | 120000
NE-HVAC-airAC-SpltPkg-240to759kBtuh-12p5eer | DEER2017 | D17 v2 |  | Any | Nrs | 2011 | CZ02 | cWtd | Cap-Tons | 545.8 | 116000 | None | 345 | 0.149 | -4.96 | 149 | 0.122 | 0 | 345 | 0.149 | -4.96 | 149 | 0.122 | 0 | DEER:HVAC_Split-Package_AC | Annual | 1719 | 344.8 | 0.1492 | -4.96 | 149.24 | 0.1216 | 0 | NE-HVAC-airAC-SpltPkg-240to759kBtuh-12p5eer_MZDEER2017AnyNrs2011CZ02cPVVG | 120340 | NE-HVAC-airAC-SpltPkg-240to759kBtuh-12p5eer_SZDEER2017AnyNrs2011CZ02cDXGF | 120339 |  | 171 | 0.124 | 0 | 1040 | 0.25 | -24.8 | 171 | 0.124 | 0 | 62.2 | 0.112 | 0 | 542 | 115000 | 561 | 120000
NE-HVAC-airAC-SpltPkg-240to759kBtuh-12p5eer | DEER2017 | D17 v2 |  | Any | Nrs | 2011 | CZ03 | cWtd | Cap-Tons | 458.2 | 116000 | None | 319 | 0.113 | -5.18 | 123 | 0.0837 | 0 | 319 | 0.113 | -5.18 | 123 | 0.0837 | 0 | DEER:HVAC_Split-Package_AC | Annual | 1719 | 319.2 | 0.11324 | -5.18 | 122.94 | 0.08368 | 0 | NE-HVAC-airAC-SpltPkg-240to759kBtuh-12p5eer_MZDEER2017AnyNrs2011CZ03cPVVG | 120342 | NE-HVAC-airAC-SpltPkg-240to759kBtuh-12p5eer_SZDEER2017AnyNrs2011CZ03cDXGF | 120341 |  | 149 | 0.0858 | 0 | 1000 | 0.223 | -25.9 | 149 | 0.0858 | 0 | 18.7 | 0.0752 | 0 | 458 | 115000 | 459 | 120000
NE-HVAC-airAC-SpltPkg-240to759kBtuh-12p5eer | DEER2017 | D17 v2 |  | Any | Nrs | 2011 | CZ04 | cWtd | Cap-Tons | 499.8 | 116000 | None | 402 | 0.146 | -4.26 | 194 | 0.118 | 0 | 402 | 0.146 | -4.26 | 194 | 0.118 | 0 | DEER:HVAC_Split-Package_AC | Annual | 1719 | 401.6 | 0.1456 | -4.26 | 193.76 | 0.118 | 0 | NE-HVAC-airAC-SpltPkg-240to759kBtuh-12p5eer_MZDEER2017AnyNrs2011CZ04cPVVG | 120344 | NE-HVAC-airAC-SpltPkg-240to759kBtuh-12p5eer_SZDEER2017AnyNrs2011CZ04cDXGF | 120343 |  | 222 | 0.121 | 0 | 1120 | 0.244 | -21.3 | 222 | 0.121 | 0 | 80.8 | 0.106 | 0 | 498 | 115000 | 507 | 120000
NE-HVAC-airAC-SpltPkg-240to759kBtuh-12p5eer | DEER2017 | D17 v2 |  | Any | Nrs | 2011 | CZ05 | cWtd | Cap-Tons | 408.6 | 116000 | None | 319 | 0.097 | -5.52 | 126 | 0.0696 | 0 | 319 | 0.097 | -5.52 | 126 | 0.0696 | 0 | DEER:HVAC_Split-Package_AC | Annual | 1719 | 318.8 | 0.09696 | -5.52 | 125.56 | 0.0696 | 0 | NE-HVAC-airAC-SpltPkg-240to759kBtuh-12p5eer_MZDEER2017AnyNrs2011CZ05cPVVG | 120346 | NE-HVAC-airAC-SpltPkg-240to759kBtuh-12p5eer_SZDEER2017AnyNrs2011CZ05cDXGF | 120345 |  | 152 | 0.0732 | 0 | 986 | 0.192 | -27.6 | 152 | 0.0732 | 0 | 19.8 | 0.0552 | 0 | 406 | 115000 | 419 | 120000
NE-HVAC-airAC-SpltPkg-240to759kBtuh-12p5eer | DEER2017 | D17 v2 |  | Any | Nrs | 2011 | CZ06 | cWtd | Cap-Tons | 512.4 | 116000 | None | 450 | 0.12 | -3.56 | 244 | 0.0921 | 0 | 450 | 0.12 | -3.56 | 244 | 0.0921 | 0 | DEER:HVAC_Split-Package_AC | Annual | 1719 | 450.4 | 0.1196 | -3.56 | 243.56 | 0.09212 | 0 | NE-HVAC-airAC-SpltPkg-240to759kBtuh-12p5eer_MZDEER2017AnyNrs2011CZ06cPVVG | 120348 | NE-HVAC-airAC-SpltPkg-240to759kBtuh-12p5eer_SZDEER2017AnyNrs2011CZ06cDXGF | 120347 |  | 288 | 0.0945 | 0 | 1100 | 0.22 | -17.8 | 288 | 0.0945 | 0 | 65.8 | 0.0826 | 0 | 508 | 115000 | 530 | 120000
NE-HVAC-airAC-SpltPkg-240to759kBtuh-12p5eer | DEER2017 | D17 v2 |  | Any | Nrs | 2011 | CZ07 | cWtd | Cap-Tons | 465.6 | 116000 | None | 465 | 0.114 | -3.18 | 261 | 0.0871 | 0 | 465 | 0.114 | -3.18 | 261 | 0.0871 | 0 | DEER:HVAC_Split-Package_AC | Annual | 1719 | 464.8 | 0.11364 | -3.18 | 261.2 | 0.08706 | 0 | NE-HVAC-airAC-SpltPkg-240to759kBtuh-12p5eer_MZDEER2017AnyNrs2011CZ07cPVVG | 120350 | NE-HVAC-airAC-SpltPkg-240to759kBtuh-12p5eer_SZDEER2017AnyNrs2011CZ07cDXGF | 120349 |  | 316 | 0.0893 | 0 | 1060 | 0.211 | -15.9 | 316 | 0.0893 | 0 | 42 | 0.0781 | 0 | 466 | 115000 | 464 | 120000
NE-HVAC-airAC-SpltPkg-240to759kBtuh-12p5eer | DEER2017 | D17 v2 |  | Any | Nrs | 2011 | CZ08 | cWtd | Cap-Tons | 504.6 | 116000 | None | 490 | 0.141 | -3.26 | 281 | 0.116 | 0 | 490 | 0.141 | -3.26 | 281 | 0.116 | 0 | DEER:HVAC_Split-Package_AC | Annual | 1719 | 490 | 0.1414 | -3.26 | 280.8 | 0.1156 | 0 | NE-HVAC-airAC-SpltPkg-240to759kBtuh-12p5eer_MZDEER2017AnyNrs2011CZ08cPVVG | 120352 | NE-HVAC-airAC-SpltPkg-240to759kBtuh-12p5eer_SZDEER2017AnyNrs2011CZ08cDXGF | 120351 |  | 325 | 0.118 | 0 | 1150 | 0.235 | -16.3 | 325 | 0.118 | 0 | 104 | 0.106 | 0 | 504 | 115000 | 507 | 120000
NE-HVAC-airAC-SpltPkg-240to759kBtuh-12p5eer | DEER2017 | D17 v2 |  | Any | Nrs | 2011 | CZ09 | cWtd | Cap-Tons | 611.2 | 116000 | None | 486 | 0.165 | -3.16 | 268 | 0.14 | 0 | 486 | 0.165 | -3.16 | 268 | 0.14 | 0 | DEER:HVAC_Split-Package_AC | Annual | 1719 | 485.6 | 0.1646 | -3.16 | 267.6 | 0.1396 | 0 | NE-HVAC-airAC-SpltPkg-240to759kBtuh-12p5eer_MZDEER2017AnyNrs2011CZ09cPVVG | 120354 | NE-HVAC-airAC-SpltPkg-240to759kBtuh-12p5eer_SZDEER2017AnyNrs2011CZ09cDXGF | 120353 |  | 307 | 0.143 | 0 | 1200 | 0.251 | -15.8 | 307 | 0.143 | 0 | 110 | 0.126 | 0 | 605 | 115000 | 636 | 120000
NE-HVAC-airAC-SpltPkg-240to759kBtuh-12p5eer | DEER2017 | D17 v2 |  | Any | Nrs | 2011 | CZ10 | cWtd | Cap-Tons | 588.4 | 116000 | None | 488 | 0.172 | -3.24 | 272 | 0.147 | 0 | 488 | 0.172 | -3.24 | 272 | 0.147 | 0 | DEER:HVAC_Split-Package_AC | Annual | 1719 | 487.6 | 0.1722 | -3.24 | 271.8 | 0.1472 | 0 | NE-HVAC-airAC-SpltPkg-240to759kBtuh-12p5eer_MZDEER2017AnyNrs2011CZ10cPVVG | 120356 | NE-HVAC-airAC-SpltPkg-240to759kBtuh-12p5eer_SZDEER2017AnyNrs2011CZ10cDXGF | 120355 |  | 307 | 0.15 | 0 | 1210 | 0.261 | -16.2 | 307 | 0.15 | 0 | 131 | 0.136 | 0 | 582 | 115000 | 614 | 120000
NE-HVAC-airAC-SpltPkg-240to759kBtuh-12p5eer | DEER2017 | D17 v2 |  | Any | Nrs | 2011 | CZ11 | cWtd | Cap-Tons | 584 | 116000 | None | 467 | 0.155 | -3.76 | 262 | 0.127 | 0 | 467 | 0.155 | -3.76 | 262 | 0.127 | 0 | DEER:HVAC_Split-Package_AC | Annual | 1719 | 466.8 | 0.155 | -3.76 | 262.4 | 0.1274 | 0 | NE-HVAC-airAC-SpltPkg-240to759kBtuh-12p5eer_MZDEER2017AnyNrs2011CZ11cPVVG | 120358 | NE-HVAC-airAC-SpltPkg-240to759kBtuh-12p5eer_SZDEER2017AnyNrs2011CZ11cDXGF | 120357 |  | 291 | 0.13 | 0 | 1170 | 0.255 | -18.8 | 291 | 0.13 | 0 | 148 | 0.117 | 0 | 575 | 115000 | 620 | 120000
NE-HVAC-airAC-SpltPkg-240to759kBtuh-12p5eer | DEER2017 | D17 v2 |  | Any | Nrs | 2011 | CZ12 | cWtd | Cap-Tons | 601.2 | 116000 | None | 424 | 0.149 | -4.02 | 212 | 0.121 | 0 | 424 | 0.149 | -4.02 | 212 | 0.121 | 0 | DEER:HVAC_Split-Package_AC | Annual | 1719 | 424.4 | 0.1486 | -4.02 | 212 | 0.121 | 0 | NE-HVAC-airAC-SpltPkg-240to759kBtuh-12p5eer_MZDEER2017AnyNrs2011CZ12cPVVG | 120360 | NE-HVAC-airAC-SpltPkg-240to759kBtuh-12p5eer_SZDEER2017AnyNrs2011CZ12cDXGF | 120359 |  | 238 | 0.123 | 0 | 1170 | 0.251 | -20.1 | 238 | 0.123 | 0 | 108 | 0.113 | 0 | 595 | 115000 | 626 | 120000
NE-HVAC-airAC-SpltPkg-240to759kBtuh-12p5eer | DEER2017 | D17 v2 |  | Any | Nrs | 2011 | CZ13 | cWtd | Cap-Tons | 608.6 | 116000 | None | 472 | 0.15 | -3.5 | 268 | 0.123 | 0 | 472 | 0.15 | -3.5 | 268 | 0.123 | 0 | DEER:HVAC_Split-Package_AC | Annual | 1719 | 471.6 | 0.1496 | -3.5 | 268.2 | 0.123 | 0 | NE-HVAC-airAC-SpltPkg-240to759kBtuh-12p5eer_MZDEER2017AnyNrs2011CZ13cPVVG | 120362 | NE-HVAC-airAC-SpltPkg-240to759kBtuh-12p5eer_SZDEER2017AnyNrs2011CZ13cDXGF | 120361 |  | 297 | 0.125 | 0 | 1170 | 0.248 | -17.5 | 297 | 0.125 | 0 | 153 | 0.115 | 0 | 602 | 115000 | 635 | 120000
NE-HVAC-airAC-SpltPkg-240to759kBtuh-12p5eer | DEER2017 | D17 v2 |  | Any | Nrs | 2011 | CZ14 | cWtd | Cap-Tons | 527.4 | 116000 | None | 476 | 0.164 | -3.8 | 276 | 0.14 | 0 | 476 | 0.164 | -3.8 | 276 | 0.14 | 0 | DEER:HVAC_Split-Package_AC | Annual | 1719 | 476.4 | 0.1642 | -3.8 | 276 | 0.1396 | 0 | NE-HVAC-airAC-SpltPkg-240to759kBtuh-12p5eer_MZDEER2017AnyNrs2011CZ14cPVVG | 120364 | NE-HVAC-airAC-SpltPkg-240to759kBtuh-12p5eer_SZDEER2017AnyNrs2011CZ14cDXGF | 120363 |  | 303 | 0.142 | 0 | 1170 | 0.253 | -19 | 303 | 0.142 | 0 | 168 | 0.13 | 0 | 524 | 115000 | 541 | 120000
NE-HVAC-airAC-SpltPkg-240to759kBtuh-12p5eer | DEER2017 | D17 v2 |  | Any | Nrs | 2011 | CZ15 | cWtd | Cap-Tons | 619 | 116000 | None | 676 | 0.169 | -1.65 | 465 | 0.144 | 0 | 676 | 0.169 | -1.65 | 465 | 0.144 | 0 | DEER:HVAC_Split-Package_AC | Annual | 1719 | 675.6 | 0.1692 | -1.648 | 465 | 0.1442 | 0 | NE-HVAC-airAC-SpltPkg-240to759kBtuh-12p5eer_MZDEER2017AnyNrs2011CZ15cPVVG | 120366 | NE-HVAC-airAC-SpltPkg-240to759kBtuh-12p5eer_SZDEER2017AnyNrs2011CZ15cDXGF | 120365 |  | 502 | 0.146 | 0 | 1370 | 0.262 | -8.24 | 502 | 0.146 | 0 | 317 | 0.137 | 0 | 612 | 115000 | 647 | 120000
NE-HVAC-airAC-SpltPkg-240to759kBtuh-12p5eer | DEER2017 | D17 v2 |  | Any | Nrs | 2011 | CZ16 | cWtd | Cap-Tons | 446.6 | 116000 | None | 323 | 0.112 | -5.24 | 146 | 0.0829 | 0 | 323 | 0.112 | -5.24 | 146 | 0.0829 | 0 | DEER:HVAC_Split-Package_AC | Annual | 1719 | 323.4 | 0.1124 | -5.24 | 145.5 | 0.08292 | 0 | NE-HVAC-airAC-SpltPkg-240to759kBtuh-12p5eer_MZDEER2017AnyNrs2011CZ16cPVVG | 120368 | NE-HVAC-airAC-SpltPkg-240to759kBtuh-12p5eer_SZDEER2017AnyNrs2011CZ16cDXGF | 120367 |  | 170 | 0.0845 | 0 | 937 | 0.224 | -26.2 | 170 | 0.0845 | 0 | 47.5 | 0.0766 | 0 | 447 | 115000 | 445 | 120000
NE-HVAC-airAC-SpltPkg-240to759kBtuh-12p5eer | DEER2017 | D17 v2 |  | Any | Nrs | 2014 | CZ01 | cWtd | Cap-Tons | 392.6 | 116000 | None | 36.9 | 0.0472 | 0 | 36.9 | 0.0472 | 0 | 36.9 | 0.0472 | 0 | 36.9 | 0.0472 | 0 | DEER:HVAC_Split-Package_AC | Annual | 1719 | 36.8894 | 0.04722 | 0 | 36.8894 | 0.04722 | 0 | NE-HVAC-airAC-SpltPkg-240to759kBtuh-12p5eer_MZDEER2017AnyNrs2014CZ01cPVVG | 141698 | NE-HVAC-airAC-SpltPkg-240to759kBtuh-12p5eer_SZDEER2017AnyNrs2014CZ01cDXGF | 141697 |  | 45.9 | 0.0549 | 0 | 0.847 | 0.0165 | 0 | 45.9 | 0.0549 | 0 | 0.847 | 0.0165 | 0 | 393 | 115000 | 391 | 120000
NE-HVAC-airAC-SpltPkg-240to759kBtuh-12p5eer | DEER2017 | D17 v2 |  | Any | Nrs | 2014 | CZ02 | cWtd | Cap-Tons | 534.2 | 116000 | None | 147 | 0.117 | 0 | 147 | 0.117 | 0 | 147 | 0.117 | 0 | 147 | 0.117 | 0 | DEER:HVAC_Split-Package_AC | Annual | 1719 | 147.32 | 0.1172 | 0 | 147.32 | 0.1172 | 0 | NE-HVAC-airAC-SpltPkg-240to759kBtuh-12p5eer_MZDEER2017AnyNrs2014CZ02cPVVG | 141700 | NE-HVAC-airAC-SpltPkg-240to759kBtuh-12p5eer_SZDEER2017AnyNrs2014CZ02cDXGF | 141699 |  | 169 | 0.119 | 0 | 60.6 | 0.11 | 0 | 169 | 0.119 | 0 | 60.6 | 0.11 | 0 | 531 | 115000 | 547 | 120000
NE-HVAC-airAC-SpltPkg-240to759kBtuh-12p5eer | DEER2017 | D17 v2 |  | Any | Nrs | 2014 | CZ03 | cWtd | Cap-Tons | 458.2 | 116000 | None | 121 | 0.076 | 0 | 121 | 0.076 | 0 | 121 | 0.076 | 0 | 121 | 0.076 | 0 | DEER:HVAC_Split-Package_AC | Annual | 1719 | 120.92 | 0.076 | 0 | 120.92 | 0.076 | 0 | NE-HVAC-airAC-SpltPkg-240to759kBtuh-12p5eer_MZDEER2017AnyNrs2014CZ03cPVVG | 141702 | NE-HVAC-airAC-SpltPkg-240to759kBtuh-12p5eer_SZDEER2017AnyNrs2014CZ03cDXGF | 141701 |  | 147 | 0.0776 | 0 | 16.6 | 0.0696 | 0 | 147 | 0.0776 | 0 | 16.6 | 0.0696 | 0 | 458 | 115000 | 459 | 120000
NE-HVAC-airAC-SpltPkg-240to759kBtuh-12p5eer | DEER2017 | D17 v2 |  | Any | Nrs | 2014 | CZ04 | cWtd | Cap-Tons | 499.8 | 116000 | None | 186 | 0.107 | 0 | 186 | 0.107 | 0 | 186 | 0.107 | 0 | 186 | 0.107 | 0 | DEER:HVAC_Split-Package_AC | Annual | 1719 | 186.14 | 0.1072 | 0 | 186.14 | 0.1072 | 0 | NE-HVAC-airAC-SpltPkg-240to759kBtuh-12p5eer_MZDEER2017AnyNrs2014CZ04cPVVG | 141704 | NE-HVAC-airAC-SpltPkg-240to759kBtuh-12p5eer_SZDEER2017AnyNrs2014CZ04cDXGF | 141703 |  | 216 | 0.109 | 0 | 66.7 | 0.1 | 0 | 216 | 0.109 | 0 | 66.7 | 0.1 | 0 | 498 | 115000 | 507 | 120000
NE-HVAC-airAC-SpltPkg-240to759kBtuh-12p5eer | DEER2017 | D17 v2 |  | Any | Nrs | 2014 | CZ05 | cWtd | Cap-Tons | 408.6 | 116000 | None | 119 | 0.0638 | 0 | 119 | 0.0638 | 0 | 119 | 0.0638 | 0 | 119 | 0.0638 | 0 | DEER:HVAC_Split-Package_AC | Annual | 1719 | 119.46 | 0.06384 | 0 | 119.46 | 0.06384 | 0 | NE-HVAC-airAC-SpltPkg-240to759kBtuh-12p5eer_MZDEER2017AnyNrs2014CZ05cPVVG | 141706 | NE-HVAC-airAC-SpltPkg-240to759kBtuh-12p5eer_SZDEER2017AnyNrs2014CZ05cDXGF | 141705 |  | 145 | 0.0672 | 0 | 17.3 | 0.0504 | 0 | 145 | 0.0672 | 0 | 17.3 | 0.0504 | 0 | 406 | 115000 | 419 | 120000
NE-HVAC-airAC-SpltPkg-240to759kBtuh-12p5eer | DEER2017 | D17 v2 |  | Any | Nrs | 2014 | CZ06 | cWtd | Cap-Tons | 512.4 | 116000 | None | 238 | 0.0847 | 0 | 238 | 0.0847 | 0 | 238 | 0.0847 | 0 | 238 | 0.0847 | 0 | DEER:HVAC_Split-Package_AC | Annual | 1719 | 237.66 | 0.08474 | 0 | 237.66 | 0.08474 | 0 | NE-HVAC-airAC-SpltPkg-240to759kBtuh-12p5eer_MZDEER2017AnyNrs2014CZ06cPVVG | 141708 | NE-HVAC-airAC-SpltPkg-240to759kBtuh-12p5eer_SZDEER2017AnyNrs2014CZ06cDXGF | 141707 |  | 283 | 0.0864 | 0 | 56.3 | 0.0781 | 0 | 283 | 0.0864 | 0 | 56.3 | 0.0781 | 0 | 508 | 115000 | 530 | 120000
NE-HVAC-airAC-SpltPkg-240to759kBtuh-12p5eer | DEER2017 | D17 v2 |  | Any | Nrs | 2014 | CZ07 | cWtd | Cap-Tons | 465.6 | 116000 | None | 257 | 0.0797 | 0 | 257 | 0.0797 | 0 | 257 | 0.0797 | 0 | 257 | 0.0797 | 0 | DEER:HVAC_Split-Package_AC | Annual | 1719 | 257.44 | 0.0797 | 0 | 257.44 | 0.0797 | 0 | NE-HVAC-airAC-SpltPkg-240to759kBtuh-12p5eer_MZDEER2017AnyNrs2014CZ07cPVVG | 141710 | NE-HVAC-airAC-SpltPkg-240to759kBtuh-12p5eer_SZDEER2017AnyNrs2014CZ07cDXGF | 141709 |  | 311 | 0.0813 | 0 | 43.2 | 0.0733 | 0 | 311 | 0.0813 | 0 | 43.2 | 0.0733 | 0 | 466 | 115000 | 464 | 120000
NE-HVAC-airAC-SpltPkg-240to759kBtuh-12p5eer | DEER2017 | D17 v2 |  | Any | Nrs | 2014 | CZ08 | cWtd | Cap-Tons | 504.6 | 116000 | None | 274 | 0.107 | 0 | 274 | 0.107 | 0 | 274 | 0.107 | 0 | 274 | 0.107 | 0 | DEER:HVAC_Split-Package_AC | Annual | 1719 | 273.72 | 0.1066 | 0 | 273.72 | 0.1066 | 0 | NE-HVAC-airAC-SpltPkg-240to759kBtuh-12p5eer_MZDEER2017AnyNrs2014CZ08cPVVG | 141712 | NE-HVAC-airAC-SpltPkg-240to759kBtuh-12p5eer_SZDEER2017AnyNrs2014CZ08cDXGF | 141711 |  | 319 | 0.108 | 0 | 92.6 | 0.101 | 0 | 319 | 0.108 | 0 | 92.6 | 0.101 | 0 | 504 | 115000 | 507 | 120000
NE-HVAC-airAC-SpltPkg-240to759kBtuh-12p5eer | DEER2017 | D17 v2 |  | Any | Nrs | 2014 | CZ09 | cWtd | Cap-Tons | 610.4 | 116000 | None | 262 | 0.129 | 0 | 262 | 0.129 | 0 | 262 | 0.129 | 0 | 262 | 0.129 | 0 | DEER:HVAC_Split-Package_AC | Annual | 1719 | 261.6 | 0.1288 | 0 | 261.6 | 0.1288 | 0 | NE-HVAC-airAC-SpltPkg-240to759kBtuh-12p5eer_MZDEER2017AnyNrs2014CZ09cPVVG | 141714 | NE-HVAC-airAC-SpltPkg-240to759kBtuh-12p5eer_SZDEER2017AnyNrs2014CZ09cDXGF | 141713 |  | 302 | 0.131 | 0 | 100 | 0.12 | 0 | 302 | 0.131 | 0 | 100 | 0.12 | 0 | 604 | 115000 | 636 | 120000
NE-HVAC-airAC-SpltPkg-240to759kBtuh-12p5eer | DEER2017 | D17 v2 |  | Any | Nrs | 2014 | CZ10 | cWtd | Cap-Tons | 588.4 | 116000 | None | 265 | 0.139 | 0 | 265 | 0.139 | 0 | 265 | 0.139 | 0 | 265 | 0.139 | 0 | DEER:HVAC_Split-Package_AC | Annual | 1719 | 264.8 | 0.1392 | 0 | 264.8 | 0.1392 | 0 | NE-HVAC-airAC-SpltPkg-240to759kBtuh-12p5eer_MZDEER2017AnyNrs2014CZ10cPVVG | 141716 | NE-HVAC-airAC-SpltPkg-240to759kBtuh-12p5eer_SZDEER2017AnyNrs2014CZ10cDXGF | 141715 |  | 302 | 0.141 | 0 | 116 | 0.132 | 0 | 302 | 0.141 | 0 | 116 | 0.132 | 0 | 582 | 115000 | 614 | 120000
NE-HVAC-airAC-SpltPkg-240to759kBtuh-12p5eer | DEER2017 | D17 v2 |  | Any | Nrs | 2014 | CZ11 | cWtd | Cap-Tons | 584 | 116000 | None | 256 | 0.121 | 0 | 256 | 0.121 | 0 | 256 | 0.121 | 0 | 256 | 0.121 | 0 | DEER:HVAC_Split-Package_AC | Annual | 1719 | 256.4 | 0.1212 | 0 | 256.4 | 0.1212 | 0 | NE-HVAC-airAC-SpltPkg-240to759kBtuh-12p5eer_MZDEER2017AnyNrs2014CZ11cPVVG | 141718 | NE-HVAC-airAC-SpltPkg-240to759kBtuh-12p5eer_SZDEER2017AnyNrs2014CZ11cDXGF | 141717 |  | 285 | 0.123 | 0 | 142 | 0.114 | 0 | 285 | 0.123 | 0 | 142 | 0.114 | 0 | 575 | 115000 | 620 | 120000
NE-HVAC-airAC-SpltPkg-240to759kBtuh-12p5eer | DEER2017 | D17 v2 |  | Any | Nrs | 2014 | CZ12 | cWtd | Cap-Tons | 601.2 | 116000 | None | 206 | 0.116 | 0 | 206 | 0.116 | 0 | 206 | 0.116 | 0 | 206 | 0.116 | 0 | DEER:HVAC_Split-Package_AC | Annual | 1719 | 206.12 | 0.1156 | 0 | 206.12 | 0.1156 | 0 | NE-HVAC-airAC-SpltPkg-240to759kBtuh-12p5eer_MZDEER2017AnyNrs2014CZ12cPVVG | 141720 | NE-HVAC-airAC-SpltPkg-240to759kBtuh-12p5eer_SZDEER2017AnyNrs2014CZ12cDXGF | 141719 |  | 234 | 0.117 | 0 | 94.6 | 0.11 | 0 | 234 | 0.117 | 0 | 94.6 | 0.11 | 0 | 595 | 115000 | 626 | 120000
NE-HVAC-airAC-SpltPkg-240to759kBtuh-12p5eer | DEER2017 | D17 v2 |  | Any | Nrs | 2014 | CZ13 | cWtd | Cap-Tons | 608.6 | 116000 | None | 263 | 0.117 | 0 | 263 | 0.117 | 0 | 263 | 0.117 | 0 | 263 | 0.117 | 0 | DEER:HVAC_Split-Package_AC | Annual | 1719 | 262.8 | 0.1174 | 0 | 262.8 | 0.1174 | 0 | NE-HVAC-airAC-SpltPkg-240to759kBtuh-12p5eer_MZDEER2017AnyNrs2014CZ13cPVVG | 141722 | NE-HVAC-airAC-SpltPkg-240to759kBtuh-12p5eer_SZDEER2017AnyNrs2014CZ13cDXGF | 141721 |  | 292 | 0.119 | 0 | 146 | 0.111 | 0 | 292 | 0.119 | 0 | 146 | 0.111 | 0 | 602 | 115000 | 635 | 120000
NE-HVAC-airAC-SpltPkg-240to759kBtuh-12p5eer | DEER2017 | D17 v2 |  | Any | Nrs | 2014 | CZ14 | cWtd | Cap-Tons | 527.4 | 116000 | None | 268 | 0.132 | 0 | 268 | 0.132 | 0 | 268 | 0.132 | 0 | 268 | 0.132 | 0 | DEER:HVAC_Split-Package_AC | Annual | 1719 | 268 | 0.1324 | 0 | 268 | 0.1324 | 0 | NE-HVAC-airAC-SpltPkg-240to759kBtuh-12p5eer_MZDEER2017AnyNrs2014CZ14cPVVG | 141724 | NE-HVAC-airAC-SpltPkg-240to759kBtuh-12p5eer_SZDEER2017AnyNrs2014CZ14cDXGF | 141723 |  | 295 | 0.134 | 0 | 160 | 0.126 | 0 | 295 | 0.134 | 0 | 160 | 0.126 | 0 | 524 | 115000 | 541 | 120000
NE-HVAC-airAC-SpltPkg-240to759kBtuh-12p5eer | DEER2017 | D17 v2 |  | Any | Nrs | 2014 | CZ15 | cWtd | Cap-Tons | 716.6 | 116000 | None | 426 | 0.122 | 0 | 426 | 0.122 | 0 | 426 | 0.122 | 0 | 426 | 0.122 | 0 | DEER:HVAC_Split-Package_AC | Annual | 1719 | 426.2 | 0.1216 | 0 | 426.2 | 0.1216 | 0 | NE-HVAC-airAC-SpltPkg-240to759kBtuh-12p5eer_MZDEER2017AnyNrs2014CZ15cPVVG | 141726 | NE-HVAC-airAC-SpltPkg-240to759kBtuh-12p5eer_SZDEER2017AnyNrs2014CZ15cDXGF | 141725 |  | 465 | 0.122 | 0 | 271 | 0.12 | 0 | 465 | 0.122 | 0 | 271 | 0.12 | 0 | 705 | 115000 | 763 | 120000
NE-HVAC-airAC-SpltPkg-240to759kBtuh-12p5eer | DEER2017 | D17 v2 |  | Any | Nrs | 2014 | CZ16 | cWtd | Cap-Tons | 446.6 | 116000 | None | 140 | 0.076 | 0 | 140 | 0.076 | 0 | 140 | 0.076 | 0 | 140 | 0.076 | 0 | DEER:HVAC_Split-Package_AC | Annual | 1719 | 140.22 | 0.07596 | 0 | 140.22 | 0.07596 | 0 | NE-HVAC-airAC-SpltPkg-240to759kBtuh-12p5eer_MZDEER2017AnyNrs2014CZ16cPVVG | 141728 | NE-HVAC-airAC-SpltPkg-240to759kBtuh-12p5eer_SZDEER2017AnyNrs2014CZ16cDXGF | 141727 |  | 165 | 0.0771 | 0 | 41.1 | 0.0714 | 0 | 165 | 0.0771 | 0 | 41.1 | 0.0714 | 0 | 447 | 115000 | 445 | 120000
NE-HVAC-airAC-SpltPkg-240to759kBtuh-12p5eer | DEER2017 | D17 v2 |  | Any | Nrs | New | CZ01 | cWtd | Cap-Tons | 392.6 | 116000 | None | 36.9 | 0.0472 | 0 | 36.9 | 0.0472 | 0 | 36.9 | 0.0472 | 0 | 36.9 | 0.0472 | 0 | DEER:HVAC_Split-Package_AC | Annual | 1719 | 36.8894 | 0.04722 | 0 | 36.8894 | 0.04722 | 0 | NE-HVAC-airAC-SpltPkg-240to759kBtuh-12p5eer_MZDEER2017AnyNrsNewCZ01cPVVG | 166546 | NE-HVAC-airAC-SpltPkg-240to759kBtuh-12p5eer_SZDEER2017AnyNrsNewCZ01cDXGF | 166545 |  | 45.9 | 0.0549 | 0 | 0.847 | 0.0165 | 0 | 45.9 | 0.0549 | 0 | 0.847 | 0.0165 | 0 | 393 | 115000 | 391 | 120000
NE-HVAC-airAC-SpltPkg-240to759kBtuh-12p5eer | DEER2017 | D17 v2 |  | Any | Nrs | New | CZ02 | cWtd | Cap-Tons | 534.2 | 116000 | None | 147 | 0.117 | 0 | 147 | 0.117 | 0 | 147 | 0.117 | 0 | 147 | 0.117 | 0 | DEER:HVAC_Split-Package_AC | Annual | 1719 | 147.32 | 0.1172 | 0 | 147.32 | 0.1172 | 0 | NE-HVAC-airAC-SpltPkg-240to759kBtuh-12p5eer_MZDEER2017AnyNrsNewCZ02cPVVG | 166548 | NE-HVAC-airAC-SpltPkg-240to759kBtuh-12p5eer_SZDEER2017AnyNrsNewCZ02cDXGF | 166547 |  | 169 | 0.119 | 0 | 60.6 | 0.11 | 0 | 169 | 0.119 | 0 | 60.6 | 0.11 | 0 | 531 | 115000 | 547 | 120000
NE-HVAC-airAC-SpltPkg-240to759kBtuh-12p5eer | DEER2017 | D17 v2 |  | Any | Nrs | New | CZ03 | cWtd | Cap-Tons | 458.2 | 116000 | None | 121 | 0.076 | 0 | 121 | 0.076 | 0 | 121 | 0.076 | 0 | 121 | 0.076 | 0 | DEER:HVAC_Split-Package_AC | Annual | 1719 | 120.92 | 0.076 | 0 | 120.92 | 0.076 | 0 | NE-HVAC-airAC-SpltPkg-240to759kBtuh-12p5eer_MZDEER2017AnyNrsNewCZ03cPVVG | 166550 | NE-HVAC-airAC-SpltPkg-240to759kBtuh-12p5eer_SZDEER2017AnyNrsNewCZ03cDXGF | 166549 |  | 147 | 0.0776 | 0 | 16.6 | 0.0696 | 0 | 147 | 0.0776 | 0 | 16.6 | 0.0696 | 0 | 458 | 115000 | 459 | 120000
NE-HVAC-airAC-SpltPkg-240to759kBtuh-12p5eer | DEER2017 | D17 v2 |  | Any | Nrs | New | CZ04 | cWtd | Cap-Tons | 499.8 | 116000 | None | 186 | 0.107 | 0 | 186 | 0.107 | 0 | 186 | 0.107 | 0 | 186 | 0.107 | 0 | DEER:HVAC_Split-Package_AC | Annual | 1719 | 186.14 | 0.1072 | 0 | 186.14 | 0.1072 | 0 | NE-HVAC-airAC-SpltPkg-240to759kBtuh-12p5eer_MZDEER2017AnyNrsNewCZ04cPVVG | 166552 | NE-HVAC-airAC-SpltPkg-240to759kBtuh-12p5eer_SZDEER2017AnyNrsNewCZ04cDXGF | 166551 |  | 216 | 0.109 | 0 | 66.7 | 0.1 | 0 | 216 | 0.109 | 0 | 66.7 | 0.1 | 0 | 498 | 115000 | 507 | 120000
NE-HVAC-airAC-SpltPkg-240to759kBtuh-12p5eer | DEER2017 | D17 v2 |  | Any | Nrs | New | CZ05 | cWtd | Cap-Tons | 408.6 | 116000 | None | 119 | 0.0638 | 0 | 119 | 0.0638 | 0 | 119 | 0.0638 | 0 | 119 | 0.0638 | 0 | DEER:HVAC_Split-Package_AC | Annual | 1719 | 119.46 | 0.06384 | 0 | 119.46 | 0.06384 | 0 | NE-HVAC-airAC-SpltPkg-240to759kBtuh-12p5eer_MZDEER2017AnyNrsNewCZ05cPVVG | 166554 | NE-HVAC-airAC-SpltPkg-240to759kBtuh-12p5eer_SZDEER2017AnyNrsNewCZ05cDXGF | 166553 |  | 145 | 0.0672 | 0 | 17.3 | 0.0504 | 0 | 145 | 0.0672 | 0 | 17.3 | 0.0504 | 0 | 406 | 115000 | 419 | 120000
NE-HVAC-airAC-SpltPkg-240to759kBtuh-12p5eer | DEER2017 | D17 v2 |  | Any | Nrs | New | CZ06 | cWtd | Cap-Tons | 512.4 | 116000 | None | 238 | 0.0847 | 0 | 238 | 0.0847 | 0 | 238 | 0.0847 | 0 | 238 | 0.0847 | 0 | DEER:HVAC_Split-Package_AC | Annual | 1719 | 237.66 | 0.08474 | 0 | 237.66 | 0.08474 | 0 | NE-HVAC-airAC-SpltPkg-240to759kBtuh-12p5eer_MZDEER2017AnyNrsNewCZ06cPVVG | 166556 | NE-HVAC-airAC-SpltPkg-240to759kBtuh-12p5eer_SZDEER2017AnyNrsNewCZ06cDXGF | 166555 |  | 283 | 0.0864 | 0 | 56.3 | 0.0781 | 0 | 283 | 0.0864 | 0 | 56.3 | 0.0781 | 0 | 508 | 115000 | 530 | 120000
NE-HVAC-airAC-SpltPkg-240to759kBtuh-12p5eer | DEER2017 | D17 v2 |  | Any | Nrs | New | CZ07 | cWtd | Cap-Tons | 465.6 | 116000 | None | 257 | 0.0797 | 0 | 257 | 0.0797 | 0 | 257 | 0.0797 | 0 | 257 | 0.0797 | 0 | DEER:HVAC_Split-Package_AC | Annual | 1719 | 257.44 | 0.0797 | 0 | 257.44 | 0.0797 | 0 | NE-HVAC-airAC-SpltPkg-240to759kBtuh-12p5eer_MZDEER2017AnyNrsNewCZ07cPVVG | 166558 | NE-HVAC-airAC-SpltPkg-240to759kBtuh-12p5eer_SZDEER2017AnyNrsNewCZ07cDXGF | 166557 |  | 311 | 0.0813 | 0 | 43.2 | 0.0733 | 0 | 311 | 0.0813 | 0 | 43.2 | 0.0733 | 0 | 466 | 115000 | 464 | 120000
NE-HVAC-airAC-SpltPkg-240to759kBtuh-12p5eer | DEER2017 | D17 v2 |  | Any | Nrs | New | CZ08 | cWtd | Cap-Tons | 504.6 | 116000 | None | 274 | 0.107 | 0 | 274 | 0.107 | 0 | 274 | 0.107 | 0 | 274 | 0.107 | 0 | DEER:HVAC_Split-Package_AC | Annual | 1719 | 273.72 | 0.1066 | 0 | 273.72 | 0.1066 | 0 | NE-HVAC-airAC-SpltPkg-240to759kBtuh-12p5eer_MZDEER2017AnyNrsNewCZ08cPVVG | 166560 | NE-HVAC-airAC-SpltPkg-240to759kBtuh-12p5eer_SZDEER2017AnyNrsNewCZ08cDXGF | 166559 |  | 319 | 0.108 | 0 | 92.6 | 0.101 | 0 | 319 | 0.108 | 0 | 92.6 | 0.101 | 0 | 504 | 115000 | 507 | 120000
NE-HVAC-airAC-SpltPkg-240to759kBtuh-12p5eer | DEER2017 | D17 v2 |  | Any | Nrs | New | CZ09 | cWtd | Cap-Tons | 610.4 | 116000 | None | 262 | 0.129 | 0 | 262 | 0.129 | 0 | 262 | 0.129 | 0 | 262 | 0.129 | 0 | DEER:HVAC_Split-Package_AC | Annual | 1719 | 261.6 | 0.1288 | 0 | 261.6 | 0.1288 | 0 | NE-HVAC-airAC-SpltPkg-240to759kBtuh-12p5eer_MZDEER2017AnyNrsNewCZ09cPVVG | 166562 | NE-HVAC-airAC-SpltPkg-240to759kBtuh-12p5eer_SZDEER2017AnyNrsNewCZ09cDXGF | 166561 |  | 302 | 0.131 | 0 | 100 | 0.12 | 0 | 302 | 0.131 | 0 | 100 | 0.12 | 0 | 604 | 115000 | 636 | 120000
NE-HVAC-airAC-SpltPkg-240to759kBtuh-12p5eer | DEER2017 | D17 v2 |  | Any | Nrs | New | CZ10 | cWtd | Cap-Tons | 588.4 | 116000 | None | 265 | 0.139 | 0 | 265 | 0.139 | 0 | 265 | 0.139 | 0 | 265 | 0.139 | 0 | DEER:HVAC_Split-Package_AC | Annual | 1719 | 264.8 | 0.1392 | 0 | 264.8 | 0.1392 | 0 | NE-HVAC-airAC-SpltPkg-240to759kBtuh-12p5eer_MZDEER2017AnyNrsNewCZ10cPVVG | 166564 | NE-HVAC-airAC-SpltPkg-240to759kBtuh-12p5eer_SZDEER2017AnyNrsNewCZ10cDXGF | 166563 |  | 302 | 0.141 | 0 | 116 | 0.132 | 0 | 302 | 0.141 | 0 | 116 | 0.132 | 0 | 582 | 115000 | 614 | 120000
NE-HVAC-airAC-SpltPkg-240to759kBtuh-12p5eer | DEER2017 | D17 v2 |  | Any | Nrs | New | CZ11 | cWtd | Cap-Tons | 584 | 116000 | None | 256 | 0.121 | 0 | 256 | 0.121 | 0 | 256 | 0.121 | 0 | 256 | 0.121 | 0 | DEER:HVAC_Split-Package_AC | Annual | 1719 | 256.4 | 0.1212 | 0 | 256.4 | 0.1212 | 0 | NE-HVAC-airAC-SpltPkg-240to759kBtuh-12p5eer_MZDEER2017AnyNrsNewCZ11cPVVG | 166566 | NE-HVAC-airAC-SpltPkg-240to759kBtuh-12p5eer_SZDEER2017AnyNrsNewCZ11cDXGF | 166565 |  | 285 | 0.123 | 0 | 142 | 0.114 | 0 | 285 | 0.123 | 0 | 142 | 0.114 | 0 | 575 | 115000 | 620 | 120000
NE-HVAC-airAC-SpltPkg-240to759kBtuh-12p5eer | DEER2017 | D17 v2 |  | Any | Nrs | New | CZ12 | cWtd | Cap-Tons | 601.2 | 116000 | None | 206 | 0.116 | 0 | 206 | 0.116 | 0 | 206 | 0.116 | 0 | 206 | 0.116 | 0 | DEER:HVAC_Split-Package_AC | Annual | 1719 | 206.12 | 0.1156 | 0 | 206.12 | 0.1156 | 0 | NE-HVAC-airAC-SpltPkg-240to759kBtuh-12p5eer_MZDEER2017AnyNrsNewCZ12cPVVG | 166568 | NE-HVAC-airAC-SpltPkg-240to759kBtuh-12p5eer_SZDEER2017AnyNrsNewCZ12cDXGF | 166567 |  | 234 | 0.117 | 0 | 94.6 | 0.11 | 0 | 234 | 0.117 | 0 | 94.6 | 0.11 | 0 | 595 | 115000 | 626 | 120000
NE-HVAC-airAC-SpltPkg-240to759kBtuh-12p5eer | DEER2017 | D17 v2 |  | Any | Nrs | New | CZ13 | cWtd | Cap-Tons | 608.6 | 116000 | None | 263 | 0.117 | 0 | 263 | 0.117 | 0 | 263 | 0.117 | 0 | 263 | 0.117 | 0 | DEER:HVAC_Split-Package_AC | Annual | 1719 | 262.8 | 0.1174 | 0 | 262.8 | 0.1174 | 0 | NE-HVAC-airAC-SpltPkg-240to759kBtuh-12p5eer_MZDEER2017AnyNrsNewCZ13cPVVG | 166570 | NE-HVAC-airAC-SpltPkg-240to759kBtuh-12p5eer_SZDEER2017AnyNrsNewCZ13cDXGF | 166569 |  | 292 | 0.119 | 0 | 146 | 0.111 | 0 | 292 | 0.119 | 0 | 146 | 0.111 | 0 | 602 | 115000 | 635 | 120000
NE-HVAC-airAC-SpltPkg-240to759kBtuh-12p5eer | DEER2017 | D17 v2 |  | Any | Nrs | New | CZ14 | cWtd | Cap-Tons | 527.4 | 116000 | None | 268 | 0.132 | 0 | 268 | 0.132 | 0 | 268 | 0.132 | 0 | 268 | 0.132 | 0 | DEER:HVAC_Split-Package_AC | Annual | 1719 | 268 | 0.1324 | 0 | 268 | 0.1324 | 0 | NE-HVAC-airAC-SpltPkg-240to759kBtuh-12p5eer_MZDEER2017AnyNrsNewCZ14cPVVG | 166572 | NE-HVAC-airAC-SpltPkg-240to759kBtuh-12p5eer_SZDEER2017AnyNrsNewCZ14cDXGF | 166571 |  | 295 | 0.134 | 0 | 160 | 0.126 | 0 | 295 | 0.134 | 0 | 160 | 0.126 | 0 | 524 | 115000 | 541 | 120000
NE-HVAC-airAC-SpltPkg-240to759kBtuh-12p5eer | DEER2017 | D17 v2 |  | Any | Nrs | New | CZ15 | cWtd | Cap-Tons | 716.6 | 116000 | None | 426 | 0.122 | 0 | 426 | 0.122 | 0 | 426 | 0.122 | 0 | 426 | 0.122 | 0 | DEER:HVAC_Split-Package_AC | Annual | 1719 | 426.2 | 0.1216 | 0 | 426.2 | 0.1216 | 0 | NE-HVAC-airAC-SpltPkg-240to759kBtuh-12p5eer_MZDEER2017AnyNrsNewCZ15cPVVG | 166574 | NE-HVAC-airAC-SpltPkg-240to759kBtuh-12p5eer_SZDEER2017AnyNrsNewCZ15cDXGF | 166573 |  | 465 | 0.122 | 0 | 271 | 0.12 | 0 | 465 | 0.122 | 0 | 271 | 0.12 | 0 | 705 | 115000 | 763 | 120000
NE-HVAC-airAC-SpltPkg-240to759kBtuh-12p5eer | DEER2017 | D17 v2 |  | Any | Nrs | New | CZ16 | cWtd | Cap-Tons | 446.6 | 116000 | None | 140 | 0.076 | 0 | 140 | 0.076 | 0 | 140 | 0.076 | 0 | 140 | 0.076 | 0 | DEER:HVAC_Split-Package_AC | Annual | 1719 | 140.22 | 0.07596 | 0 | 140.22 | 0.07596 | 0 | NE-HVAC-airAC-SpltPkg-240to759kBtuh-12p5eer_MZDEER2017AnyNrsNewCZ16cPVVG | 166576 | NE-HVAC-airAC-SpltPkg-240to759kBtuh-12p5eer_SZDEER2017AnyNrsNewCZ16cDXGF | 166575 |  | 165 | 0.0771 | 0 | 41.1 | 0.0714 | 0 | 165 | 0.0771 | 0 | 41.1 | 0.0714 | 0 | 447 | 115000 | 445 | 120000
NE-HVAC-airAC-SpltPkg-240to759kBtuh-12p5eer | DEER2017 | D17 v2 |  | Any | OfL | 1975 | CZ01 | cWtd | Cap-Tons | 710.4 | 175000 | None | 54 | 0.0675 | 0 | 54 | 0.0675 | 0 | 54 | 0.0675 | 0 | 54 | 0.0675 | 0 | DEER:HVAC_Split-Package_AC | Annual | 1719 | 54 | 0.06752 | 0 | 54 | 0.06752 | 0 | NE-HVAC-airAC-SpltPkg-240to759kBtuh-12p5eer_MZDEER2017AnyOfL1975CZ01cPVVG | 13570 | NE-HVAC-airAC-SpltPkg-240to759kBtuh-12p5eer_SZDEER2017AnyOfL1975CZ01cDXGF | 13569 |  | 62.4 | 0.0659 | 0 | 20.4 | 0.074 | 0 | 62.4 | 0.0659 | 0 | 20.4 | 0.074 | 0 | 757 | 175000 | 524 | 175000
NE-HVAC-airAC-SpltPkg-240to759kBtuh-12p5eer | DEER2017 | D17 v2 |  | Any | OfL | 1975 | CZ02 | cWtd | Cap-Tons | 832.8 | 175000 | None | 152 | 0.151 | 0 | 152 | 0.151 | 0 | 152 | 0.151 | 0 | 152 | 0.151 | 0 | DEER:HVAC_Split-Package_AC | Annual | 1719 | 152 | 0.151 | 0 | 152 | 0.151 | 0 | NE-HVAC-airAC-SpltPkg-240to759kBtuh-12p5eer_MZDEER2017AnyOfL1975CZ02cPVVG | 13572 | NE-HVAC-airAC-SpltPkg-240to759kBtuh-12p5eer_SZDEER2017AnyOfL1975CZ02cDXGF | 13571 |  | 162 | 0.143 | 0 | 112 | 0.183 | 0 | 162 | 0.143 | 0 | 112 | 0.183 | 0 | 879 | 175000 | 648 | 175000
NE-HVAC-airAC-SpltPkg-240to759kBtuh-12p5eer | DEER2017 | D17 v2 |  | Any | OfL | 1975 | CZ03 | cWtd | Cap-Tons | 751 | 175000 | None | 127 | 0.109 | 0 | 127 | 0.109 | 0 | 127 | 0.109 | 0 | 127 | 0.109 | 0 | DEER:HVAC_Split-Package_AC | Annual | 1719 | 127.2 | 0.1092 | 0 | 127.2 | 0.1092 | 0 | NE-HVAC-airAC-SpltPkg-240to759kBtuh-12p5eer_MZDEER2017AnyOfL1975CZ03cPVVG | 13574 | NE-HVAC-airAC-SpltPkg-240to759kBtuh-12p5eer_SZDEER2017AnyOfL1975CZ03cDXGF | 13573 |  | 139 | 0.101 | 0 | 80 | 0.142 | 0 | 139 | 0.101 | 0 | 80 | 0.142 | 0 | 798 | 175000 | 563 | 175000
NE-HVAC-airAC-SpltPkg-240to759kBtuh-12p5eer | DEER2017 | D17 v2 |  | Any | OfL | 1975 | CZ04 | cWtd | Cap-Tons | 830.8 | 175000 | None | 172 | 0.144 | 0 | 172 | 0.144 | 0 | 172 | 0.144 | 0 | 172 | 0.144 | 0 | DEER:HVAC_Split-Package_AC | Annual | 1719 | 171.6 | 0.1438 | 0 | 171.6 | 0.1438 | 0 | NE-HVAC-airAC-SpltPkg-240to759kBtuh-12p5eer_MZDEER2017AnyOfL1975CZ04cPVVG | 13576 | NE-HVAC-airAC-SpltPkg-240to759kBtuh-12p5eer_SZDEER2017AnyOfL1975CZ04cDXGF | 13575 |  | 182 | 0.134 | 0 | 130 | 0.183 | 0 | 182 | 0.134 | 0 | 130 | 0.183 | 0 | 880 | 175000 | 634 | 175000
NE-HVAC-airAC-SpltPkg-240to759kBtuh-12p5eer | DEER2017 | D17 v2 |  | Any | OfL | 1975 | CZ05 | cWtd | Cap-Tons | 725 | 175000 | None | 135 | 0.0958 | 0 | 135 | 0.0958 | 0 | 135 | 0.0958 | 0 | 135 | 0.0958 | 0 | DEER:HVAC_Split-Package_AC | Annual | 1719 | 135.46 | 0.09576 | 0 | 135.46 | 0.09576 | 0 | NE-HVAC-airAC-SpltPkg-240to759kBtuh-12p5eer_MZDEER2017AnyOfL1975CZ05cPVVG | 13578 | NE-HVAC-airAC-SpltPkg-240to759kBtuh-12p5eer_SZDEER2017AnyOfL1975CZ05cDXGF | 13577 |  | 146 | 0.0887 | 0 | 93.3 | 0.124 | 0 | 146 | 0.0887 | 0 | 93.3 | 0.124 | 0 | 769 | 175000 | 549 | 175000
NE-HVAC-airAC-SpltPkg-240to759kBtuh-12p5eer | DEER2017 | D17 v2 |  | Any | OfL | 1975 | CZ06 | cWtd | Cap-Tons | 791.4 | 175000 | None | 200 | 0.12 | 0 | 200 | 0.12 | 0 | 200 | 0.12 | 0 | 200 | 0.12 | 0 | DEER:HVAC_Split-Package_AC | Annual | 1719 | 200 | 0.1196 | 0 | 200 | 0.1196 | 0 | NE-HVAC-airAC-SpltPkg-240to759kBtuh-12p5eer_MZDEER2017AnyOfL1975CZ06cPVVG | 13580 | NE-HVAC-airAC-SpltPkg-240to759kBtuh-12p5eer_SZDEER2017AnyOfL1975CZ06cDXGF | 13579 |  | 210 | 0.112 | 0 | 160 | 0.15 | 0 | 210 | 0.112 | 0 | 160 | 0.15 | 0 | 836 | 175000 | 613 | 175000
NE-HVAC-airAC-SpltPkg-240to759kBtuh-12p5eer | DEER2017 | D17 v2 |  | Any | OfL | 1975 | CZ07 | cWtd | Cap-Tons | 738 | 175000 | None | 199 | 0.114 | 0 | 199 | 0.114 | 0 | 199 | 0.114 | 0 | 199 | 0.114 | 0 | DEER:HVAC_Split-Package_AC | Annual | 1719 | 199 | 0.1144 | 0 | 199 | 0.1144 | 0 | NE-HVAC-airAC-SpltPkg-240to759kBtuh-12p5eer_MZDEER2017AnyOfL1975CZ07cPVVG | 13582 | NE-HVAC-airAC-SpltPkg-240to759kBtuh-12p5eer_SZDEER2017AnyOfL1975CZ07cDXGF | 13581 |  | 210 | 0.107 | 0 | 155 | 0.144 | 0 | 210 | 0.107 | 0 | 155 | 0.144 | 0 | 782 | 175000 | 562 | 175000
NE-HVAC-airAC-SpltPkg-240to759kBtuh-12p5eer | DEER2017 | D17 v2 |  | Any | OfL | 1975 | CZ08 | cWtd | Cap-Tons | 827.4 | 175000 | None | 211 | 0.136 | 0 | 211 | 0.136 | 0 | 211 | 0.136 | 0 | 211 | 0.136 | 0 | DEER:HVAC_Split-Package_AC | Annual | 1719 | 210.6 | 0.1358 | 0 | 210.6 | 0.1358 | 0 | NE-HVAC-airAC-SpltPkg-240to759kBtuh-12p5eer_MZDEER2017AnyOfL1975CZ08cPVVG | 13584 | NE-HVAC-airAC-SpltPkg-240to759kBtuh-12p5eer_SZDEER2017AnyOfL1975CZ08cDXGF | 13583 |  | 220 | 0.128 | 0 | 173 | 0.167 | 0 | 220 | 0.128 | 0 | 173 | 0.167 | 0 | 873 | 175000 | 645 | 175000
NE-HVAC-airAC-SpltPkg-240to759kBtuh-12p5eer | DEER2017 | D17 v2 |  | Any | OfL | 1975 | CZ09 | cWtd | Cap-Tons | 978.6 | 175000 | None | 195 | 0.157 | 0 | 195 | 0.157 | 0 | 195 | 0.157 | 0 | 195 | 0.157 | 0 | DEER:HVAC_Split-Package_AC | Annual | 1719 | 195.2 | 0.1566 | 0 | 195.2 | 0.1566 | 0 | NE-HVAC-airAC-SpltPkg-240to759kBtuh-12p5eer_MZDEER2017AnyOfL1975CZ09cPVVG | 13586 | NE-HVAC-airAC-SpltPkg-240to759kBtuh-12p5eer_SZDEER2017AnyOfL1975CZ09cDXGF | 13585 |  | 208 | 0.148 | 0 | 144 | 0.191 | 0 | 208 | 0.148 | 0 | 144 | 0.191 | 0 | 1030 | 175000 | 773 | 175000
NE-HVAC-airAC-SpltPkg-240to759kBtuh-12p5eer | DEER2017 | D17 v2 |  | Any | OfL | 1975 | CZ10 | cWtd | Cap-Tons | 946.6 | 175000 | None | 210 | 0.171 | 0 | 210 | 0.171 | 0 | 210 | 0.171 | 0 | 210 | 0.171 | 0 | DEER:HVAC_Split-Package_AC | Annual | 1719 | 209.8 | 0.1714 | 0 | 209.8 | 0.1714 | 0 | NE-HVAC-airAC-SpltPkg-240to759kBtuh-12p5eer_MZDEER2017AnyOfL1975CZ10cPVVG | 13588 | NE-HVAC-airAC-SpltPkg-240to759kBtuh-12p5eer_SZDEER2017AnyOfL1975CZ10cDXGF | 13587 |  | 220 | 0.161 | 0 | 169 | 0.213 | 0 | 220 | 0.161 | 0 | 169 | 0.213 | 0 | 997 | 175000 | 745 | 175000
NE-HVAC-airAC-SpltPkg-240to759kBtuh-12p5eer | DEER2017 | D17 v2 |  | Any | OfL | 1975 | CZ11 | cWtd | Cap-Tons | 914 | 175000 | None | 206 | 0.159 | 0 | 206 | 0.159 | 0 | 206 | 0.159 | 0 | 206 | 0.159 | 0 | DEER:HVAC_Split-Package_AC | Annual | 1719 | 205.6 | 0.1592 | 0 | 205.6 | 0.1592 | 0 | NE-HVAC-airAC-SpltPkg-240to759kBtuh-12p5eer_MZDEER2017AnyOfL1975CZ11cPVVG | 13590 | NE-HVAC-airAC-SpltPkg-240to759kBtuh-12p5eer_SZDEER2017AnyOfL1975CZ11cDXGF | 13589 |  | 214 | 0.152 | 0 | 172 | 0.188 | 0 | 214 | 0.152 | 0 | 172 | 0.188 | 0 | 963 | 175000 | 718 | 175000
NE-HVAC-airAC-SpltPkg-240to759kBtuh-12p5eer | DEER2017 | D17 v2 |  | Any | OfL | 1975 | CZ12 | cWtd | Cap-Tons | 845.6 | 175000 | None | 184 | 0.159 | 0 | 184 | 0.159 | 0 | 184 | 0.159 | 0 | 184 | 0.159 | 0 | DEER:HVAC_Split-Package_AC | Annual | 1719 | 184.2 | 0.159 | 0 | 184.2 | 0.159 | 0 | NE-HVAC-airAC-SpltPkg-240to759kBtuh-12p5eer_MZDEER2017AnyOfL1975CZ12cPVVG | 13592 | NE-HVAC-airAC-SpltPkg-240to759kBtuh-12p5eer_SZDEER2017AnyOfL1975CZ12cDXGF | 13591 |  | 191 | 0.151 | 0 | 157 | 0.191 | 0 | 191 | 0.151 | 0 | 157 | 0.191 | 0 | 895 | 175000 | 648 | 175000
NE-HVAC-airAC-SpltPkg-240to759kBtuh-12p5eer | DEER2017 | D17 v2 |  | Any | OfL | 1975 | CZ13 | cWtd | Cap-Tons | 903 | 175000 | None | 206 | 0.151 | 0 | 206 | 0.151 | 0 | 206 | 0.151 | 0 | 206 | 0.151 | 0 | DEER:HVAC_Split-Package_AC | Annual | 1719 | 205.8 | 0.1512 | 0 | 205.8 | 0.1512 | 0 | NE-HVAC-airAC-SpltPkg-240to759kBtuh-12p5eer_MZDEER2017AnyOfL1975CZ13cPVVG | 13594 | NE-HVAC-airAC-SpltPkg-240to759kBtuh-12p5eer_SZDEER2017AnyOfL1975CZ13cDXGF | 13593 |  | 211 | 0.142 | 0 | 185 | 0.188 | 0 | 211 | 0.142 | 0 | 185 | 0.188 | 0 | 954 | 175000 | 699 | 175000
NE-HVAC-airAC-SpltPkg-240to759kBtuh-12p5eer | DEER2017 | D17 v2 |  | Any | OfL | 1975 | CZ14 | cWtd | Cap-Tons | 1015 | 175000 | None | 200 | 0.146 | 0 | 200 | 0.146 | 0 | 200 | 0.146 | 0 | 200 | 0.146 | 0 | DEER:HVAC_Split-Package_AC | Annual | 1719 | 199.6 | 0.1464 | 0 | 199.6 | 0.1464 | 0 | NE-HVAC-airAC-SpltPkg-240to759kBtuh-12p5eer_MZDEER2017AnyOfL1975CZ14cPVVG | 13596 | NE-HVAC-airAC-SpltPkg-240to759kBtuh-12p5eer_SZDEER2017AnyOfL1975CZ14cDXGF | 13595 |  | 209 | 0.137 | 0 | 162 | 0.184 | 0 | 209 | 0.137 | 0 | 162 | 0.184 | 0 | 1070 | 175000 | 795 | 175000
NE-HVAC-airAC-SpltPkg-240to759kBtuh-12p5eer | DEER2017 | D17 v2 |  | Any | OfL | 1975 | CZ15 | cWtd | Cap-Tons | 1046.2 | 175000 | None | 314 | 0.165 | 0 | 314 | 0.165 | 0 | 314 | 0.165 | 0 | 314 | 0.165 | 0 | DEER:HVAC_Split-Package_AC | Annual | 1719 | 314.4 | 0.1654 | 0 | 314.4 | 0.1654 | 0 | NE-HVAC-airAC-SpltPkg-240to759kBtuh-12p5eer_MZDEER2017AnyOfL1975CZ15cPVVG | 13598 | NE-HVAC-airAC-SpltPkg-240to759kBtuh-12p5eer_SZDEER2017AnyOfL1975CZ15cDXGF | 13597 |  | 321 | 0.156 | 0 | 288 | 0.203 | 0 | 321 | 0.156 | 0 | 288 | 0.203 | 0 | 1100 | 175000 | 831 | 175000
NE-HVAC-airAC-SpltPkg-240to759kBtuh-12p5eer | DEER2017 | D17 v2 |  | Any | OfL | 1975 | CZ16 | cWtd | Cap-Tons | 719.8 | 175000 | None | 116 | 0.112 | 0 | 116 | 0.112 | 0 | 116 | 0.112 | 0 | 116 | 0.112 | 0 | DEER:HVAC_Split-Package_AC | Annual | 1719 | 116.12 | 0.1122 | 0 | 116.12 | 0.1122 | 0 | NE-HVAC-airAC-SpltPkg-240to759kBtuh-12p5eer_MZDEER2017AnyOfL1975CZ16cPVVG | 13600 | NE-HVAC-airAC-SpltPkg-240to759kBtuh-12p5eer_SZDEER2017AnyOfL1975CZ16cDXGF | 13599 |  | 121 | 0.105 | 0 | 96.6 | 0.141 | 0 | 121 | 0.105 | 0 | 96.6 | 0.141 | 0 | 764 | 175000 | 543 | 175000
NE-HVAC-airAC-SpltPkg-240to759kBtuh-12p5eer | DEER2017 | D17 v2 |  | Any | OfL | 1985 | CZ01 | cWtd | Cap-Tons | 625.4 | 175000 | None | 34.7 | 0.0733 | 0 | 34.7 | 0.0733 | 0 | 34.7 | 0.0733 | 0 | 34.7 | 0.0733 | 0 | DEER:HVAC_Split-Package_AC | Annual | 1719 | 34.7 | 0.0733 | 0 | 34.7 | 0.0733 | 0 | NE-HVAC-airAC-SpltPkg-240to759kBtuh-12p5eer_MZDEER2017AnyOfL1985CZ01cPVVG | 34930 | NE-HVAC-airAC-SpltPkg-240to759kBtuh-12p5eer_SZDEER2017AnyOfL1985CZ01cDXGF | 34929 |  | 36.8 | 0.0715 | 0 | 26.3 | 0.0805 | 0 | 36.8 | 0.0715 | 0 | 26.3 | 0.0805 | 0 | 660 | 175000 | 487 | 175000
NE-HVAC-airAC-SpltPkg-240to759kBtuh-12p5eer | DEER2017 | D17 v2 |  | Any | OfL | 1985 | CZ02 | cWtd | Cap-Tons | 741.2 | 175000 | None | 149 | 0.172 | 0 | 149 | 0.172 | 0 | 149 | 0.172 | 0 | 149 | 0.172 | 0 | DEER:HVAC_Split-Package_AC | Annual | 1719 | 149 | 0.1724 | 0 | 149 | 0.1724 | 0 | NE-HVAC-airAC-SpltPkg-240to759kBtuh-12p5eer_MZDEER2017AnyOfL1985CZ02cPVVG | 34932 | NE-HVAC-airAC-SpltPkg-240to759kBtuh-12p5eer_SZDEER2017AnyOfL1985CZ02cDXGF | 34931 |  | 157 | 0.169 | 0 | 117 | 0.186 | 0 | 157 | 0.169 | 0 | 117 | 0.186 | 0 | 774 | 175000 | 610 | 175000
NE-HVAC-airAC-SpltPkg-240to759kBtuh-12p5eer | DEER2017 | D17 v2 |  | Any | OfL | 1985 | CZ03 | cWtd | Cap-Tons | 669 | 175000 | None | 112 | 0.126 | 0 | 112 | 0.126 | 0 | 112 | 0.126 | 0 | 112 | 0.126 | 0 | DEER:HVAC_Split-Package_AC | Annual | 1719 | 112.24 | 0.126 | 0 | 112.24 | 0.126 | 0 | NE-HVAC-airAC-SpltPkg-240to759kBtuh-12p5eer_MZDEER2017AnyOfL1985CZ03cPVVG | 34934 | NE-HVAC-airAC-SpltPkg-240to759kBtuh-12p5eer_SZDEER2017AnyOfL1985CZ03cDXGF | 34933 |  | 119 | 0.121 | 0 | 85.2 | 0.146 | 0 | 119 | 0.121 | 0 | 85.2 | 0.146 | 0 | 704 | 175000 | 529 | 175000
NE-HVAC-airAC-SpltPkg-240to759kBtuh-12p5eer | DEER2017 | D17 v2 |  | Any | OfL | 1985 | CZ04 | cWtd | Cap-Tons | 741 | 175000 | None | 169 | 0.164 | 0 | 169 | 0.164 | 0 | 169 | 0.164 | 0 | 169 | 0.164 | 0 | DEER:HVAC_Split-Package_AC | Annual | 1719 | 168.6 | 0.1638 | 0 | 168.6 | 0.1638 | 0 | NE-HVAC-airAC-SpltPkg-240to759kBtuh-12p5eer_MZDEER2017AnyOfL1985CZ04cPVVG | 34936 | NE-HVAC-airAC-SpltPkg-240to759kBtuh-12p5eer_SZDEER2017AnyOfL1985CZ04cDXGF | 34935 |  | 177 | 0.158 | 0 | 135 | 0.187 | 0 | 177 | 0.158 | 0 | 135 | 0.187 | 0 | 777 | 175000 | 597 | 175000
NE-HVAC-airAC-SpltPkg-240to759kBtuh-12p5eer | DEER2017 | D17 v2 |  | Any | OfL | 1985 | CZ05 | cWtd | Cap-Tons | 641.4 | 175000 | None | 128 | 0.111 | 0 | 128 | 0.111 | 0 | 128 | 0.111 | 0 | 128 | 0.111 | 0 | DEER:HVAC_Split-Package_AC | Annual | 1719 | 127.84 | 0.111 | 0 | 127.84 | 0.111 | 0 | NE-HVAC-airAC-SpltPkg-240to759kBtuh-12p5eer_MZDEER2017AnyOfL1985CZ05cPVVG | 34938 | NE-HVAC-airAC-SpltPkg-240to759kBtuh-12p5eer_SZDEER2017AnyOfL1985CZ05cDXGF | 34937 |  | 135 | 0.107 | 0 | 99.2 | 0.127 | 0 | 135 | 0.107 | 0 | 99.2 | 0.127 | 0 | 673 | 175000 | 515 | 175000
NE-HVAC-airAC-SpltPkg-240to759kBtuh-12p5eer | DEER2017 | D17 v2 |  | Any | OfL | 1985 | CZ06 | cWtd | Cap-Tons | 703.2 | 175000 | None | 200 | 0.138 | 0 | 200 | 0.138 | 0 | 200 | 0.138 | 0 | 200 | 0.138 | 0 | DEER:HVAC_Split-Package_AC | Annual | 1719 | 199.8 | 0.1382 | 0 | 199.8 | 0.1382 | 0 | NE-HVAC-airAC-SpltPkg-240to759kBtuh-12p5eer_MZDEER2017AnyOfL1985CZ06cPVVG | 34940 | NE-HVAC-airAC-SpltPkg-240to759kBtuh-12p5eer_SZDEER2017AnyOfL1985CZ06cDXGF | 34939 |  | 208 | 0.134 | 0 | 167 | 0.155 | 0 | 208 | 0.134 | 0 | 167 | 0.155 | 0 | 735 | 175000 | 576 | 175000
NE-HVAC-airAC-SpltPkg-240to759kBtuh-12p5eer | DEER2017 | D17 v2 |  | Any | OfL | 1985 | CZ07 | cWtd | Cap-Tons | 653.4 | 175000 | None | 193 | 0.132 | 0 | 193 | 0.132 | 0 | 193 | 0.132 | 0 | 193 | 0.132 | 0 | DEER:HVAC_Split-Package_AC | Annual | 1719 | 193.4 | 0.1316 | 0 | 193.4 | 0.1316 | 0 | NE-HVAC-airAC-SpltPkg-240to759kBtuh-12p5eer_MZDEER2017AnyOfL1985CZ07cPVVG | 34942 | NE-HVAC-airAC-SpltPkg-240to759kBtuh-12p5eer_SZDEER2017AnyOfL1985CZ07cDXGF | 34941 |  | 201 | 0.128 | 0 | 163 | 0.146 | 0 | 201 | 0.128 | 0 | 163 | 0.146 | 0 | 685 | 175000 | 527 | 175000
NE-HVAC-airAC-SpltPkg-240to759kBtuh-12p5eer | DEER2017 | D17 v2 |  | Any | OfL | 1985 | CZ08 | cWtd | Cap-Tons | 735.8 | 175000 | None | 213 | 0.158 | 0 | 213 | 0.158 | 0 | 213 | 0.158 | 0 | 213 | 0.158 | 0 | DEER:HVAC_Split-Package_AC | Annual | 1719 | 212.8 | 0.158 | 0 | 212.8 | 0.158 | 0 | NE-HVAC-airAC-SpltPkg-240to759kBtuh-12p5eer_MZDEER2017AnyOfL1985CZ08cPVVG | 34944 | NE-HVAC-airAC-SpltPkg-240to759kBtuh-12p5eer_SZDEER2017AnyOfL1985CZ08cDXGF | 34943 |  | 221 | 0.155 | 0 | 180 | 0.17 | 0 | 221 | 0.155 | 0 | 180 | 0.17 | 0 | 768 | 175000 | 607 | 175000
NE-HVAC-airAC-SpltPkg-240to759kBtuh-12p5eer | DEER2017 | D17 v2 |  | Any | OfL | 1985 | CZ09 | cWtd | Cap-Tons | 875.6 | 175000 | None | 194 | 0.177 | 0 | 194 | 0.177 | 0 | 194 | 0.177 | 0 | 194 | 0.177 | 0 | DEER:HVAC_Split-Package_AC | Annual | 1719 | 193.8 | 0.1774 | 0 | 193.8 | 0.1774 | 0 | NE-HVAC-airAC-SpltPkg-240to759kBtuh-12p5eer_MZDEER2017AnyOfL1985CZ09cPVVG | 34946 | NE-HVAC-airAC-SpltPkg-240to759kBtuh-12p5eer_SZDEER2017AnyOfL1985CZ09cDXGF | 34945 |  | 205 | 0.173 | 0 | 149 | 0.195 | 0 | 205 | 0.173 | 0 | 149 | 0.195 | 0 | 912 | 175000 | 730 | 175000
NE-HVAC-airAC-SpltPkg-240to759kBtuh-12p5eer | DEER2017 | D17 v2 |  | Any | OfL | 1985 | CZ10 | cWtd | Cap-Tons | 847.6 | 175000 | None | 214 | 0.198 | 0 | 214 | 0.198 | 0 | 214 | 0.198 | 0 | 214 | 0.198 | 0 | DEER:HVAC_Split-Package_AC | Annual | 1719 | 214.2 | 0.198 | 0 | 214.2 | 0.198 | 0 | NE-HVAC-airAC-SpltPkg-240to759kBtuh-12p5eer_MZDEER2017AnyOfL1985CZ10cPVVG | 34948 | NE-HVAC-airAC-SpltPkg-240to759kBtuh-12p5eer_SZDEER2017AnyOfL1985CZ10cDXGF | 34947 |  | 224 | 0.193 | 0 | 175 | 0.218 | 0 | 224 | 0.193 | 0 | 175 | 0.218 | 0 | 884 | 175000 | 702 | 175000
NE-HVAC-airAC-SpltPkg-240to759kBtuh-12p5eer | DEER2017 | D17 v2 |  | Any | OfL | 1985 | CZ11 | cWtd | Cap-Tons | 814.4 | 175000 | None | 209 | 0.174 | 0 | 209 | 0.174 | 0 | 209 | 0.174 | 0 | 209 | 0.174 | 0 | DEER:HVAC_Split-Package_AC | Annual | 1719 | 208.6 | 0.1736 | 0 | 208.6 | 0.1736 | 0 | NE-HVAC-airAC-SpltPkg-240to759kBtuh-12p5eer_MZDEER2017AnyOfL1985CZ11cPVVG | 34950 | NE-HVAC-airAC-SpltPkg-240to759kBtuh-12p5eer_SZDEER2017AnyOfL1985CZ11cDXGF | 34949 |  | 216 | 0.169 | 0 | 179 | 0.192 | 0 | 216 | 0.169 | 0 | 179 | 0.192 | 0 | 849 | 175000 | 676 | 175000
NE-HVAC-airAC-SpltPkg-240to759kBtuh-12p5eer | DEER2017 | D17 v2 |  | Any | OfL | 1985 | CZ12 | cWtd | Cap-Tons | 753 | 175000 | None | 186 | 0.181 | 0 | 186 | 0.181 | 0 | 186 | 0.181 | 0 | 186 | 0.181 | 0 | DEER:HVAC_Split-Package_AC | Annual | 1719 | 186.2 | 0.1806 | 0 | 186.2 | 0.1806 | 0 | NE-HVAC-airAC-SpltPkg-240to759kBtuh-12p5eer_MZDEER2017AnyOfL1985CZ12cPVVG | 34952 | NE-HVAC-airAC-SpltPkg-240to759kBtuh-12p5eer_SZDEER2017AnyOfL1985CZ12cDXGF | 34951 |  | 192 | 0.177 | 0 | 163 | 0.195 | 0 | 192 | 0.177 | 0 | 163 | 0.195 | 0 | 789 | 175000 | 609 | 175000
NE-HVAC-airAC-SpltPkg-240to759kBtuh-12p5eer | DEER2017 | D17 v2 |  | Any | OfL | 1985 | CZ13 | cWtd | Cap-Tons | 807 | 175000 | None | 213 | 0.174 | 0 | 213 | 0.174 | 0 | 213 | 0.174 | 0 | 213 | 0.174 | 0 | DEER:HVAC_Split-Package_AC | Annual | 1719 | 212.8 | 0.1736 | 0 | 212.8 | 0.1736 | 0 | NE-HVAC-airAC-SpltPkg-240to759kBtuh-12p5eer_MZDEER2017AnyOfL1985CZ13cPVVG | 34954 | NE-HVAC-airAC-SpltPkg-240to759kBtuh-12p5eer_SZDEER2017AnyOfL1985CZ13cDXGF | 34953 |  | 218 | 0.169 | 0 | 192 | 0.192 | 0 | 218 | 0.169 | 0 | 192 | 0.192 | 0 | 844 | 175000 | 659 | 175000
NE-HVAC-airAC-SpltPkg-240to759kBtuh-12p5eer | DEER2017 | D17 v2 |  | Any | OfL | 1985 | CZ14 | cWtd | Cap-Tons | 749 | 175000 | None | 226 | 0.188 | 0 | 226 | 0.188 | 0 | 226 | 0.188 | 0 | 226 | 0.188 | 0 | DEER:HVAC_Split-Package_AC | Annual | 1719 | 225.8 | 0.1876 | 0 | 225.8 | 0.1876 | 0 | NE-HVAC-airAC-SpltPkg-240to759kBtuh-12p5eer_MZDEER2017AnyOfL1985CZ14cPVVG | 34956 | NE-HVAC-airAC-SpltPkg-240to759kBtuh-12p5eer_SZDEER2017AnyOfL1985CZ14cDXGF | 34955 |  | 231 | 0.184 | 0 | 205 | 0.202 | 0 | 231 | 0.184 | 0 | 205 | 0.202 | 0 | 781 | 175000 | 621 | 175000
NE-HVAC-airAC-SpltPkg-240to759kBtuh-12p5eer | DEER2017 | D17 v2 |  | Any | OfL | 1985 | CZ15 | cWtd | Cap-Tons | 904.4 | 175000 | None | 329 | 0.187 | 0 | 329 | 0.187 | 0 | 329 | 0.187 | 0 | 329 | 0.187 | 0 | DEER:HVAC_Split-Package_AC | Annual | 1719 | 328.8 | 0.1866 | 0 | 328.8 | 0.1866 | 0 | NE-HVAC-airAC-SpltPkg-240to759kBtuh-12p5eer_MZDEER2017AnyOfL1985CZ15cPVVG | 34958 | NE-HVAC-airAC-SpltPkg-240to759kBtuh-12p5eer_SZDEER2017AnyOfL1985CZ15cDXGF | 34957 |  | 336 | 0.181 | 0 | 300 | 0.209 | 0 | 336 | 0.181 | 0 | 300 | 0.209 | 0 | 942 | 175000 | 754 | 175000
NE-HVAC-airAC-SpltPkg-240to759kBtuh-12p5eer | DEER2017 | D17 v2 |  | Any | OfL | 1985 | CZ16 | cWtd | Cap-Tons | 620.8 | 175000 | None | 118 | 0.129 | 0 | 118 | 0.129 | 0 | 118 | 0.129 | 0 | 118 | 0.129 | 0 | DEER:HVAC_Split-Package_AC | Annual | 1719 | 117.8 | 0.1286 | 0 | 117.8 | 0.1286 | 0 | NE-HVAC-airAC-SpltPkg-240to759kBtuh-12p5eer_MZDEER2017AnyOfL1985CZ16cPVVG | 34960 | NE-HVAC-airAC-SpltPkg-240to759kBtuh-12p5eer_SZDEER2017AnyOfL1985CZ16cDXGF | 34959 |  | 121 | 0.124 | 0 | 105 | 0.147 | 0 | 121 | 0.124 | 0 | 105 | 0.147 | 0 | 652 | 175000 | 496 | 175000
NE-HVAC-airAC-SpltPkg-240to759kBtuh-12p5eer | DEER2017 | D17 v2 |  | Any | OfL | 1996 | CZ01 | cWtd | Cap-Tons | 467.8 | 175000 | None | 40.7 | 0.0789 | 0 | 40.7 | 0.0789 | 0 | 40.7 | 0.0789 | 0 | 40.7 | 0.0789 | 0 | DEER:HVAC_Split-Package_AC | Annual | 1719 | 40.72 | 0.07894 | 0 | 40.72 | 0.07894 | 0 | NE-HVAC-airAC-SpltPkg-240to759kBtuh-12p5eer_MZDEER2017AnyOfL1996CZ01cPVVG | 56290 | NE-HVAC-airAC-SpltPkg-240to759kBtuh-12p5eer_SZDEER2017AnyOfL1996CZ01cDXGF | 56289 |  | 43.7 | 0.0763 | 0 | 28.8 | 0.0895 | 0 | 43.7 | 0.0763 | 0 | 28.8 | 0.0895 | 0 | 491 | 175000 | 375 | 175000
NE-HVAC-airAC-SpltPkg-240to759kBtuh-12p5eer | DEER2017 | D17 v2 |  | Any | OfL | 1996 | CZ02 | cWtd | Cap-Tons | 599.2 | 175000 | None | 157 | 0.19 | 0 | 157 | 0.19 | 0 | 157 | 0.19 | 0 | 157 | 0.19 | 0 | DEER:HVAC_Split-Package_AC | Annual | 1719 | 156.6 | 0.1902 | 0 | 156.6 | 0.1902 | 0 | NE-HVAC-airAC-SpltPkg-240to759kBtuh-12p5eer_MZDEER2017AnyOfL1996CZ02cPVVG | 56292 | NE-HVAC-airAC-SpltPkg-240to759kBtuh-12p5eer_SZDEER2017AnyOfL1996CZ02cDXGF | 56291 |  | 166 | 0.188 | 0 | 119 | 0.199 | 0 | 166 | 0.188 | 0 | 119 | 0.199 | 0 | 621 | 175000 | 512 | 175000
NE-HVAC-airAC-SpltPkg-240to759kBtuh-12p5eer | DEER2017 | D17 v2 |  | Any | OfL | 1996 | CZ03 | cWtd | Cap-Tons | 557.8 | 175000 | None | 117 | 0.133 | 0 | 117 | 0.133 | 0 | 117 | 0.133 | 0 | 117 | 0.133 | 0 | DEER:HVAC_Split-Package_AC | Annual | 1719 | 116.7 | 0.1334 | 0 | 116.7 | 0.1334 | 0 | NE-HVAC-airAC-SpltPkg-240to759kBtuh-12p5eer_MZDEER2017AnyOfL1996CZ03cPVVG | 56294 | NE-HVAC-airAC-SpltPkg-240to759kBtuh-12p5eer_SZDEER2017AnyOfL1996CZ03cDXGF | 56293 |  | 126 | 0.129 | 0 | 79.5 | 0.151 | 0 | 126 | 0.129 | 0 | 79.5 | 0.151 | 0 | 582 | 175000 | 461 | 175000
NE-HVAC-airAC-SpltPkg-240to759kBtuh-12p5eer | DEER2017 | D17 v2 |  | Any | OfL | 1996 | CZ04 | cWtd | Cap-Tons | 618.8 | 175000 | None | 173 | 0.174 | 0 | 173 | 0.174 | 0 | 173 | 0.174 | 0 | 173 | 0.174 | 0 | DEER:HVAC_Split-Package_AC | Annual | 1719 | 173.4 | 0.1742 | 0 | 173.4 | 0.1742 | 0 | NE-HVAC-airAC-SpltPkg-240to759kBtuh-12p5eer_MZDEER2017AnyOfL1996CZ04cPVVG | 56296 | NE-HVAC-airAC-SpltPkg-240to759kBtuh-12p5eer_SZDEER2017AnyOfL1996CZ04cDXGF | 56295 |  | 184 | 0.169 | 0 | 131 | 0.195 | 0 | 184 | 0.169 | 0 | 131 | 0.195 | 0 | 643 | 175000 | 522 | 175000
NE-HVAC-airAC-SpltPkg-240to759kBtuh-12p5eer | DEER2017 | D17 v2 |  | Any | OfL | 1996 | CZ05 | cWtd | Cap-Tons | 506.2 | 175000 | None | 136 | 0.121 | 0 | 136 | 0.121 | 0 | 136 | 0.121 | 0 | 136 | 0.121 | 0 | DEER:HVAC_Split-Package_AC | Annual | 1719 | 135.8 | 0.1212 | 0 | 135.8 | 0.1212 | 0 | NE-HVAC-airAC-SpltPkg-240to759kBtuh-12p5eer_MZDEER2017AnyOfL1996CZ05cPVVG | 56298 | NE-HVAC-airAC-SpltPkg-240to759kBtuh-12p5eer_SZDEER2017AnyOfL1996CZ05cDXGF | 56297 |  | 144 | 0.118 | 0 | 103 | 0.134 | 0 | 144 | 0.118 | 0 | 103 | 0.134 | 0 | 527 | 175000 | 423 | 175000
NE-HVAC-airAC-SpltPkg-240to759kBtuh-12p5eer | DEER2017 | D17 v2 |  | Any | OfL | 1996 | CZ06 | cWtd | Cap-Tons | 564.8 | 175000 | None | 210 | 0.151 | 0 | 210 | 0.151 | 0 | 210 | 0.151 | 0 | 210 | 0.151 | 0 | DEER:HVAC_Split-Package_AC | Annual | 1719 | 209.8 | 0.1514 | 0 | 209.8 | 0.1514 | 0 | NE-HVAC-airAC-SpltPkg-240to759kBtuh-12p5eer_MZDEER2017AnyOfL1996CZ06cPVVG | 56300 | NE-HVAC-airAC-SpltPkg-240to759kBtuh-12p5eer_SZDEER2017AnyOfL1996CZ06cDXGF | 56299 |  | 219 | 0.148 | 0 | 173 | 0.165 | 0 | 219 | 0.148 | 0 | 173 | 0.165 | 0 | 586 | 175000 | 480 | 175000
NE-HVAC-airAC-SpltPkg-240to759kBtuh-12p5eer | DEER2017 | D17 v2 |  | Any | OfL | 1996 | CZ07 | cWtd | Cap-Tons | 517.8 | 175000 | None | 206 | 0.147 | 0 | 206 | 0.147 | 0 | 206 | 0.147 | 0 | 206 | 0.147 | 0 | DEER:HVAC_Split-Package_AC | Annual | 1719 | 206.4 | 0.1466 | 0 | 206.4 | 0.1466 | 0 | NE-HVAC-airAC-SpltPkg-240to759kBtuh-12p5eer_MZDEER2017AnyOfL1996CZ07cPVVG | 56302 | NE-HVAC-airAC-SpltPkg-240to759kBtuh-12p5eer_SZDEER2017AnyOfL1996CZ07cDXGF | 56301 |  | 215 | 0.144 | 0 | 172 | 0.157 | 0 | 215 | 0.144 | 0 | 172 | 0.157 | 0 | 539 | 175000 | 433 | 175000
NE-HVAC-airAC-SpltPkg-240to759kBtuh-12p5eer | DEER2017 | D17 v2 |  | Any | OfL | 1996 | CZ08 | cWtd | Cap-Tons | 593.4 | 175000 | None | 221 | 0.173 | 0 | 221 | 0.173 | 0 | 221 | 0.173 | 0 | 221 | 0.173 | 0 | DEER:HVAC_Split-Package_AC | Annual | 1719 | 221.2 | 0.173 | 0 | 221.2 | 0.173 | 0 | NE-HVAC-airAC-SpltPkg-240to759kBtuh-12p5eer_MZDEER2017AnyOfL1996CZ08cPVVG | 56304 | NE-HVAC-airAC-SpltPkg-240to759kBtuh-12p5eer_SZDEER2017AnyOfL1996CZ08cDXGF | 56303 |  | 230 | 0.17 | 0 | 186 | 0.185 | 0 | 230 | 0.17 | 0 | 186 | 0.185 | 0 | 615 | 175000 | 507 | 175000
NE-HVAC-airAC-SpltPkg-240to759kBtuh-12p5eer | DEER2017 | D17 v2 |  | Any | OfL | 1996 | CZ09 | cWtd | Cap-Tons | 736.6 | 175000 | None | 197 | 0.191 | 0 | 197 | 0.191 | 0 | 197 | 0.191 | 0 | 197 | 0.191 | 0 | DEER:HVAC_Split-Package_AC | Annual | 1719 | 196.8 | 0.191 | 0 | 196.8 | 0.191 | 0 | NE-HVAC-airAC-SpltPkg-240to759kBtuh-12p5eer_MZDEER2017AnyOfL1996CZ09cPVVG | 56306 | NE-HVAC-airAC-SpltPkg-240to759kBtuh-12p5eer_SZDEER2017AnyOfL1996CZ09cDXGF | 56305 |  | 209 | 0.186 | 0 | 148 | 0.211 | 0 | 209 | 0.186 | 0 | 148 | 0.211 | 0 | 762 | 175000 | 635 | 175000
NE-HVAC-airAC-SpltPkg-240to759kBtuh-12p5eer | DEER2017 | D17 v2 |  | Any | OfL | 1996 | CZ10 | cWtd | Cap-Tons | 695.6 | 175000 | None | 221 | 0.216 | 0 | 221 | 0.216 | 0 | 221 | 0.216 | 0 | 221 | 0.216 | 0 | DEER:HVAC_Split-Package_AC | Annual | 1719 | 221.4 | 0.2164 | 0 | 221.4 | 0.2164 | 0 | NE-HVAC-airAC-SpltPkg-240to759kBtuh-12p5eer_MZDEER2017AnyOfL1996CZ10cPVVG | 56308 | NE-HVAC-airAC-SpltPkg-240to759kBtuh-12p5eer_SZDEER2017AnyOfL1996CZ10cDXGF | 56307 |  | 232 | 0.211 | 0 | 179 | 0.238 | 0 | 232 | 0.211 | 0 | 179 | 0.238 | 0 | 720 | 175000 | 598 | 175000
NE-HVAC-airAC-SpltPkg-240to759kBtuh-12p5eer | DEER2017 | D17 v2 |  | Any | OfL | 1996 | CZ11 | cWtd | Cap-Tons | 631.6 | 175000 | None | 214 | 0.197 | 0 | 214 | 0.197 | 0 | 214 | 0.197 | 0 | 214 | 0.197 | 0 | DEER:HVAC_Split-Package_AC | Annual | 1719 | 214 | 0.197 | 0 | 214 | 0.197 | 0 | NE-HVAC-airAC-SpltPkg-240to759kBtuh-12p5eer_MZDEER2017AnyOfL1996CZ11cPVVG | 56310 | NE-HVAC-airAC-SpltPkg-240to759kBtuh-12p5eer_SZDEER2017AnyOfL1996CZ11cDXGF | 56309 |  | 222 | 0.192 | 0 | 182 | 0.217 | 0 | 222 | 0.192 | 0 | 182 | 0.217 | 0 | 654 | 175000 | 542 | 175000
NE-HVAC-airAC-SpltPkg-240to759kBtuh-12p5eer | DEER2017 | D17 v2 |  | Any | OfL | 1996 | CZ12 | cWtd | Cap-Tons | 623.4 | 175000 | None | 180 | 0.192 | 0 | 180 | 0.192 | 0 | 180 | 0.192 | 0 | 180 | 0.192 | 0 | DEER:HVAC_Split-Package_AC | Annual | 1719 | 180 | 0.192 | 0 | 180 | 0.192 | 0 | NE-HVAC-airAC-SpltPkg-240to759kBtuh-12p5eer_MZDEER2017AnyOfL1996CZ12cPVVG | 56312 | NE-HVAC-airAC-SpltPkg-240to759kBtuh-12p5eer_SZDEER2017AnyOfL1996CZ12cDXGF | 56311 |  | 188 | 0.187 | 0 | 148 | 0.212 | 0 | 188 | 0.187 | 0 | 148 | 0.212 | 0 | 647 | 175000 | 529 | 175000
NE-HVAC-airAC-SpltPkg-240to759kBtuh-12p5eer | DEER2017 | D17 v2 |  | Any | OfL | 1996 | CZ13 | cWtd | Cap-Tons | 641.4 | 175000 | None | 215 | 0.191 | 0 | 215 | 0.191 | 0 | 215 | 0.191 | 0 | 215 | 0.191 | 0 | DEER:HVAC_Split-Package_AC | Annual | 1719 | 214.6 | 0.1908 | 0 | 214.6 | 0.1908 | 0 | NE-HVAC-airAC-SpltPkg-240to759kBtuh-12p5eer_MZDEER2017AnyOfL1996CZ13cPVVG | 56314 | NE-HVAC-airAC-SpltPkg-240to759kBtuh-12p5eer_SZDEER2017AnyOfL1996CZ13cDXGF | 56313 |  | 221 | 0.186 | 0 | 189 | 0.21 | 0 | 221 | 0.186 | 0 | 189 | 0.21 | 0 | 665 | 175000 | 547 | 175000
NE-HVAC-airAC-SpltPkg-240to759kBtuh-12p5eer | DEER2017 | D17 v2 |  | Any | OfL | 1996 | CZ14 | cWtd | Cap-Tons | 690.2 | 175000 | None | 205 | 0.181 | 0 | 205 | 0.181 | 0 | 205 | 0.181 | 0 | 205 | 0.181 | 0 | DEER:HVAC_Split-Package_AC | Annual | 1719 | 205.2 | 0.1812 | 0 | 205.2 | 0.1812 | 0 | NE-HVAC-airAC-SpltPkg-240to759kBtuh-12p5eer_MZDEER2017AnyOfL1996CZ14cPVVG | 56316 | NE-HVAC-airAC-SpltPkg-240to759kBtuh-12p5eer_SZDEER2017AnyOfL1996CZ14cDXGF | 56315 |  | 213 | 0.175 | 0 | 174 | 0.206 | 0 | 213 | 0.175 | 0 | 174 | 0.206 | 0 | 716 | 175000 | 587 | 175000
NE-HVAC-airAC-SpltPkg-240to759kBtuh-12p5eer | DEER2017 | D17 v2 |  | Any | OfL | 1996 | CZ15 | cWtd | Cap-Tons | 697.8 | 175000 | None | 345 | 0.211 | 0 | 345 | 0.211 | 0 | 345 | 0.211 | 0 | 345 | 0.211 | 0 | DEER:HVAC_Split-Package_AC | Annual | 1719 | 344.6 | 0.2114 | 0 | 344.6 | 0.2114 | 0 | NE-HVAC-airAC-SpltPkg-240to759kBtuh-12p5eer_MZDEER2017AnyOfL1996CZ15cPVVG | 56318 | NE-HVAC-airAC-SpltPkg-240to759kBtuh-12p5eer_SZDEER2017AnyOfL1996CZ15cDXGF | 56317 |  | 351 | 0.205 | 0 | 319 | 0.237 | 0 | 351 | 0.205 | 0 | 319 | 0.237 | 0 | 722 | 175000 | 601 | 175000
NE-HVAC-airAC-SpltPkg-240to759kBtuh-12p5eer | DEER2017 | D17 v2 |  | Any | OfL | 1996 | CZ16 | cWtd | Cap-Tons | 458.2 | 175000 | None | 123 | 0.149 | 0 | 123 | 0.149 | 0 | 123 | 0.149 | 0 | 123 | 0.149 | 0 | DEER:HVAC_Split-Package_AC | Annual | 1719 | 122.6 | 0.1492 | 0 | 122.6 | 0.1492 | 0 | NE-HVAC-airAC-SpltPkg-240to759kBtuh-12p5eer_MZDEER2017AnyOfL1996CZ16cPVVG | 56320 | NE-HVAC-airAC-SpltPkg-240to759kBtuh-12p5eer_SZDEER2017AnyOfL1996CZ16cDXGF | 56319 |  | 125 | 0.146 | 0 | 113 | 0.162 | 0 | 125 | 0.146 | 0 | 113 | 0.162 | 0 | 478 | 175000 | 379 | 175000
NE-HVAC-airAC-SpltPkg-240to759kBtuh-12p5eer | DEER2017 | D17 v2 |  | Any | OfL | 2003 | CZ01 | cWtd | Cap-Tons | 451.6 | 175000 | None | 62.3 | 0.082 | 0 | 62.3 | 0.082 | 0 | 62.3 | 0.082 | 0 | 62.3 | 0.082 | 0 | DEER:HVAC_Split-Package_AC | Annual | 1719 | 62.32 | 0.08202 | 0 | 62.32 | 0.08202 | 0 | NE-HVAC-airAC-SpltPkg-240to759kBtuh-12p5eer_MZDEER2017AnyOfL2003CZ01cPVVG | 77650 | NE-HVAC-airAC-SpltPkg-240to759kBtuh-12p5eer_SZDEER2017AnyOfL2003CZ01cDXGF | 77649 |  | 70.2 | 0.0802 | 0 | 30.8 | 0.0893 | 0 | 70.2 | 0.0802 | 0 | 30.8 | 0.0893 | 0 | 470 | 175000 | 378 | 175000
NE-HVAC-airAC-SpltPkg-240to759kBtuh-12p5eer | DEER2017 | D17 v2 |  | Any | OfL | 2003 | CZ02 | cWtd | Cap-Tons | 501 | 175000 | None | 168 | 0.197 | 0 | 168 | 0.197 | 0 | 168 | 0.197 | 0 | 168 | 0.197 | 0 | DEER:HVAC_Split-Package_AC | Annual | 1719 | 167.6 | 0.1966 | 0 | 167.6 | 0.1966 | 0 | NE-HVAC-airAC-SpltPkg-240to759kBtuh-12p5eer_MZDEER2017AnyOfL2003CZ02cPVVG | 77652 | NE-HVAC-airAC-SpltPkg-240to759kBtuh-12p5eer_SZDEER2017AnyOfL2003CZ02cDXGF | 77651 |  | 176 | 0.193 | 0 | 134 | 0.211 | 0 | 176 | 0.193 | 0 | 134 | 0.211 | 0 | 516 | 175000 | 441 | 175000
NE-HVAC-airAC-SpltPkg-240to759kBtuh-12p5eer | DEER2017 | D17 v2 |  | Any | OfL | 2003 | CZ03 | cWtd | Cap-Tons | 506.4 | 175000 | None | 137 | 0.134 | 0 | 137 | 0.134 | 0 | 137 | 0.134 | 0 | 137 | 0.134 | 0 | DEER:HVAC_Split-Package_AC | Annual | 1719 | 136.86 | 0.1342 | 0 | 136.86 | 0.1342 | 0 | NE-HVAC-airAC-SpltPkg-240to759kBtuh-12p5eer_MZDEER2017AnyOfL2003CZ03cPVVG | 77654 | NE-HVAC-airAC-SpltPkg-240to759kBtuh-12p5eer_SZDEER2017AnyOfL2003CZ03cDXGF | 77653 |  | 148 | 0.129 | 0 | 92.3 | 0.155 | 0 | 148 | 0.129 | 0 | 92.3 | 0.155 | 0 | 525 | 175000 | 432 | 175000
NE-HVAC-airAC-SpltPkg-240to759kBtuh-12p5eer | DEER2017 | D17 v2 |  | Any | OfL | 2003 | CZ04 | cWtd | Cap-Tons | 563.4 | 175000 | None | 184 | 0.175 | 0 | 184 | 0.175 | 0 | 184 | 0.175 | 0 | 184 | 0.175 | 0 | DEER:HVAC_Split-Package_AC | Annual | 1719 | 184.4 | 0.1748 | 0 | 184.4 | 0.1748 | 0 | NE-HVAC-airAC-SpltPkg-240to759kBtuh-12p5eer_MZDEER2017AnyOfL2003CZ04cPVVG | 77656 | NE-HVAC-airAC-SpltPkg-240to759kBtuh-12p5eer_SZDEER2017AnyOfL2003CZ04cDXGF | 77655 |  | 195 | 0.169 | 0 | 142 | 0.198 | 0 | 195 | 0.169 | 0 | 142 | 0.198 | 0 | 582 | 175000 | 489 | 175000
NE-HVAC-airAC-SpltPkg-240to759kBtuh-12p5eer | DEER2017 | D17 v2 |  | Any | OfL | 2003 | CZ05 | cWtd | Cap-Tons | 477.6 | 175000 | None | 150 | 0.12 | 0 | 150 | 0.12 | 0 | 150 | 0.12 | 0 | 150 | 0.12 | 0 | DEER:HVAC_Split-Package_AC | Annual | 1719 | 149.6 | 0.12 | 0 | 149.6 | 0.12 | 0 | NE-HVAC-airAC-SpltPkg-240to759kBtuh-12p5eer_MZDEER2017AnyOfL2003CZ05cPVVG | 77658 | NE-HVAC-airAC-SpltPkg-240to759kBtuh-12p5eer_SZDEER2017AnyOfL2003CZ05cDXGF | 77657 |  | 160 | 0.116 | 0 | 108 | 0.136 | 0 | 160 | 0.116 | 0 | 108 | 0.136 | 0 | 493 | 175000 | 416 | 175000
NE-HVAC-airAC-SpltPkg-240to759kBtuh-12p5eer | DEER2017 | D17 v2 |  | Any | OfL | 2003 | CZ06 | cWtd | Cap-Tons | 531.4 | 175000 | None | 217 | 0.15 | 0 | 217 | 0.15 | 0 | 217 | 0.15 | 0 | 217 | 0.15 | 0 | DEER:HVAC_Split-Package_AC | Annual | 1719 | 216.8 | 0.1498 | 0 | 216.8 | 0.1498 | 0 | NE-HVAC-airAC-SpltPkg-240to759kBtuh-12p5eer_MZDEER2017AnyOfL2003CZ06cPVVG | 77660 | NE-HVAC-airAC-SpltPkg-240to759kBtuh-12p5eer_SZDEER2017AnyOfL2003CZ06cDXGF | 77659 |  | 226 | 0.146 | 0 | 180 | 0.165 | 0 | 226 | 0.146 | 0 | 180 | 0.165 | 0 | 547 | 175000 | 469 | 175000
NE-HVAC-airAC-SpltPkg-240to759kBtuh-12p5eer | DEER2017 | D17 v2 |  | Any | OfL | 2003 | CZ07 | cWtd | Cap-Tons | 489.4 | 175000 | None | 218 | 0.146 | 0 | 218 | 0.146 | 0 | 218 | 0.146 | 0 | 218 | 0.146 | 0 | DEER:HVAC_Split-Package_AC | Annual | 1719 | 218 | 0.1458 | 0 | 218 | 0.1458 | 0 | NE-HVAC-airAC-SpltPkg-240to759kBtuh-12p5eer_MZDEER2017AnyOfL2003CZ07cPVVG | 77662 | NE-HVAC-airAC-SpltPkg-240to759kBtuh-12p5eer_SZDEER2017AnyOfL2003CZ07cDXGF | 77661 |  | 228 | 0.143 | 0 | 178 | 0.157 | 0 | 228 | 0.143 | 0 | 178 | 0.157 | 0 | 505 | 175000 | 427 | 175000
NE-HVAC-airAC-SpltPkg-240to759kBtuh-12p5eer | DEER2017 | D17 v2 |  | Any | OfL | 2003 | CZ08 | cWtd | Cap-Tons | 559.2 | 175000 | None | 227 | 0.17 | 0 | 227 | 0.17 | 0 | 227 | 0.17 | 0 | 227 | 0.17 | 0 | DEER:HVAC_Split-Package_AC | Annual | 1719 | 227 | 0.1696 | 0 | 227 | 0.1696 | 0 | NE-HVAC-airAC-SpltPkg-240to759kBtuh-12p5eer_MZDEER2017AnyOfL2003CZ08cPVVG | 77664 | NE-HVAC-airAC-SpltPkg-240to759kBtuh-12p5eer_SZDEER2017AnyOfL2003CZ08cDXGF | 77663 |  | 236 | 0.166 | 0 | 191 | 0.184 | 0 | 236 | 0.166 | 0 | 191 | 0.184 | 0 | 575 | 175000 | 496 | 175000
NE-HVAC-airAC-SpltPkg-240to759kBtuh-12p5eer | DEER2017 | D17 v2 |  | Any | OfL | 2003 | CZ09 | cWtd | Cap-Tons | 681 | 175000 | None | 200 | 0.189 | 0 | 200 | 0.189 | 0 | 200 | 0.189 | 0 | 200 | 0.189 | 0 | DEER:HVAC_Split-Package_AC | Annual | 1719 | 200.4 | 0.1892 | 0 | 200.4 | 0.1892 | 0 | NE-HVAC-airAC-SpltPkg-240to759kBtuh-12p5eer_MZDEER2017AnyOfL2003CZ09cPVVG | 77666 | NE-HVAC-airAC-SpltPkg-240to759kBtuh-12p5eer_SZDEER2017AnyOfL2003CZ09cDXGF | 77665 |  | 212 | 0.184 | 0 | 154 | 0.21 | 0 | 212 | 0.184 | 0 | 154 | 0.21 | 0 | 699 | 175000 | 609 | 175000
NE-HVAC-airAC-SpltPkg-240to759kBtuh-12p5eer | DEER2017 | D17 v2 |  | Any | OfL | 2003 | CZ10 | cWtd | Cap-Tons | 595.8 | 175000 | None | 226 | 0.215 | 0 | 226 | 0.215 | 0 | 226 | 0.215 | 0 | 226 | 0.215 | 0 | DEER:HVAC_Split-Package_AC | Annual | 1719 | 225.6 | 0.215 | 0 | 225.6 | 0.215 | 0 | NE-HVAC-airAC-SpltPkg-240to759kBtuh-12p5eer_MZDEER2017AnyOfL2003CZ10cPVVG | 77668 | NE-HVAC-airAC-SpltPkg-240to759kBtuh-12p5eer_SZDEER2017AnyOfL2003CZ10cDXGF | 77667 |  | 234 | 0.208 | 0 | 192 | 0.243 | 0 | 234 | 0.208 | 0 | 192 | 0.243 | 0 | 613 | 175000 | 527 | 175000
NE-HVAC-airAC-SpltPkg-240to759kBtuh-12p5eer | DEER2017 | D17 v2 |  | Any | OfL | 2003 | CZ11 | cWtd | Cap-Tons | 561.4 | 175000 | None | 226 | 0.197 | 0 | 226 | 0.197 | 0 | 226 | 0.197 | 0 | 226 | 0.197 | 0 | DEER:HVAC_Split-Package_AC | Annual | 1719 | 225.8 | 0.197 | 0 | 225.8 | 0.197 | 0 | NE-HVAC-airAC-SpltPkg-240to759kBtuh-12p5eer_MZDEER2017AnyOfL2003CZ11cPVVG | 77670 | NE-HVAC-airAC-SpltPkg-240to759kBtuh-12p5eer_SZDEER2017AnyOfL2003CZ11cDXGF | 77669 |  | 233 | 0.192 | 0 | 197 | 0.217 | 0 | 233 | 0.192 | 0 | 197 | 0.217 | 0 | 577 | 175000 | 499 | 175000
NE-HVAC-airAC-SpltPkg-240to759kBtuh-12p5eer | DEER2017 | D17 v2 |  | Any | OfL | 2003 | CZ12 | cWtd | Cap-Tons | 522.4 | 175000 | None | 203 | 0.202 | 0 | 203 | 0.202 | 0 | 203 | 0.202 | 0 | 203 | 0.202 | 0 | DEER:HVAC_Split-Package_AC | Annual | 1719 | 203.4 | 0.2018 | 0 | 203.4 | 0.2018 | 0 | NE-HVAC-airAC-SpltPkg-240to759kBtuh-12p5eer_MZDEER2017AnyOfL2003CZ12cPVVG | 77672 | NE-HVAC-airAC-SpltPkg-240to759kBtuh-12p5eer_SZDEER2017AnyOfL2003CZ12cDXGF | 77671 |  | 209 | 0.197 | 0 | 181 | 0.221 | 0 | 209 | 0.197 | 0 | 181 | 0.221 | 0 | 540 | 175000 | 452 | 175000
NE-HVAC-airAC-SpltPkg-240to759kBtuh-12p5eer | DEER2017 | D17 v2 |  | Any | OfL | 2003 | CZ13 | cWtd | Cap-Tons | 566 | 175000 | None | 226 | 0.193 | 0 | 226 | 0.193 | 0 | 226 | 0.193 | 0 | 226 | 0.193 | 0 | DEER:HVAC_Split-Package_AC | Annual | 1719 | 226 | 0.1928 | 0 | 226 | 0.1928 | 0 | NE-HVAC-airAC-SpltPkg-240to759kBtuh-12p5eer_MZDEER2017AnyOfL2003CZ13cPVVG | 77674 | NE-HVAC-airAC-SpltPkg-240to759kBtuh-12p5eer_SZDEER2017AnyOfL2003CZ13cDXGF | 77673 |  | 230 | 0.187 | 0 | 210 | 0.216 | 0 | 230 | 0.187 | 0 | 210 | 0.216 | 0 | 584 | 175000 | 494 | 175000
NE-HVAC-airAC-SpltPkg-240to759kBtuh-12p5eer | DEER2017 | D17 v2 |  | Any | OfL | 2003 | CZ14 | cWtd | Cap-Tons | 652.2 | 175000 | None | 206 | 0.176 | 0 | 206 | 0.176 | 0 | 206 | 0.176 | 0 | 206 | 0.176 | 0 | DEER:HVAC_Split-Package_AC | Annual | 1719 | 205.6 | 0.1764 | 0 | 205.6 | 0.1764 | 0 | NE-HVAC-airAC-SpltPkg-240to759kBtuh-12p5eer_MZDEER2017AnyOfL2003CZ14cPVVG | 77676 | NE-HVAC-airAC-SpltPkg-240to759kBtuh-12p5eer_SZDEER2017AnyOfL2003CZ14cDXGF | 77675 |  | 213 | 0.17 | 0 | 176 | 0.202 | 0 | 213 | 0.17 | 0 | 176 | 0.202 | 0 | 672 | 175000 | 573 | 175000
NE-HVAC-airAC-SpltPkg-240to759kBtuh-12p5eer | DEER2017 | D17 v2 |  | Any | OfL | 2003 | CZ15 | cWtd | Cap-Tons | 651.2 | 175000 | None | 345 | 0.206 | 0 | 345 | 0.206 | 0 | 345 | 0.206 | 0 | 345 | 0.206 | 0 | DEER:HVAC_Split-Package_AC | Annual | 1719 | 344.6 | 0.2056 | 0 | 344.6 | 0.2056 | 0 | NE-HVAC-airAC-SpltPkg-240to759kBtuh-12p5eer_MZDEER2017AnyOfL2003CZ15cPVVG | 77678 | NE-HVAC-airAC-SpltPkg-240to759kBtuh-12p5eer_SZDEER2017AnyOfL2003CZ15cDXGF | 77677 |  | 350 | 0.198 | 0 | 323 | 0.236 | 0 | 350 | 0.198 | 0 | 323 | 0.236 | 0 | 669 | 175000 | 580 | 175000
NE-HVAC-airAC-SpltPkg-240to759kBtuh-12p5eer | DEER2017 | D17 v2 |  | Any | OfL | 2003 | CZ16 | cWtd | Cap-Tons | 437 | 175000 | None | 130 | 0.148 | 0 | 130 | 0.148 | 0 | 130 | 0.148 | 0 | 130 | 0.148 | 0 | DEER:HVAC_Split-Package_AC | Annual | 1719 | 130.4 | 0.1476 | 0 | 130.4 | 0.1476 | 0 | NE-HVAC-airAC-SpltPkg-240to759kBtuh-12p5eer_MZDEER2017AnyOfL2003CZ16cPVVG | 77680 | NE-HVAC-airAC-SpltPkg-240to759kBtuh-12p5eer_SZDEER2017AnyOfL2003CZ16cDXGF | 77679 |  | 134 | 0.144 | 0 | 116 | 0.162 | 0 | 134 | 0.144 | 0 | 116 | 0.162 | 0 | 452 | 175000 | 377 | 175000
NE-HVAC-airAC-SpltPkg-240to759kBtuh-12p5eer | DEER2017 | D17 v2 |  | Any | OfL | 2007 | CZ01 | cWtd | Cap-Tons | 442.6 | 175000 | None | 59.9 | 0.08 | 0 | 59.9 | 0.08 | 0 | 59.9 | 0.08 | 0 | 59.9 | 0.08 | 0 | DEER:HVAC_Split-Package_AC | Annual | 1719 | 59.88 | 0.08 | 0 | 59.88 | 0.08 | 0 | NE-HVAC-airAC-SpltPkg-240to759kBtuh-12p5eer_MZDEER2017AnyOfL2007CZ01cPVVG | 99010 | NE-HVAC-airAC-SpltPkg-240to759kBtuh-12p5eer_SZDEER2017AnyOfL2007CZ01cDXGF | 99009 |  | 68.3 | 0.0787 | 0 | 26.2 | 0.0852 | 0 | 68.3 | 0.0787 | 0 | 26.2 | 0.0852 | 0 | 460 | 175000 | 373 | 175000
NE-HVAC-airAC-SpltPkg-240to759kBtuh-12p5eer | DEER2017 | D17 v2 |  | Any | OfL | 2007 | CZ02 | cWtd | Cap-Tons | 500.2 | 175000 | None | 161 | 0.192 | 0 | 161 | 0.192 | 0 | 161 | 0.192 | 0 | 161 | 0.192 | 0 | DEER:HVAC_Split-Package_AC | Annual | 1719 | 160.8 | 0.1916 | 0 | 160.8 | 0.1916 | 0 | NE-HVAC-airAC-SpltPkg-240to759kBtuh-12p5eer_MZDEER2017AnyOfL2007CZ02cPVVG | 99012 | NE-HVAC-airAC-SpltPkg-240to759kBtuh-12p5eer_SZDEER2017AnyOfL2007CZ02cDXGF | 99011 |  | 170 | 0.188 | 0 | 124 | 0.206 | 0 | 170 | 0.188 | 0 | 124 | 0.206 | 0 | 514 | 175000 | 445 | 175000
NE-HVAC-airAC-SpltPkg-240to759kBtuh-12p5eer | DEER2017 | D17 v2 |  | Any | OfL | 2007 | CZ03 | cWtd | Cap-Tons | 497.4 | 175000 | None | 132 | 0.133 | 0 | 132 | 0.133 | 0 | 132 | 0.133 | 0 | 132 | 0.133 | 0 | DEER:HVAC_Split-Package_AC | Annual | 1719 | 132.42 | 0.133 | 0 | 132.42 | 0.133 | 0 | NE-HVAC-airAC-SpltPkg-240to759kBtuh-12p5eer_MZDEER2017AnyOfL2007CZ03cPVVG | 99014 | NE-HVAC-airAC-SpltPkg-240to759kBtuh-12p5eer_SZDEER2017AnyOfL2007CZ03cDXGF | 99013 |  | 144 | 0.128 | 0 | 86.1 | 0.153 | 0 | 144 | 0.128 | 0 | 86.1 | 0.153 | 0 | 515 | 175000 | 427 | 175000
NE-HVAC-airAC-SpltPkg-240to759kBtuh-12p5eer | DEER2017 | D17 v2 |  | Any | OfL | 2007 | CZ04 | cWtd | Cap-Tons | 553.6 | 175000 | None | 180 | 0.174 | 0 | 180 | 0.174 | 0 | 180 | 0.174 | 0 | 180 | 0.174 | 0 | DEER:HVAC_Split-Package_AC | Annual | 1719 | 180 | 0.1738 | 0 | 180 | 0.1738 | 0 | NE-HVAC-airAC-SpltPkg-240to759kBtuh-12p5eer_MZDEER2017AnyOfL2007CZ04cPVVG | 99016 | NE-HVAC-airAC-SpltPkg-240to759kBtuh-12p5eer_SZDEER2017AnyOfL2007CZ04cDXGF | 99015 |  | 191 | 0.168 | 0 | 136 | 0.197 | 0 | 191 | 0.168 | 0 | 136 | 0.197 | 0 | 571 | 175000 | 484 | 175000
NE-HVAC-airAC-SpltPkg-240to759kBtuh-12p5eer | DEER2017 | D17 v2 |  | Any | OfL | 2007 | CZ05 | cWtd | Cap-Tons | 468.6 | 175000 | None | 146 | 0.117 | 0 | 146 | 0.117 | 0 | 146 | 0.117 | 0 | 146 | 0.117 | 0 | DEER:HVAC_Split-Package_AC | Annual | 1719 | 145.8 | 0.1172 | 0 | 145.8 | 0.1172 | 0 | NE-HVAC-airAC-SpltPkg-240to759kBtuh-12p5eer_MZDEER2017AnyOfL2007CZ05cPVVG | 99018 | NE-HVAC-airAC-SpltPkg-240to759kBtuh-12p5eer_SZDEER2017AnyOfL2007CZ05cDXGF | 99017 |  | 157 | 0.114 | 0 | 101 | 0.13 | 0 | 157 | 0.114 | 0 | 101 | 0.13 | 0 | 483 | 175000 | 411 | 175000
NE-HVAC-airAC-SpltPkg-240to759kBtuh-12p5eer | DEER2017 | D17 v2 |  | Any | OfL | 2007 | CZ06 | cWtd | Cap-Tons | 521.6 | 175000 | None | 211 | 0.149 | 0 | 211 | 0.149 | 0 | 211 | 0.149 | 0 | 211 | 0.149 | 0 | DEER:HVAC_Split-Package_AC | Annual | 1719 | 211 | 0.1486 | 0 | 211 | 0.1486 | 0 | NE-HVAC-airAC-SpltPkg-240to759kBtuh-12p5eer_MZDEER2017AnyOfL2007CZ06cPVVG | 99020 | NE-HVAC-airAC-SpltPkg-240to759kBtuh-12p5eer_SZDEER2017AnyOfL2007CZ06cDXGF | 99019 |  | 221 | 0.145 | 0 | 171 | 0.163 | 0 | 221 | 0.145 | 0 | 171 | 0.163 | 0 | 536 | 175000 | 464 | 175000
NE-HVAC-airAC-SpltPkg-240to759kBtuh-12p5eer | DEER2017 | D17 v2 |  | Any | OfL | 2007 | CZ07 | cWtd | Cap-Tons | 480.4 | 175000 | None | 213 | 0.144 | 0 | 213 | 0.144 | 0 | 213 | 0.144 | 0 | 213 | 0.144 | 0 | DEER:HVAC_Split-Package_AC | Annual | 1719 | 213.2 | 0.1442 | 0 | 213.2 | 0.1442 | 0 | NE-HVAC-airAC-SpltPkg-240to759kBtuh-12p5eer_MZDEER2017AnyOfL2007CZ07cPVVG | 99022 | NE-HVAC-airAC-SpltPkg-240to759kBtuh-12p5eer_SZDEER2017AnyOfL2007CZ07cDXGF | 99021 |  | 224 | 0.141 | 0 | 170 | 0.157 | 0 | 224 | 0.141 | 0 | 170 | 0.157 | 0 | 495 | 175000 | 422 | 175000
NE-HVAC-airAC-SpltPkg-240to759kBtuh-12p5eer | DEER2017 | D17 v2 |  | Any | OfL | 2007 | CZ08 | cWtd | Cap-Tons | 549.4 | 175000 | None | 221 | 0.168 | 0 | 221 | 0.168 | 0 | 221 | 0.168 | 0 | 221 | 0.168 | 0 | DEER:HVAC_Split-Package_AC | Annual | 1719 | 221.4 | 0.1678 | 0 | 221.4 | 0.1678 | 0 | NE-HVAC-airAC-SpltPkg-240to759kBtuh-12p5eer_MZDEER2017AnyOfL2007CZ08cPVVG | 99024 | NE-HVAC-airAC-SpltPkg-240to759kBtuh-12p5eer_SZDEER2017AnyOfL2007CZ08cDXGF | 99023 |  | 231 | 0.164 | 0 | 183 | 0.183 | 0 | 231 | 0.164 | 0 | 183 | 0.183 | 0 | 564 | 175000 | 491 | 175000
NE-HVAC-airAC-SpltPkg-240to759kBtuh-12p5eer | DEER2017 | D17 v2 |  | Any | OfL | 2007 | CZ09 | cWtd | Cap-Tons | 670.2 | 175000 | None | 196 | 0.188 | 0 | 196 | 0.188 | 0 | 196 | 0.188 | 0 | 196 | 0.188 | 0 | DEER:HVAC_Split-Package_AC | Annual | 1719 | 196.2 | 0.188 | 0 | 196.2 | 0.188 | 0 | NE-HVAC-airAC-SpltPkg-240to759kBtuh-12p5eer_MZDEER2017AnyOfL2007CZ09cPVVG | 99026 | NE-HVAC-airAC-SpltPkg-240to759kBtuh-12p5eer_SZDEER2017AnyOfL2007CZ09cDXGF | 99025 |  | 208 | 0.183 | 0 | 149 | 0.208 | 0 | 208 | 0.183 | 0 | 149 | 0.208 | 0 | 687 | 175000 | 603 | 175000
NE-HVAC-airAC-SpltPkg-240to759kBtuh-12p5eer | DEER2017 | D17 v2 |  | Any | OfL | 2007 | CZ10 | cWtd | Cap-Tons | 585.2 | 175000 | None | 221 | 0.214 | 0 | 221 | 0.214 | 0 | 221 | 0.214 | 0 | 221 | 0.214 | 0 | DEER:HVAC_Split-Package_AC | Annual | 1719 | 220.8 | 0.2138 | 0 | 220.8 | 0.2138 | 0 | NE-HVAC-airAC-SpltPkg-240to759kBtuh-12p5eer_MZDEER2017AnyOfL2007CZ10cPVVG | 99028 | NE-HVAC-airAC-SpltPkg-240to759kBtuh-12p5eer_SZDEER2017AnyOfL2007CZ10cDXGF | 99027 |  | 230 | 0.207 | 0 | 184 | 0.241 | 0 | 230 | 0.207 | 0 | 184 | 0.241 | 0 | 601 | 175000 | 522 | 175000
NE-HVAC-airAC-SpltPkg-240to759kBtuh-12p5eer | DEER2017 | D17 v2 |  | Any | OfL | 2007 | CZ11 | cWtd | Cap-Tons | 550.8 | 175000 | None | 222 | 0.195 | 0 | 222 | 0.195 | 0 | 222 | 0.195 | 0 | 222 | 0.195 | 0 | DEER:HVAC_Split-Package_AC | Annual | 1719 | 222.2 | 0.1948 | 0 | 222.2 | 0.1948 | 0 | NE-HVAC-airAC-SpltPkg-240to759kBtuh-12p5eer_MZDEER2017AnyOfL2007CZ11cPVVG | 99030 | NE-HVAC-airAC-SpltPkg-240to759kBtuh-12p5eer_SZDEER2017AnyOfL2007CZ11cDXGF | 99029 |  | 230 | 0.19 | 0 | 191 | 0.214 | 0 | 230 | 0.19 | 0 | 191 | 0.214 | 0 | 565 | 175000 | 494 | 175000
NE-HVAC-airAC-SpltPkg-240to759kBtuh-12p5eer | DEER2017 | D17 v2 |  | Any | OfL | 2007 | CZ12 | cWtd | Cap-Tons | 512.6 | 175000 | None | 200 | 0.201 | 0 | 200 | 0.201 | 0 | 200 | 0.201 | 0 | 200 | 0.201 | 0 | DEER:HVAC_Split-Package_AC | Annual | 1719 | 199.8 | 0.2006 | 0 | 199.8 | 0.2006 | 0 | NE-HVAC-airAC-SpltPkg-240to759kBtuh-12p5eer_MZDEER2017AnyOfL2007CZ12cPVVG | 99032 | NE-HVAC-airAC-SpltPkg-240to759kBtuh-12p5eer_SZDEER2017AnyOfL2007CZ12cDXGF | 99031 |  | 206 | 0.196 | 0 | 175 | 0.219 | 0 | 206 | 0.196 | 0 | 175 | 0.219 | 0 | 529 | 175000 | 447 | 175000
NE-HVAC-airAC-SpltPkg-240to759kBtuh-12p5eer | DEER2017 | D17 v2 |  | Any | OfL | 2007 | CZ13 | cWtd | Cap-Tons | 556 | 175000 | None | 222 | 0.192 | 0 | 222 | 0.192 | 0 | 222 | 0.192 | 0 | 222 | 0.192 | 0 | DEER:HVAC_Split-Package_AC | Annual | 1719 | 222.4 | 0.1916 | 0 | 222.4 | 0.1916 | 0 | NE-HVAC-airAC-SpltPkg-240to759kBtuh-12p5eer_MZDEER2017AnyOfL2007CZ13cPVVG | 99034 | NE-HVAC-airAC-SpltPkg-240to759kBtuh-12p5eer_SZDEER2017AnyOfL2007CZ13cDXGF | 99033 |  | 227 | 0.186 | 0 | 204 | 0.214 | 0 | 227 | 0.186 | 0 | 204 | 0.214 | 0 | 573 | 175000 | 488 | 175000
NE-HVAC-airAC-SpltPkg-240to759kBtuh-12p5eer | DEER2017 | D17 v2 |  | Any | OfL | 2007 | CZ14 | cWtd | Cap-Tons | 642.4 | 175000 | None | 201 | 0.174 | 0 | 201 | 0.174 | 0 | 201 | 0.174 | 0 | 201 | 0.174 | 0 | DEER:HVAC_Split-Package_AC | Annual | 1719 | 201.4 | 0.1742 | 0 | 201.4 | 0.1742 | 0 | NE-HVAC-airAC-SpltPkg-240to759kBtuh-12p5eer_MZDEER2017AnyOfL2007CZ14cPVVG | 99036 | NE-HVAC-airAC-SpltPkg-240to759kBtuh-12p5eer_SZDEER2017AnyOfL2007CZ14cDXGF | 99035 |  | 209 | 0.168 | 0 | 171 | 0.199 | 0 | 209 | 0.168 | 0 | 171 | 0.199 | 0 | 661 | 175000 | 568 | 175000
NE-HVAC-airAC-SpltPkg-240to759kBtuh-12p5eer | DEER2017 | D17 v2 |  | Any | OfL | 2007 | CZ15 | cWtd | Cap-Tons | 640.4 | 175000 | None | 340 | 0.204 | 0 | 340 | 0.204 | 0 | 340 | 0.204 | 0 | 340 | 0.204 | 0 | DEER:HVAC_Split-Package_AC | Annual | 1719 | 340 | 0.2044 | 0 | 340 | 0.2044 | 0 | NE-HVAC-airAC-SpltPkg-240to759kBtuh-12p5eer_MZDEER2017AnyOfL2007CZ15cPVVG | 99038 | NE-HVAC-airAC-SpltPkg-240to759kBtuh-12p5eer_SZDEER2017AnyOfL2007CZ15cDXGF | 99037 |  | 346 | 0.197 | 0 | 316 | 0.234 | 0 | 346 | 0.197 | 0 | 316 | 0.234 | 0 | 657 | 175000 | 574 | 175000
NE-HVAC-airAC-SpltPkg-240to759kBtuh-12p5eer | DEER2017 | D17 v2 |  | Any | OfL | 2007 | CZ16 | cWtd | Cap-Tons | 428 | 175000 | None | 128 | 0.146 | 0 | 128 | 0.146 | 0 | 128 | 0.146 | 0 | 128 | 0.146 | 0 | DEER:HVAC_Split-Package_AC | Annual | 1719 | 128 | 0.1456 | 0 | 128 | 0.1456 | 0 | NE-HVAC-airAC-SpltPkg-240to759kBtuh-12p5eer_MZDEER2017AnyOfL2007CZ16cPVVG | 99040 | NE-HVAC-airAC-SpltPkg-240to759kBtuh-12p5eer_SZDEER2017AnyOfL2007CZ16cDXGF | 99039 |  | 132 | 0.142 | 0 | 112 | 0.16 | 0 | 132 | 0.142 | 0 | 112 | 0.16 | 0 | 442 | 175000 | 372 | 175000
NE-HVAC-airAC-SpltPkg-240to759kBtuh-12p5eer | DEER2017 | D17 v2 |  | Any | OfL | 2011 | CZ01 | cWtd | Cap-Tons | 436.2 | 175000 | None | 122 | 0.091 | -0.258 | 60.6 | 0.0806 | 0 | 122 | 0.091 | -0.258 | 60.6 | 0.0806 | 0 | DEER:HVAC_Split-Package_AC | Annual | 1719 | 121.68 | 0.09104 | -0.258 | 60.56 | 0.08056 | 0 | NE-HVAC-airAC-SpltPkg-240to759kBtuh-12p5eer_MZDEER2017AnyOfL2011CZ01cPVVG | 120370 | NE-HVAC-airAC-SpltPkg-240to759kBtuh-12p5eer_SZDEER2017AnyOfL2011CZ01cDXGF | 120369 |  | 69.1 | 0.0793 | 0 | 332 | 0.138 | -1.29 | 69.1 | 0.0793 | 0 | 26.4 | 0.0856 | 0 | 453 | 175000 | 369 | 175000
NE-HVAC-airAC-SpltPkg-240to759kBtuh-12p5eer | DEER2017 | D17 v2 |  | Any | OfL | 2011 | CZ02 | cWtd | Cap-Tons | 487 | 175000 | None | 232 | 0.215 | -0.133 | 163 | 0.192 | 0 | 232 | 0.215 | -0.133 | 163 | 0.192 | 0 | DEER:HVAC_Split-Package_AC | Annual | 1719 | 231.6 | 0.2154 | -0.1326 | 162.8 | 0.1916 | 0 | NE-HVAC-airAC-SpltPkg-240to759kBtuh-12p5eer_MZDEER2017AnyOfL2011CZ02cPVVG | 120372 | NE-HVAC-airAC-SpltPkg-240to759kBtuh-12p5eer_SZDEER2017AnyOfL2011CZ02cDXGF | 120371 |  | 172 | 0.188 | 0 | 470 | 0.325 | -0.663 | 172 | 0.188 | 0 | 126 | 0.206 | 0 | 500 | 175000 | 435 | 175000
NE-HVAC-airAC-SpltPkg-240to759kBtuh-12p5eer | DEER2017 | D17 v2 |  | Any | OfL | 2011 | CZ03 | cWtd | Cap-Tons | 487.2 | 175000 | None | 193 | 0.156 | -0.184 | 135 | 0.133 | 0 | 193 | 0.156 | -0.184 | 135 | 0.133 | 0 | DEER:HVAC_Split-Package_AC | Annual | 1719 | 192.8 | 0.1556 | -0.1836 | 135.28 | 0.1332 | 0 | NE-HVAC-airAC-SpltPkg-240to759kBtuh-12p5eer_MZDEER2017AnyOfL2011CZ03cPVVG | 120374 | NE-HVAC-airAC-SpltPkg-240to759kBtuh-12p5eer_SZDEER2017AnyOfL2011CZ03cDXGF | 120373 |  | 147 | 0.128 | 0 | 376 | 0.266 | -0.918 | 147 | 0.128 | 0 | 88.4 | 0.154 | 0 | 504 | 175000 | 420 | 175000
NE-HVAC-airAC-SpltPkg-240to759kBtuh-12p5eer | DEER2017 | D17 v2 |  | Any | OfL | 2011 | CZ04 | cWtd | Cap-Tons | 540.6 | 175000 | None | 253 | 0.198 | -0.164 | 183 | 0.174 | 0 | 253 | 0.198 | -0.164 | 183 | 0.174 | 0 | DEER:HVAC_Split-Package_AC | Annual | 1719 | 253 | 0.1978 | -0.1638 | 182.8 | 0.1744 | 0 | NE-HVAC-airAC-SpltPkg-240to759kBtuh-12p5eer_MZDEER2017AnyOfL2011CZ04cPVVG | 120376 | NE-HVAC-airAC-SpltPkg-240to759kBtuh-12p5eer_SZDEER2017AnyOfL2011CZ04cDXGF | 120375 |  | 194 | 0.169 | 0 | 489 | 0.313 | -0.819 | 194 | 0.169 | 0 | 138 | 0.196 | 0 | 557 | 175000 | 475 | 175000
NE-HVAC-airAC-SpltPkg-240to759kBtuh-12p5eer | DEER2017 | D17 v2 |  | Any | OfL | 2011 | CZ05 | cWtd | Cap-Tons | 458.2 | 175000 | None | 204 | 0.141 | -0.15 | 149 | 0.119 | 0 | 204 | 0.141 | -0.15 | 149 | 0.119 | 0 | DEER:HVAC_Split-Package_AC | Annual | 1719 | 204.4 | 0.1406 | -0.1504 | 149 | 0.1186 | 0 | NE-HVAC-airAC-SpltPkg-240to759kBtuh-12p5eer_MZDEER2017AnyOfL2011CZ05cPVVG | 120378 | NE-HVAC-airAC-SpltPkg-240to759kBtuh-12p5eer_SZDEER2017AnyOfL2011CZ05cDXGF | 120377 |  | 160 | 0.115 | 0 | 382 | 0.243 | -0.752 | 160 | 0.115 | 0 | 105 | 0.133 | 0 | 472 | 175000 | 403 | 175000
NE-HVAC-airAC-SpltPkg-240to759kBtuh-12p5eer | DEER2017 | D17 v2 |  | Any | OfL | 2011 | CZ06 | cWtd | Cap-Tons | 513.2 | 175000 | None | 273 | 0.169 | -0.0926 | 213 | 0.149 | 0 | 273 | 0.169 | -0.0926 | 213 | 0.149 | 0 | DEER:HVAC_Split-Package_AC | Annual | 1719 | 273.2 | 0.1688 | -0.0926 | 212.8 | 0.1486 | 0 | NE-HVAC-airAC-SpltPkg-240to759kBtuh-12p5eer_MZDEER2017AnyOfL2011CZ06cPVVG | 120380 | NE-HVAC-airAC-SpltPkg-240to759kBtuh-12p5eer_SZDEER2017AnyOfL2011CZ06cDXGF | 120379 |  | 223 | 0.145 | 0 | 474 | 0.264 | -0.463 | 223 | 0.145 | 0 | 172 | 0.163 | 0 | 527 | 175000 | 458 | 175000
NE-HVAC-airAC-SpltPkg-240to759kBtuh-12p5eer | DEER2017 | D17 v2 |  | Any | OfL | 2011 | CZ07 | cWtd | Cap-Tons | 472 | 175000 | None | 264 | 0.162 | -0.0422 | 215 | 0.145 | 0 | 264 | 0.162 | -0.0422 | 215 | 0.145 | 0 | DEER:HVAC_Split-Package_AC | Annual | 1719 | 263.6 | 0.1624 | -0.0422 | 215.2 | 0.145 | 0 | NE-HVAC-airAC-SpltPkg-240to759kBtuh-12p5eer_MZDEER2017AnyOfL2011CZ07cPVVG | 120382 | NE-HVAC-airAC-SpltPkg-240to759kBtuh-12p5eer_SZDEER2017AnyOfL2011CZ07cDXGF | 120381 |  | 226 | 0.142 | 0 | 414 | 0.244 | -0.211 | 226 | 0.142 | 0 | 172 | 0.157 | 0 | 486 | 175000 | 416 | 175000
NE-HVAC-airAC-SpltPkg-240to759kBtuh-12p5eer | DEER2017 | D17 v2 |  | Any | OfL | 2011 | CZ08 | cWtd | Cap-Tons | 535.2 | 175000 | None | 291 | 0.191 | -0.065 | 225 | 0.169 | 0 | 291 | 0.191 | -0.065 | 225 | 0.169 | 0 | DEER:HVAC_Split-Package_AC | Annual | 1719 | 290.8 | 0.1906 | -0.065 | 225.2 | 0.1686 | 0 | NE-HVAC-airAC-SpltPkg-240to759kBtuh-12p5eer_MZDEER2017AnyOfL2011CZ08cPVVG | 120384 | NE-HVAC-airAC-SpltPkg-240to759kBtuh-12p5eer_SZDEER2017AnyOfL2011CZ08cDXGF | 120383 |  | 235 | 0.165 | 0 | 514 | 0.293 | -0.325 | 235 | 0.165 | 0 | 186 | 0.183 | 0 | 549 | 175000 | 480 | 175000
NE-HVAC-airAC-SpltPkg-240to759kBtuh-12p5eer | DEER2017 | D17 v2 |  | Any | OfL | 2011 | CZ09 | cWtd | Cap-Tons | 653.2 | 175000 | None | 273 | 0.214 | -0.0804 | 198 | 0.188 | 0 | 273 | 0.214 | -0.0804 | 198 | 0.188 | 0 | DEER:HVAC_Split-Package_AC | Annual | 1719 | 273 | 0.214 | -0.0804 | 198 | 0.1878 | 0 | NE-HVAC-airAC-SpltPkg-240to759kBtuh-12p5eer_MZDEER2017AnyOfL2011CZ09cPVVG | 120386 | NE-HVAC-airAC-SpltPkg-240to759kBtuh-12p5eer_SZDEER2017AnyOfL2011CZ09cDXGF | 120385 |  | 210 | 0.183 | 0 | 525 | 0.338 | -0.402 | 210 | 0.183 | 0 | 150 | 0.207 | 0 | 669 | 175000 | 590 | 175000
NE-HVAC-airAC-SpltPkg-240to759kBtuh-12p5eer | DEER2017 | D17 v2 |  | Any | OfL | 2011 | CZ10 | cWtd | Cap-Tons | 570.2 | 175000 | None | 298 | 0.239 | -0.0426 | 223 | 0.213 | 0 | 298 | 0.239 | -0.0426 | 223 | 0.213 | 0 | DEER:HVAC_Split-Package_AC | Annual | 1719 | 297.8 | 0.2386 | -0.0426 | 222.8 | 0.2128 | 0 | NE-HVAC-airAC-SpltPkg-240to759kBtuh-12p5eer_MZDEER2017AnyOfL2011CZ10cPVVG | 120388 | NE-HVAC-airAC-SpltPkg-240to759kBtuh-12p5eer_SZDEER2017AnyOfL2011CZ10cDXGF | 120387 |  | 232 | 0.206 | 0 | 561 | 0.369 | -0.213 | 232 | 0.206 | 0 | 186 | 0.24 | 0 | 585 | 175000 | 511 | 175000
NE-HVAC-airAC-SpltPkg-240to759kBtuh-12p5eer | DEER2017 | D17 v2 |  | Any | OfL | 2011 | CZ11 | cWtd | Cap-Tons | 535.6 | 175000 | None | 300 | 0.217 | -0.177 | 223 | 0.195 | 0 | 300 | 0.217 | -0.177 | 223 | 0.195 | 0 | DEER:HVAC_Split-Package_AC | Annual | 1719 | 300.2 | 0.2166 | -0.1774 | 223.2 | 0.1948 | 0 | NE-HVAC-airAC-SpltPkg-240to759kBtuh-12p5eer_MZDEER2017AnyOfL2011CZ11cPVVG | 120390 | NE-HVAC-airAC-SpltPkg-240to759kBtuh-12p5eer_SZDEER2017AnyOfL2011CZ11cDXGF | 120389 |  | 231 | 0.19 | 0 | 577 | 0.323 | -0.887 | 231 | 0.19 | 0 | 192 | 0.214 | 0 | 549 | 175000 | 482 | 175000
NE-HVAC-airAC-SpltPkg-240to759kBtuh-12p5eer | DEER2017 | D17 v2 |  | Any | OfL | 2011 | CZ12 | cWtd | Cap-Tons | 497.6 | 175000 | None | 275 | 0.223 | -0.166 | 202 | 0.201 | 0 | 275 | 0.223 | -0.166 | 202 | 0.201 | 0 | DEER:HVAC_Split-Package_AC | Annual | 1719 | 275.2 | 0.2226 | -0.1662 | 202 | 0.2008 | 0 | NE-HVAC-airAC-SpltPkg-240to759kBtuh-12p5eer_MZDEER2017AnyOfL2011CZ12cPVVG | 120392 | NE-HVAC-airAC-SpltPkg-240to759kBtuh-12p5eer_SZDEER2017AnyOfL2011CZ12cDXGF | 120391 |  | 208 | 0.196 | 0 | 544 | 0.329 | -0.831 | 208 | 0.196 | 0 | 178 | 0.22 | 0 | 513 | 175000 | 436 | 175000
NE-HVAC-airAC-SpltPkg-240to759kBtuh-12p5eer | DEER2017 | D17 v2 |  | Any | OfL | 2011 | CZ13 | cWtd | Cap-Tons | 541.2 | 175000 | None | 299 | 0.216 | -0.158 | 222 | 0.192 | 0 | 299 | 0.216 | -0.158 | 222 | 0.192 | 0 | DEER:HVAC_Split-Package_AC | Annual | 1719 | 298.8 | 0.2156 | -0.1582 | 222.4 | 0.1916 | 0 | NE-HVAC-airAC-SpltPkg-240to759kBtuh-12p5eer_MZDEER2017AnyOfL2011CZ13cPVVG | 120394 | NE-HVAC-airAC-SpltPkg-240to759kBtuh-12p5eer_SZDEER2017AnyOfL2011CZ13cDXGF | 120393 |  | 227 | 0.186 | 0 | 586 | 0.334 | -0.791 | 227 | 0.186 | 0 | 204 | 0.214 | 0 | 557 | 175000 | 478 | 175000
NE-HVAC-airAC-SpltPkg-240to759kBtuh-12p5eer | DEER2017 | D17 v2 |  | Any | OfL | 2011 | CZ14 | cWtd | Cap-Tons | 627.4 | 175000 | None | 282 | 0.203 | -0.15 | 201 | 0.173 | 0 | 282 | 0.203 | -0.15 | 201 | 0.173 | 0 | DEER:HVAC_Split-Package_AC | Annual | 1719 | 282 | 0.203 | -0.1496 | 201.4 | 0.173 | 0 | NE-HVAC-airAC-SpltPkg-240to759kBtuh-12p5eer_MZDEER2017AnyOfL2011CZ14cPVVG | 120396 | NE-HVAC-airAC-SpltPkg-240to759kBtuh-12p5eer_SZDEER2017AnyOfL2011CZ14cDXGF | 120395 |  | 209 | 0.167 | 0 | 574 | 0.347 | -0.748 | 209 | 0.167 | 0 | 171 | 0.197 | 0 | 645 | 175000 | 557 | 175000
NE-HVAC-airAC-SpltPkg-240to759kBtuh-12p5eer | DEER2017 | D17 v2 |  | Any | OfL | 2011 | CZ15 | cWtd | Cap-Tons | 623.6 | 175000 | None | 424 | 0.23 | -0.0173 | 338 | 0.203 | 0 | 424 | 0.23 | -0.0173 | 338 | 0.203 | 0 | DEER:HVAC_Split-Package_AC | Annual | 1719 | 424.2 | 0.2304 | -0.01728 | 338 | 0.2034 | 0 | NE-HVAC-airAC-SpltPkg-240to759kBtuh-12p5eer_MZDEER2017AnyOfL2011CZ15cPVVG | 120398 | NE-HVAC-airAC-SpltPkg-240to759kBtuh-12p5eer_SZDEER2017AnyOfL2011CZ15cDXGF | 120397 |  | 344 | 0.196 | 0 | 745 | 0.368 | -0.0864 | 344 | 0.196 | 0 | 314 | 0.233 | 0 | 639 | 175000 | 562 | 175000
NE-HVAC-airAC-SpltPkg-240to759kBtuh-12p5eer | DEER2017 | D17 v2 |  | Any | OfL | 2011 | CZ16 | cWtd | Cap-Tons | 417 | 175000 | None | 191 | 0.162 | -0.264 | 130 | 0.147 | 0 | 191 | 0.162 | -0.264 | 130 | 0.147 | 0 | DEER:HVAC_Split-Package_AC | Annual | 1719 | 190.8 | 0.162 | -0.264 | 130 | 0.1466 | 0 | NE-HVAC-airAC-SpltPkg-240to759kBtuh-12p5eer_MZDEER2017AnyOfL2011CZ16cPVVG | 120400 | NE-HVAC-airAC-SpltPkg-240to759kBtuh-12p5eer_SZDEER2017AnyOfL2011CZ16cDXGF | 120399 |  | 134 | 0.143 | 0 | 418 | 0.238 | -1.32 | 134 | 0.143 | 0 | 114 | 0.161 | 0 | 430 | 175000 | 365 | 175000
NE-HVAC-airAC-SpltPkg-240to759kBtuh-12p5eer | DEER2017 | D17 v2 |  | Any | OfL | 2014 | CZ01 | cWtd | Cap-Tons | 324.6 | 175000 | None | 57.1 | 0.0896 | 0 | 57.1 | 0.0896 | 0 | 57.1 | 0.0896 | 0 | 57.1 | 0.0896 | 0 | DEER:HVAC_Split-Package_AC | Annual | 1719 | 57.12 | 0.0896 | 0 | 57.12 | 0.0896 | 0 | NE-HVAC-airAC-SpltPkg-240to759kBtuh-12p5eer_MZDEER2017AnyOfL2014CZ01cPVVG | 141730 | NE-HVAC-airAC-SpltPkg-240to759kBtuh-12p5eer_SZDEER2017AnyOfL2014CZ01cDXGF | 141729 |  | 63 | 0.086 | 0 | 33.6 | 0.104 | 0 | 63 | 0.086 | 0 | 33.6 | 0.104 | 0 | 339 | 175000 | 267 | 175000
NE-HVAC-airAC-SpltPkg-240to759kBtuh-12p5eer | DEER2017 | D17 v2 |  | Any | OfL | 2014 | CZ02 | cWtd | Cap-Tons | 402.2 | 175000 | None | 149 | 0.208 | 0 | 149 | 0.208 | 0 | 149 | 0.208 | 0 | 149 | 0.208 | 0 | DEER:HVAC_Split-Package_AC | Annual | 1719 | 149.2 | 0.2084 | 0 | 149.2 | 0.2084 | 0 | NE-HVAC-airAC-SpltPkg-240to759kBtuh-12p5eer_MZDEER2017AnyOfL2014CZ02cPVVG | 141732 | NE-HVAC-airAC-SpltPkg-240to759kBtuh-12p5eer_SZDEER2017AnyOfL2014CZ02cDXGF | 141731 |  | 155 | 0.202 | 0 | 126 | 0.234 | 0 | 155 | 0.202 | 0 | 126 | 0.234 | 0 | 414 | 175000 | 355 | 175000
NE-HVAC-airAC-SpltPkg-240to759kBtuh-12p5eer | DEER2017 | D17 v2 |  | Any | OfL | 2014 | CZ03 | cWtd | Cap-Tons | 379.8 | 175000 | None | 121 | 0.144 | 0 | 121 | 0.144 | 0 | 121 | 0.144 | 0 | 121 | 0.144 | 0 | DEER:HVAC_Split-Package_AC | Annual | 1719 | 121.44 | 0.144 | 0 | 121.44 | 0.144 | 0 | NE-HVAC-airAC-SpltPkg-240to759kBtuh-12p5eer_MZDEER2017AnyOfL2014CZ03cPVVG | 141734 | NE-HVAC-airAC-SpltPkg-240to759kBtuh-12p5eer_SZDEER2017AnyOfL2014CZ03cDXGF | 141733 |  | 130 | 0.138 | 0 | 87.2 | 0.168 | 0 | 130 | 0.138 | 0 | 87.2 | 0.168 | 0 | 394 | 175000 | 323 | 175000
NE-HVAC-airAC-SpltPkg-240to759kBtuh-12p5eer | DEER2017 | D17 v2 |  | Any | OfL | 2014 | CZ04 | cWtd | Cap-Tons | 423.2 | 175000 | None | 164 | 0.185 | 0 | 164 | 0.185 | 0 | 164 | 0.185 | 0 | 164 | 0.185 | 0 | DEER:HVAC_Split-Package_AC | Annual | 1719 | 163.8 | 0.1846 | 0 | 163.8 | 0.1846 | 0 | NE-HVAC-airAC-SpltPkg-240to759kBtuh-12p5eer_MZDEER2017AnyOfL2014CZ04cPVVG | 141736 | NE-HVAC-airAC-SpltPkg-240to759kBtuh-12p5eer_SZDEER2017AnyOfL2014CZ04cDXGF | 141735 |  | 171 | 0.177 | 0 | 135 | 0.215 | 0 | 171 | 0.177 | 0 | 135 | 0.215 | 0 | 437 | 175000 | 368 | 175000
NE-HVAC-airAC-SpltPkg-240to759kBtuh-12p5eer | DEER2017 | D17 v2 |  | Any | OfL | 2014 | CZ05 | cWtd | Cap-Tons | 331.2 | 175000 | None | 143 | 0.132 | 0 | 143 | 0.132 | 0 | 143 | 0.132 | 0 | 143 | 0.132 | 0 | DEER:HVAC_Split-Package_AC | Annual | 1719 | 143.2 | 0.132 | 0 | 143.2 | 0.132 | 0 | NE-HVAC-airAC-SpltPkg-240to759kBtuh-12p5eer_MZDEER2017AnyOfL2014CZ05cPVVG | 141738 | NE-HVAC-airAC-SpltPkg-240to759kBtuh-12p5eer_SZDEER2017AnyOfL2014CZ05cDXGF | 141737 |  | 149 | 0.127 | 0 | 120 | 0.152 | 0 | 149 | 0.127 | 0 | 120 | 0.152 | 0 | 343 | 175000 | 284 | 175000
NE-HVAC-airAC-SpltPkg-240to759kBtuh-12p5eer | DEER2017 | D17 v2 |  | Any | OfL | 2014 | CZ06 | cWtd | Cap-Tons | 383.8 | 175000 | None | 213 | 0.167 | 0 | 213 | 0.167 | 0 | 213 | 0.167 | 0 | 213 | 0.167 | 0 | DEER:HVAC_Split-Package_AC | Annual | 1719 | 212.6 | 0.1668 | 0 | 212.6 | 0.1668 | 0 | NE-HVAC-airAC-SpltPkg-240to759kBtuh-12p5eer_MZDEER2017AnyOfL2014CZ06cPVVG | 141740 | NE-HVAC-airAC-SpltPkg-240to759kBtuh-12p5eer_SZDEER2017AnyOfL2014CZ06cDXGF | 141739 |  | 217 | 0.161 | 0 | 195 | 0.19 | 0 | 217 | 0.161 | 0 | 195 | 0.19 | 0 | 396 | 175000 | 335 | 175000
NE-HVAC-airAC-SpltPkg-240to759kBtuh-12p5eer | DEER2017 | D17 v2 |  | Any | OfL | 2014 | CZ07 | cWtd | Cap-Tons | 346 | 175000 | None | 218 | 0.165 | 0 | 218 | 0.165 | 0 | 218 | 0.165 | 0 | 218 | 0.165 | 0 | DEER:HVAC_Split-Package_AC | Annual | 1719 | 217.8 | 0.1652 | 0 | 217.8 | 0.1652 | 0 | NE-HVAC-airAC-SpltPkg-240to759kBtuh-12p5eer_MZDEER2017AnyOfL2014CZ07cPVVG | 141742 | NE-HVAC-airAC-SpltPkg-240to759kBtuh-12p5eer_SZDEER2017AnyOfL2014CZ07cDXGF | 141741 |  | 221 | 0.16 | 0 | 205 | 0.186 | 0 | 221 | 0.16 | 0 | 205 | 0.186 | 0 | 358 | 175000 | 298 | 175000
NE-HVAC-airAC-SpltPkg-240to759kBtuh-12p5eer | DEER2017 | D17 v2 |  | Any | OfL | 2014 | CZ08 | cWtd | Cap-Tons | 399.8 | 175000 | None | 225 | 0.187 | 0 | 225 | 0.187 | 0 | 225 | 0.187 | 0 | 225 | 0.187 | 0 | DEER:HVAC_Split-Package_AC | Annual | 1719 | 224.8 | 0.1872 | 0 | 224.8 | 0.1872 | 0 | NE-HVAC-airAC-SpltPkg-240to759kBtuh-12p5eer_MZDEER2017AnyOfL2014CZ08cPVVG | 141744 | NE-HVAC-airAC-SpltPkg-240to759kBtuh-12p5eer_SZDEER2017AnyOfL2014CZ08cDXGF | 141743 |  | 229 | 0.181 | 0 | 208 | 0.212 | 0 | 229 | 0.181 | 0 | 208 | 0.212 | 0 | 412 | 175000 | 351 | 175000
NE-HVAC-airAC-SpltPkg-240to759kBtuh-12p5eer | DEER2017 | D17 v2 |  | Any | OfL | 2014 | CZ09 | cWtd | Cap-Tons | 517.2 | 175000 | None | 184 | 0.202 | 0 | 184 | 0.202 | 0 | 184 | 0.202 | 0 | 184 | 0.202 | 0 | DEER:HVAC_Split-Package_AC | Annual | 1719 | 183.6 | 0.2022 | 0 | 183.6 | 0.2022 | 0 | NE-HVAC-airAC-SpltPkg-240to759kBtuh-12p5eer_MZDEER2017AnyOfL2014CZ09cPVVG | 141746 | NE-HVAC-airAC-SpltPkg-240to759kBtuh-12p5eer_SZDEER2017AnyOfL2014CZ09cDXGF | 141745 |  | 192 | 0.195 | 0 | 150 | 0.231 | 0 | 192 | 0.195 | 0 | 150 | 0.231 | 0 | 531 | 175000 | 462 | 175000
NE-HVAC-airAC-SpltPkg-240to759kBtuh-12p5eer | DEER2017 | D17 v2 |  | Any | OfL | 2014 | CZ10 | cWtd | Cap-Tons | 503 | 175000 | None | 200 | 0.218 | 0 | 200 | 0.218 | 0 | 200 | 0.218 | 0 | 200 | 0.218 | 0 | DEER:HVAC_Split-Package_AC | Annual | 1719 | 199.6 | 0.2178 | 0 | 199.6 | 0.2178 | 0 | NE-HVAC-airAC-SpltPkg-240to759kBtuh-12p5eer_MZDEER2017AnyOfL2014CZ10cPVVG | 141748 | NE-HVAC-airAC-SpltPkg-240to759kBtuh-12p5eer_SZDEER2017AnyOfL2014CZ10cDXGF | 141747 |  | 207 | 0.209 | 0 | 170 | 0.253 | 0 | 207 | 0.209 | 0 | 170 | 0.253 | 0 | 516 | 175000 | 451 | 175000
NE-HVAC-airAC-SpltPkg-240to759kBtuh-12p5eer | DEER2017 | D17 v2 |  | Any | OfL | 2014 | CZ11 | cWtd | Cap-Tons | 443.8 | 175000 | None | 213 | 0.211 | 0 | 213 | 0.211 | 0 | 213 | 0.211 | 0 | 213 | 0.211 | 0 | DEER:HVAC_Split-Package_AC | Annual | 1719 | 212.8 | 0.2114 | 0 | 212.8 | 0.2114 | 0 | NE-HVAC-airAC-SpltPkg-240to759kBtuh-12p5eer_MZDEER2017AnyOfL2014CZ11cPVVG | 141750 | NE-HVAC-airAC-SpltPkg-240to759kBtuh-12p5eer_SZDEER2017AnyOfL2014CZ11cDXGF | 141749 |  | 217 | 0.204 | 0 | 196 | 0.241 | 0 | 217 | 0.204 | 0 | 196 | 0.241 | 0 | 456 | 175000 | 395 | 175000
NE-HVAC-airAC-SpltPkg-240to759kBtuh-12p5eer | DEER2017 | D17 v2 |  | Any | OfL | 2014 | CZ12 | cWtd | Cap-Tons | 460.2 | 175000 | None | 170 | 0.199 | 0 | 170 | 0.199 | 0 | 170 | 0.199 | 0 | 170 | 0.199 | 0 | DEER:HVAC_Split-Package_AC | Annual | 1719 | 170.2 | 0.1986 | 0 | 170.2 | 0.1986 | 0 | NE-HVAC-airAC-SpltPkg-240to759kBtuh-12p5eer_MZDEER2017AnyOfL2014CZ12cPVVG | 141752 | NE-HVAC-airAC-SpltPkg-240to759kBtuh-12p5eer_SZDEER2017AnyOfL2014CZ12cDXGF | 141751 |  | 175 | 0.191 | 0 | 151 | 0.229 | 0 | 175 | 0.191 | 0 | 151 | 0.229 | 0 | 474 | 175000 | 405 | 175000
NE-HVAC-airAC-SpltPkg-240to759kBtuh-12p5eer | DEER2017 | D17 v2 |  | Any | OfL | 2014 | CZ13 | cWtd | Cap-Tons | 472.4 | 175000 | None | 205 | 0.2 | 0 | 205 | 0.2 | 0 | 205 | 0.2 | 0 | 205 | 0.2 | 0 | DEER:HVAC_Split-Package_AC | Annual | 1719 | 205.4 | 0.1996 | 0 | 205.4 | 0.1996 | 0 | NE-HVAC-airAC-SpltPkg-240to759kBtuh-12p5eer_MZDEER2017AnyOfL2014CZ13cPVVG | 141754 | NE-HVAC-airAC-SpltPkg-240to759kBtuh-12p5eer_SZDEER2017AnyOfL2014CZ13cDXGF | 141753 |  | 208 | 0.192 | 0 | 195 | 0.23 | 0 | 208 | 0.192 | 0 | 195 | 0.23 | 0 | 486 | 175000 | 418 | 175000
NE-HVAC-airAC-SpltPkg-240to759kBtuh-12p5eer | DEER2017 | D17 v2 |  | Any | OfL | 2014 | CZ14 | cWtd | Cap-Tons | 457.4 | 175000 | None | 219 | 0.211 | 0 | 219 | 0.211 | 0 | 219 | 0.211 | 0 | 219 | 0.211 | 0 | DEER:HVAC_Split-Package_AC | Annual | 1719 | 219.4 | 0.211 | 0 | 219.4 | 0.211 | 0 | NE-HVAC-airAC-SpltPkg-240to759kBtuh-12p5eer_MZDEER2017AnyOfL2014CZ14cPVVG | 141756 | NE-HVAC-airAC-SpltPkg-240to759kBtuh-12p5eer_SZDEER2017AnyOfL2014CZ14cDXGF | 141755 |  | 223 | 0.203 | 0 | 205 | 0.243 | 0 | 223 | 0.203 | 0 | 205 | 0.243 | 0 | 471 | 175000 | 403 | 175000
NE-HVAC-airAC-SpltPkg-240to759kBtuh-12p5eer | DEER2017 | D17 v2 |  | Any | OfL | 2014 | CZ15 | cWtd | Cap-Tons | 524.2 | 175000 | None | 335 | 0.222 | 0 | 335 | 0.222 | 0 | 335 | 0.222 | 0 | 335 | 0.222 | 0 | DEER:HVAC_Split-Package_AC | Annual | 1719 | 335.4 | 0.2216 | 0 | 335.4 | 0.2216 | 0 | NE-HVAC-airAC-SpltPkg-240to759kBtuh-12p5eer_MZDEER2017AnyOfL2014CZ15cPVVG | 141758 | NE-HVAC-airAC-SpltPkg-240to759kBtuh-12p5eer_SZDEER2017AnyOfL2014CZ15cDXGF | 141757 |  | 337 | 0.211 | 0 | 329 | 0.264 | 0 | 337 | 0.211 | 0 | 329 | 0.264 | 0 | 538 | 175000 | 469 | 175000
NE-HVAC-airAC-SpltPkg-240to759kBtuh-12p5eer | DEER2017 | D17 v2 |  | Any | OfL | 2014 | CZ16 | cWtd | Cap-Tons | 321.4 | 175000 | None | 126 | 0.163 | 0 | 126 | 0.163 | 0 | 126 | 0.163 | 0 | 126 | 0.163 | 0 | DEER:HVAC_Split-Package_AC | Annual | 1719 | 125.6 | 0.1628 | 0 | 125.6 | 0.1628 | 0 | NE-HVAC-airAC-SpltPkg-240to759kBtuh-12p5eer_MZDEER2017AnyOfL2014CZ16cPVVG | 141760 | NE-HVAC-airAC-SpltPkg-240to759kBtuh-12p5eer_SZDEER2017AnyOfL2014CZ16cDXGF | 141759 |  | 127 | 0.158 | 0 | 120 | 0.182 | 0 | 127 | 0.158 | 0 | 120 | 0.182 | 0 | 333 | 175000 | 275 | 175000
NE-HVAC-airAC-SpltPkg-240to759kBtuh-12p5eer | DEER2017 | D17 v2 |  | Any | OfL | New | CZ01 | cWtd | Cap-Tons | 324.6 | 175000 | None | 57.1 | 0.0896 | 0 | 57.1 | 0.0896 | 0 | 57.1 | 0.0896 | 0 | 57.1 | 0.0896 | 0 | DEER:HVAC_Split-Package_AC | Annual | 1719 | 57.12 | 0.0896 | 0 | 57.12 | 0.0896 | 0 | NE-HVAC-airAC-SpltPkg-240to759kBtuh-12p5eer_MZDEER2017AnyOfLNewCZ01cPVVG | 166578 | NE-HVAC-airAC-SpltPkg-240to759kBtuh-12p5eer_SZDEER2017AnyOfLNewCZ01cDXGF | 166577 |  | 63 | 0.086 | 0 | 33.6 | 0.104 | 0 | 63 | 0.086 | 0 | 33.6 | 0.104 | 0 | 339 | 175000 | 267 | 175000
NE-HVAC-airAC-SpltPkg-240to759kBtuh-12p5eer | DEER2017 | D17 v2 |  | Any | OfL | New | CZ02 | cWtd | Cap-Tons | 402.2 | 175000 | None | 149 | 0.208 | 0 | 149 | 0.208 | 0 | 149 | 0.208 | 0 | 149 | 0.208 | 0 | DEER:HVAC_Split-Package_AC | Annual | 1719 | 149.2 | 0.2084 | 0 | 149.2 | 0.2084 | 0 | NE-HVAC-airAC-SpltPkg-240to759kBtuh-12p5eer_MZDEER2017AnyOfLNewCZ02cPVVG | 166580 | NE-HVAC-airAC-SpltPkg-240to759kBtuh-12p5eer_SZDEER2017AnyOfLNewCZ02cDXGF | 166579 |  | 155 | 0.202 | 0 | 126 | 0.234 | 0 | 155 | 0.202 | 0 | 126 | 0.234 | 0 | 414 | 175000 | 355 | 175000
NE-HVAC-airAC-SpltPkg-240to759kBtuh-12p5eer | DEER2017 | D17 v2 |  | Any | OfL | New | CZ03 | cWtd | Cap-Tons | 379.8 | 175000 | None | 121 | 0.144 | 0 | 121 | 0.144 | 0 | 121 | 0.144 | 0 | 121 | 0.144 | 0 | DEER:HVAC_Split-Package_AC | Annual | 1719 | 121.44 | 0.144 | 0 | 121.44 | 0.144 | 0 | NE-HVAC-airAC-SpltPkg-240to759kBtuh-12p5eer_MZDEER2017AnyOfLNewCZ03cPVVG | 166582 | NE-HVAC-airAC-SpltPkg-240to759kBtuh-12p5eer_SZDEER2017AnyOfLNewCZ03cDXGF | 166581 |  | 130 | 0.138 | 0 | 87.2 | 0.168 | 0 | 130 | 0.138 | 0 | 87.2 | 0.168 | 0 | 394 | 175000 | 323 | 175000
NE-HVAC-airAC-SpltPkg-240to759kBtuh-12p5eer | DEER2017 | D17 v2 |  | Any | OfL | New | CZ04 | cWtd | Cap-Tons | 423.2 | 175000 | None | 164 | 0.185 | 0 | 164 | 0.185 | 0 | 164 | 0.185 | 0 | 164 | 0.185 | 0 | DEER:HVAC_Split-Package_AC | Annual | 1719 | 163.8 | 0.1846 | 0 | 163.8 | 0.1846 | 0 | NE-HVAC-airAC-SpltPkg-240to759kBtuh-12p5eer_MZDEER2017AnyOfLNewCZ04cPVVG | 166584 | NE-HVAC-airAC-SpltPkg-240to759kBtuh-12p5eer_SZDEER2017AnyOfLNewCZ04cDXGF | 166583 |  | 171 | 0.177 | 0 | 135 | 0.215 | 0 | 171 | 0.177 | 0 | 135 | 0.215 | 0 | 437 | 175000 | 368 | 175000
NE-HVAC-airAC-SpltPkg-240to759kBtuh-12p5eer | DEER2017 | D17 v2 |  | Any | OfL | New | CZ05 | cWtd | Cap-Tons | 331.2 | 175000 | None | 143 | 0.132 | 0 | 143 | 0.132 | 0 | 143 | 0.132 | 0 | 143 | 0.132 | 0 | DEER:HVAC_Split-Package_AC | Annual | 1719 | 143.2 | 0.132 | 0 | 143.2 | 0.132 | 0 | NE-HVAC-airAC-SpltPkg-240to759kBtuh-12p5eer_MZDEER2017AnyOfLNewCZ05cPVVG | 166586 | NE-HVAC-airAC-SpltPkg-240to759kBtuh-12p5eer_SZDEER2017AnyOfLNewCZ05cDXGF | 166585 |  | 149 | 0.127 | 0 | 120 | 0.152 | 0 | 149 | 0.127 | 0 | 120 | 0.152 | 0 | 343 | 175000 | 284 | 175000
NE-HVAC-airAC-SpltPkg-240to759kBtuh-12p5eer | DEER2017 | D17 v2 |  | Any | OfL | New | CZ06 | cWtd | Cap-Tons | 383.8 | 175000 | None | 213 | 0.167 | 0 | 213 | 0.167 | 0 | 213 | 0.167 | 0 | 213 | 0.167 | 0 | DEER:HVAC_Split-Package_AC | Annual | 1719 | 212.6 | 0.1668 | 0 | 212.6 | 0.1668 | 0 | NE-HVAC-airAC-SpltPkg-240to759kBtuh-12p5eer_MZDEER2017AnyOfLNewCZ06cPVVG | 166588 | NE-HVAC-airAC-SpltPkg-240to759kBtuh-12p5eer_SZDEER2017AnyOfLNewCZ06cDXGF | 166587 |  | 217 | 0.161 | 0 | 195 | 0.19 | 0 | 217 | 0.161 | 0 | 195 | 0.19 | 0 | 396 | 175000 | 335 | 175000
NE-HVAC-airAC-SpltPkg-240to759kBtuh-12p5eer | DEER2017 | D17 v2 |  | Any | OfL | New | CZ07 | cWtd | Cap-Tons | 346 | 175000 | None | 218 | 0.165 | 0 | 218 | 0.165 | 0 | 218 | 0.165 | 0 | 218 | 0.165 | 0 | DEER:HVAC_Split-Package_AC | Annual | 1719 | 217.8 | 0.1652 | 0 | 217.8 | 0.1652 | 0 | NE-HVAC-airAC-SpltPkg-240to759kBtuh-12p5eer_MZDEER2017AnyOfLNewCZ07cPVVG | 166590 | NE-HVAC-airAC-SpltPkg-240to759kBtuh-12p5eer_SZDEER2017AnyOfLNewCZ07cDXGF | 166589 |  | 221 | 0.16 | 0 | 205 | 0.186 | 0 | 221 | 0.16 | 0 | 205 | 0.186 | 0 | 358 | 175000 | 298 | 175000
NE-HVAC-airAC-SpltPkg-240to759kBtuh-12p5eer | DEER2017 | D17 v2 |  | Any | OfL | New | CZ08 | cWtd | Cap-Tons | 399.8 | 175000 | None | 225 | 0.187 | 0 | 225 | 0.187 | 0 | 225 | 0.187 | 0 | 225 | 0.187 | 0 | DEER:HVAC_Split-Package_AC | Annual | 1719 | 224.8 | 0.1872 | 0 | 224.8 | 0.1872 | 0 | NE-HVAC-airAC-SpltPkg-240to759kBtuh-12p5eer_MZDEER2017AnyOfLNewCZ08cPVVG | 166592 | NE-HVAC-airAC-SpltPkg-240to759kBtuh-12p5eer_SZDEER2017AnyOfLNewCZ08cDXGF | 166591 |  | 229 | 0.181 | 0 | 208 | 0.212 | 0 | 229 | 0.181 | 0 | 208 | 0.212 | 0 | 412 | 175000 | 351 | 175000
NE-HVAC-airAC-SpltPkg-240to759kBtuh-12p5eer | DEER2017 | D17 v2 |  | Any | OfL | New | CZ09 | cWtd | Cap-Tons | 517.2 | 175000 | None | 184 | 0.202 | 0 | 184 | 0.202 | 0 | 184 | 0.202 | 0 | 184 | 0.202 | 0 | DEER:HVAC_Split-Package_AC | Annual | 1719 | 183.6 | 0.2022 | 0 | 183.6 | 0.2022 | 0 | NE-HVAC-airAC-SpltPkg-240to759kBtuh-12p5eer_MZDEER2017AnyOfLNewCZ09cPVVG | 166594 | NE-HVAC-airAC-SpltPkg-240to759kBtuh-12p5eer_SZDEER2017AnyOfLNewCZ09cDXGF | 166593 |  | 192 | 0.195 | 0 | 150 | 0.231 | 0 | 192 | 0.195 | 0 | 150 | 0.231 | 0 | 531 | 175000 | 462 | 175000
NE-HVAC-airAC-SpltPkg-240to759kBtuh-12p5eer | DEER2017 | D17 v2 |  | Any | OfL | New | CZ10 | cWtd | Cap-Tons | 503 | 175000 | None | 200 | 0.218 | 0 | 200 | 0.218 | 0 | 200 | 0.218 | 0 | 200 | 0.218 | 0 | DEER:HVAC_Split-Package_AC | Annual | 1719 | 199.6 | 0.2178 | 0 | 199.6 | 0.2178 | 0 | NE-HVAC-airAC-SpltPkg-240to759kBtuh-12p5eer_MZDEER2017AnyOfLNewCZ10cPVVG | 166596 | NE-HVAC-airAC-SpltPkg-240to759kBtuh-12p5eer_SZDEER2017AnyOfLNewCZ10cDXGF | 166595 |  | 207 | 0.209 | 0 | 170 | 0.253 | 0 | 207 | 0.209 | 0 | 170 | 0.253 | 0 | 516 | 175000 | 451 | 175000
NE-HVAC-airAC-SpltPkg-240to759kBtuh-12p5eer | DEER2017 | D17 v2 |  | Any | OfL | New | CZ11 | cWtd | Cap-Tons | 443.8 | 175000 | None | 213 | 0.211 | 0 | 213 | 0.211 | 0 | 213 | 0.211 | 0 | 213 | 0.211 | 0 | DEER:HVAC_Split-Package_AC | Annual | 1719 | 212.8 | 0.2114 | 0 | 212.8 | 0.2114 | 0 | NE-HVAC-airAC-SpltPkg-240to759kBtuh-12p5eer_MZDEER2017AnyOfLNewCZ11cPVVG | 166598 | NE-HVAC-airAC-SpltPkg-240to759kBtuh-12p5eer_SZDEER2017AnyOfLNewCZ11cDXGF | 166597 |  | 217 | 0.204 | 0 | 196 | 0.241 | 0 | 217 | 0.204 | 0 | 196 | 0.241 | 0 | 456 | 175000 | 395 | 175000
NE-HVAC-airAC-SpltPkg-240to759kBtuh-12p5eer | DEER2017 | D17 v2 |  | Any | OfL | New | CZ12 | cWtd | Cap-Tons | 460.2 | 175000 | None | 170 | 0.199 | 0 | 170 | 0.199 | 0 | 170 | 0.199 | 0 | 170 | 0.199 | 0 | DEER:HVAC_Split-Package_AC | Annual | 1719 | 170.2 | 0.1986 | 0 | 170.2 | 0.1986 | 0 | NE-HVAC-airAC-SpltPkg-240to759kBtuh-12p5eer_MZDEER2017AnyOfLNewCZ12cPVVG | 166600 | NE-HVAC-airAC-SpltPkg-240to759kBtuh-12p5eer_SZDEER2017AnyOfLNewCZ12cDXGF | 166599 |  | 175 | 0.191 | 0 | 151 | 0.229 | 0 | 175 | 0.191 | 0 | 151 | 0.229 | 0 | 474 | 175000 | 405 | 175000
NE-HVAC-airAC-SpltPkg-240to759kBtuh-12p5eer | DEER2017 | D17 v2 |  | Any | OfL | New | CZ13 | cWtd | Cap-Tons | 472.4 | 175000 | None | 205 | 0.2 | 0 | 205 | 0.2 | 0 | 205 | 0.2 | 0 | 205 | 0.2 | 0 | DEER:HVAC_Split-Package_AC | Annual | 1719 | 205.4 | 0.1996 | 0 | 205.4 | 0.1996 | 0 | NE-HVAC-airAC-SpltPkg-240to759kBtuh-12p5eer_MZDEER2017AnyOfLNewCZ13cPVVG | 166602 | NE-HVAC-airAC-SpltPkg-240to759kBtuh-12p5eer_SZDEER2017AnyOfLNewCZ13cDXGF | 166601 |  | 208 | 0.192 | 0 | 195 | 0.23 | 0 | 208 | 0.192 | 0 | 195 | 0.23 | 0 | 486 | 175000 | 418 | 175000
NE-HVAC-airAC-SpltPkg-240to759kBtuh-12p5eer | DEER2017 | D17 v2 |  | Any | OfL | New | CZ14 | cWtd | Cap-Tons | 457.4 | 175000 | None | 219 | 0.211 | 0 | 219 | 0.211 | 0 | 219 | 0.211 | 0 | 219 | 0.211 | 0 | DEER:HVAC_Split-Package_AC | Annual | 1719 | 219.4 | 0.211 | 0 | 219.4 | 0.211 | 0 | NE-HVAC-airAC-SpltPkg-240to759kBtuh-12p5eer_MZDEER2017AnyOfLNewCZ14cPVVG | 166604 | NE-HVAC-airAC-SpltPkg-240to759kBtuh-12p5eer_SZDEER2017AnyOfLNewCZ14cDXGF | 166603 |  | 223 | 0.203 | 0 | 205 | 0.243 | 0 | 223 | 0.203 | 0 | 205 | 0.243 | 0 | 471 | 175000 | 403 | 175000
NE-HVAC-airAC-SpltPkg-240to759kBtuh-12p5eer | DEER2017 | D17 v2 |  | Any | OfL | New | CZ15 | cWtd | Cap-Tons | 524.2 | 175000 | None | 335 | 0.222 | 0 | 335 | 0.222 | 0 | 335 | 0.222 | 0 | 335 | 0.222 | 0 | DEER:HVAC_Split-Package_AC | Annual | 1719 | 335.4 | 0.2216 | 0 | 335.4 | 0.2216 | 0 | NE-HVAC-airAC-SpltPkg-240to759kBtuh-12p5eer_MZDEER2017AnyOfLNewCZ15cPVVG | 166606 | NE-HVAC-airAC-SpltPkg-240to759kBtuh-12p5eer_SZDEER2017AnyOfLNewCZ15cDXGF | 166605 |  | 337 | 0.211 | 0 | 329 | 0.264 | 0 | 337 | 0.211 | 0 | 329 | 0.264 | 0 | 538 | 175000 | 469 | 175000
NE-HVAC-airAC-SpltPkg-240to759kBtuh-12p5eer | DEER2017 | D17 v2 |  | Any | OfL | New | CZ16 | cWtd | Cap-Tons | 321.4 | 175000 | None | 126 | 0.163 | 0 | 126 | 0.163 | 0 | 126 | 0.163 | 0 | 126 | 0.163 | 0 | DEER:HVAC_Split-Package_AC | Annual | 1719 | 125.6 | 0.1628 | 0 | 125.6 | 0.1628 | 0 | NE-HVAC-airAC-SpltPkg-240to759kBtuh-12p5eer_MZDEER2017AnyOfLNewCZ16cPVVG | 166608 | NE-HVAC-airAC-SpltPkg-240to759kBtuh-12p5eer_SZDEER2017AnyOfLNewCZ16cDXGF | 166607 |  | 127 | 0.158 | 0 | 120 | 0.182 | 0 | 127 | 0.158 | 0 | 120 | 0.182 | 0 | 333 | 175000 | 275 | 175000
NE-HVAC-airAC-SpltPkg-240to759kBtuh-12p5eer | DEER2017 | D17 v2 |  | Any | OfS | 1975 | CZ01 | cWtd | Cap-Tons | 43.66 | 10000 | None | 43.8 | 0.0616 | 0 | 43.8 | 0.0616 | 0 | 43.8 | 0.0616 | 0 | 43.8 | 0.0616 | 0 | DEER:HVAC_Split-Package_AC | Annual | 1719 | 43.78 | 0.06162 | 0 | 43.78 | 0.06162 | 0 | NE-HVAC-airAC-SpltPkg-240to759kBtuh-12p5eer_MZDEER2017AnyOfS1975CZ01cPVVG | 13602 | NE-HVAC-airAC-SpltPkg-240to759kBtuh-12p5eer_SZDEER2017AnyOfS1975CZ01cDXGF | 13601 |  | 52.1 | 0.0633 | 0 | 10.5 | 0.0549 | 0 | 52.1 | 0.0633 | 0 | 10.5 | 0.0549 | 0 | 46.5 | 10000 | 32.3 | 10000
NE-HVAC-airAC-SpltPkg-240to759kBtuh-12p5eer | DEER2017 | D17 v2 |  | Any | OfS | 1975 | CZ02 | cWtd | Cap-Tons | 54.88 | 10000 | None | 128 | 0.156 | 0 | 128 | 0.156 | 0 | 128 | 0.156 | 0 | 128 | 0.156 | 0 | DEER:HVAC_Split-Package_AC | Annual | 1719 | 127.76 | 0.1564 | 0 | 127.76 | 0.1564 | 0 | NE-HVAC-airAC-SpltPkg-240to759kBtuh-12p5eer_MZDEER2017AnyOfS1975CZ02cPVVG | 13604 | NE-HVAC-airAC-SpltPkg-240to759kBtuh-12p5eer_SZDEER2017AnyOfS1975CZ02cDXGF | 13603 |  | 135 | 0.149 | 0 | 98.8 | 0.186 | 0 | 135 | 0.149 | 0 | 98.8 | 0.186 | 0 | 58 | 10000 | 42.4 | 10000
NE-HVAC-airAC-SpltPkg-240to759kBtuh-12p5eer | DEER2017 | D17 v2 |  | Any | OfS | 1975 | CZ03 | cWtd | Cap-Tons | 48.1 | 10000 | None | 107 | 0.111 | 0 | 107 | 0.111 | 0 | 107 | 0.111 | 0 | 107 | 0.111 | 0 | DEER:HVAC_Split-Package_AC | Annual | 1719 | 107.22 | 0.1114 | 0 | 107.22 | 0.1114 | 0 | NE-HVAC-airAC-SpltPkg-240to759kBtuh-12p5eer_MZDEER2017AnyOfS1975CZ03cPVVG | 13606 | NE-HVAC-airAC-SpltPkg-240to759kBtuh-12p5eer_SZDEER2017AnyOfS1975CZ03cDXGF | 13605 |  | 118 | 0.105 | 0 | 64.1 | 0.137 | 0 | 118 | 0.105 | 0 | 64.1 | 0.137 | 0 | 51.1 | 10000 | 36.1 | 10000
NE-HVAC-airAC-SpltPkg-240to759kBtuh-12p5eer | DEER2017 | D17 v2 |  | Any | OfS | 1975 | CZ04 | cWtd | Cap-Tons | 55.84 | 10000 | None | 147 | 0.145 | 0 | 147 | 0.145 | 0 | 147 | 0.145 | 0 | 147 | 0.145 | 0 | DEER:HVAC_Split-Package_AC | Annual | 1719 | 146.8 | 0.1446 | 0 | 146.8 | 0.1446 | 0 | NE-HVAC-airAC-SpltPkg-240to759kBtuh-12p5eer_MZDEER2017AnyOfS1975CZ04cPVVG | 13608 | NE-HVAC-airAC-SpltPkg-240to759kBtuh-12p5eer_SZDEER2017AnyOfS1975CZ04cDXGF | 13607 |  | 156 | 0.136 | 0 | 110 | 0.179 | 0 | 156 | 0.136 | 0 | 110 | 0.179 | 0 | 59.1 | 10000 | 42.8 | 10000
NE-HVAC-airAC-SpltPkg-240to759kBtuh-12p5eer | DEER2017 | D17 v2 |  | Any | OfS | 1975 | CZ05 | cWtd | Cap-Tons | 46.68 | 10000 | None | 113 | 0.0971 | 0 | 113 | 0.0971 | 0 | 113 | 0.0971 | 0 | 113 | 0.0971 | 0 | DEER:HVAC_Split-Package_AC | Annual | 1719 | 113.38 | 0.09712 | 0 | 113.38 | 0.09712 | 0 | NE-HVAC-airAC-SpltPkg-240to759kBtuh-12p5eer_MZDEER2017AnyOfS1975CZ05cPVVG | 13610 | NE-HVAC-airAC-SpltPkg-240to759kBtuh-12p5eer_SZDEER2017AnyOfS1975CZ05cDXGF | 13609 |  | 124 | 0.0924 | 0 | 70.9 | 0.116 | 0 | 124 | 0.0924 | 0 | 70.9 | 0.116 | 0 | 49.5 | 10000 | 35.4 | 10000
NE-HVAC-airAC-SpltPkg-240to759kBtuh-12p5eer | DEER2017 | D17 v2 |  | Any | OfS | 1975 | CZ06 | cWtd | Cap-Tons | 51.76 | 10000 | None | 176 | 0.125 | 0 | 176 | 0.125 | 0 | 176 | 0.125 | 0 | 176 | 0.125 | 0 | DEER:HVAC_Split-Package_AC | Annual | 1719 | 175.6 | 0.1248 | 0 | 175.6 | 0.1248 | 0 | NE-HVAC-airAC-SpltPkg-240to759kBtuh-12p5eer_MZDEER2017AnyOfS1975CZ06cPVVG | 13612 | NE-HVAC-airAC-SpltPkg-240to759kBtuh-12p5eer_SZDEER2017AnyOfS1975CZ06cDXGF | 13611 |  | 186 | 0.119 | 0 | 134 | 0.148 | 0 | 186 | 0.119 | 0 | 134 | 0.148 | 0 | 54.7 | 10000 | 40 | 10000
NE-HVAC-airAC-SpltPkg-240to759kBtuh-12p5eer | DEER2017 | D17 v2 |  | Any | OfS | 1975 | CZ07 | cWtd | Cap-Tons | 48.24 | 10000 | None | 174 | 0.115 | 0 | 174 | 0.115 | 0 | 174 | 0.115 | 0 | 174 | 0.115 | 0 | DEER:HVAC_Split-Package_AC | Annual | 1719 | 174.4 | 0.1152 | 0 | 174.4 | 0.1152 | 0 | NE-HVAC-airAC-SpltPkg-240to759kBtuh-12p5eer_MZDEER2017AnyOfS1975CZ07cPVVG | 13614 | NE-HVAC-airAC-SpltPkg-240to759kBtuh-12p5eer_SZDEER2017AnyOfS1975CZ07cDXGF | 13613 |  | 185 | 0.109 | 0 | 132 | 0.14 | 0 | 185 | 0.109 | 0 | 132 | 0.14 | 0 | 51.1 | 10000 | 36.8 | 10000
NE-HVAC-airAC-SpltPkg-240to759kBtuh-12p5eer | DEER2017 | D17 v2 |  | Any | OfS | 1975 | CZ08 | cWtd | Cap-Tons | 54.34 | 10000 | None | 189 | 0.143 | 0 | 189 | 0.143 | 0 | 189 | 0.143 | 0 | 189 | 0.143 | 0 | DEER:HVAC_Split-Package_AC | Annual | 1719 | 189.2 | 0.1432 | 0 | 189.2 | 0.1432 | 0 | NE-HVAC-airAC-SpltPkg-240to759kBtuh-12p5eer_MZDEER2017AnyOfS1975CZ08cPVVG | 13616 | NE-HVAC-airAC-SpltPkg-240to759kBtuh-12p5eer_SZDEER2017AnyOfS1975CZ08cDXGF | 13615 |  | 198 | 0.136 | 0 | 154 | 0.172 | 0 | 198 | 0.136 | 0 | 154 | 0.172 | 0 | 57.4 | 10000 | 42.1 | 10000
NE-HVAC-airAC-SpltPkg-240to759kBtuh-12p5eer | DEER2017 | D17 v2 |  | Any | OfS | 1975 | CZ09 | cWtd | Cap-Tons | 63.74 | 10000 | None | 177 | 0.167 | 0 | 177 | 0.167 | 0 | 177 | 0.167 | 0 | 177 | 0.167 | 0 | DEER:HVAC_Split-Package_AC | Annual | 1719 | 176.8 | 0.1668 | 0 | 176.8 | 0.1668 | 0 | NE-HVAC-airAC-SpltPkg-240to759kBtuh-12p5eer_MZDEER2017AnyOfS1975CZ09cPVVG | 13618 | NE-HVAC-airAC-SpltPkg-240to759kBtuh-12p5eer_SZDEER2017AnyOfS1975CZ09cDXGF | 13617 |  | 186 | 0.158 | 0 | 140 | 0.202 | 0 | 186 | 0.158 | 0 | 140 | 0.202 | 0 | 67.2 | 10000 | 49.9 | 10000
NE-HVAC-airAC-SpltPkg-240to759kBtuh-12p5eer | DEER2017 | D17 v2 |  | Any | OfS | 1975 | CZ10 | cWtd | Cap-Tons | 62.46 | 10000 | None | 191 | 0.184 | 0 | 191 | 0.184 | 0 | 191 | 0.184 | 0 | 191 | 0.184 | 0 | DEER:HVAC_Split-Package_AC | Annual | 1719 | 190.8 | 0.1838 | 0 | 190.8 | 0.1838 | 0 | NE-HVAC-airAC-SpltPkg-240to759kBtuh-12p5eer_MZDEER2017AnyOfS1975CZ10cPVVG | 13620 | NE-HVAC-airAC-SpltPkg-240to759kBtuh-12p5eer_SZDEER2017AnyOfS1975CZ10cDXGF | 13619 |  | 198 | 0.172 | 0 | 162 | 0.231 | 0 | 198 | 0.172 | 0 | 162 | 0.231 | 0 | 65.9 | 10000 | 48.7 | 10000
NE-HVAC-airAC-SpltPkg-240to759kBtuh-12p5eer | DEER2017 | D17 v2 |  | Any | OfS | 1975 | CZ11 | cWtd | Cap-Tons | 62.48 | 10000 | None | 185 | 0.167 | 0 | 185 | 0.167 | 0 | 185 | 0.167 | 0 | 185 | 0.167 | 0 | DEER:HVAC_Split-Package_AC | Annual | 1719 | 184.6 | 0.167 | 0 | 184.6 | 0.167 | 0 | NE-HVAC-airAC-SpltPkg-240to759kBtuh-12p5eer_MZDEER2017AnyOfS1975CZ11cPVVG | 13622 | NE-HVAC-airAC-SpltPkg-240to759kBtuh-12p5eer_SZDEER2017AnyOfS1975CZ11cDXGF | 13621 |  | 189 | 0.159 | 0 | 167 | 0.199 | 0 | 189 | 0.159 | 0 | 167 | 0.199 | 0 | 65.9 | 10000 | 48.8 | 10000
NE-HVAC-airAC-SpltPkg-240to759kBtuh-12p5eer | DEER2017 | D17 v2 |  | Any | OfS | 1975 | CZ12 | cWtd | Cap-Tons | 60.08 | 10000 | None | 154 | 0.157 | 0 | 154 | 0.157 | 0 | 154 | 0.157 | 0 | 154 | 0.157 | 0 | DEER:HVAC_Split-Package_AC | Annual | 1719 | 153.8 | 0.1568 | 0 | 153.8 | 0.1568 | 0 | NE-HVAC-airAC-SpltPkg-240to759kBtuh-12p5eer_MZDEER2017AnyOfS1975CZ12cPVVG | 13624 | NE-HVAC-airAC-SpltPkg-240to759kBtuh-12p5eer_SZDEER2017AnyOfS1975CZ12cDXGF | 13623 |  | 159 | 0.149 | 0 | 133 | 0.188 | 0 | 159 | 0.149 | 0 | 133 | 0.188 | 0 | 63.5 | 10000 | 46.4 | 10000
NE-HVAC-airAC-SpltPkg-240to759kBtuh-12p5eer | DEER2017 | D17 v2 |  | Any | OfS | 1975 | CZ13 | cWtd | Cap-Tons | 60.48 | 10000 | None | 192 | 0.161 | 0 | 192 | 0.161 | 0 | 192 | 0.161 | 0 | 192 | 0.161 | 0 | DEER:HVAC_Split-Package_AC | Annual | 1719 | 191.8 | 0.1608 | 0 | 191.8 | 0.1608 | 0 | NE-HVAC-airAC-SpltPkg-240to759kBtuh-12p5eer_MZDEER2017AnyOfS1975CZ13cPVVG | 13626 | NE-HVAC-airAC-SpltPkg-240to759kBtuh-12p5eer_SZDEER2017AnyOfS1975CZ13cDXGF | 13625 |  | 193 | 0.152 | 0 | 187 | 0.196 | 0 | 193 | 0.152 | 0 | 187 | 0.196 | 0 | 64 | 10000 | 46.4 | 10000
NE-HVAC-airAC-SpltPkg-240to759kBtuh-12p5eer | DEER2017 | D17 v2 |  | Any | OfS | 1975 | CZ14 | cWtd | Cap-Tons | 62.48 | 10000 | None | 195 | 0.169 | 0 | 195 | 0.169 | 0 | 195 | 0.169 | 0 | 195 | 0.169 | 0 | DEER:HVAC_Split-Package_AC | Annual | 1719 | 194.8 | 0.1688 | 0 | 194.8 | 0.1688 | 0 | NE-HVAC-airAC-SpltPkg-240to759kBtuh-12p5eer_MZDEER2017AnyOfS1975CZ14cPVVG | 13628 | NE-HVAC-airAC-SpltPkg-240to759kBtuh-12p5eer_SZDEER2017AnyOfS1975CZ14cDXGF | 13627 |  | 199 | 0.16 | 0 | 178 | 0.204 | 0 | 199 | 0.16 | 0 | 178 | 0.204 | 0 | 65.9 | 10000 | 48.8 | 10000
NE-HVAC-airAC-SpltPkg-240to759kBtuh-12p5eer | DEER2017 | D17 v2 |  | Any | OfS | 1975 | CZ15 | cWtd | Cap-Tons | 70.3 | 10000 | None | 309 | 0.181 | 0 | 309 | 0.181 | 0 | 309 | 0.181 | 0 | 309 | 0.181 | 0 | DEER:HVAC_Split-Package_AC | Annual | 1719 | 308.6 | 0.1808 | 0 | 308.6 | 0.1808 | 0 | NE-HVAC-airAC-SpltPkg-240to759kBtuh-12p5eer_MZDEER2017AnyOfS1975CZ15cPVVG | 13630 | NE-HVAC-airAC-SpltPkg-240to759kBtuh-12p5eer_SZDEER2017AnyOfS1975CZ15cDXGF | 13629 |  | 310 | 0.17 | 0 | 303 | 0.224 | 0 | 310 | 0.17 | 0 | 303 | 0.224 | 0 | 74.1 | 10000 | 55.1 | 10000
NE-HVAC-airAC-SpltPkg-240to759kBtuh-12p5eer | DEER2017 | D17 v2 |  | Any | OfS | 1975 | CZ16 | cWtd | Cap-Tons | 47.48 | 10000 | None | 102 | 0.119 | 0 | 102 | 0.119 | 0 | 102 | 0.119 | 0 | 102 | 0.119 | 0 | DEER:HVAC_Split-Package_AC | Annual | 1719 | 101.94 | 0.1192 | 0 | 101.94 | 0.1192 | 0 | NE-HVAC-airAC-SpltPkg-240to759kBtuh-12p5eer_MZDEER2017AnyOfS1975CZ16cPVVG | 13632 | NE-HVAC-airAC-SpltPkg-240to759kBtuh-12p5eer_SZDEER2017AnyOfS1975CZ16cDXGF | 13631 |  | 104 | 0.113 | 0 | 93.7 | 0.144 | 0 | 104 | 0.113 | 0 | 93.7 | 0.144 | 0 | 50.4 | 10000 | 35.8 | 10000
NE-HVAC-airAC-SpltPkg-240to759kBtuh-12p5eer | DEER2017 | D17 v2 |  | Any | OfS | 1985 | CZ01 | cWtd | Cap-Tons | 38.8 | 10000 | None | 25.7 | 0.069 | 0 | 25.7 | 0.069 | 0 | 25.7 | 0.069 | 0 | 25.7 | 0.069 | 0 | DEER:HVAC_Split-Package_AC | Annual | 1719 | 25.74 | 0.069 | 0 | 25.74 | 0.069 | 0 | NE-HVAC-airAC-SpltPkg-240to759kBtuh-12p5eer_MZDEER2017AnyOfS1985CZ01cPVVG | 34962 | NE-HVAC-airAC-SpltPkg-240to759kBtuh-12p5eer_SZDEER2017AnyOfS1985CZ01cDXGF | 34961 |  | 28.3 | 0.0706 | 0 | 15.5 | 0.0626 | 0 | 28.3 | 0.0706 | 0 | 15.5 | 0.0626 | 0 | 40.9 | 10000 | 30.4 | 10000
NE-HVAC-airAC-SpltPkg-240to759kBtuh-12p5eer | DEER2017 | D17 v2 |  | Any | OfS | 1985 | CZ02 | cWtd | Cap-Tons | 48.98 | 10000 | None | 126 | 0.179 | 0 | 126 | 0.179 | 0 | 126 | 0.179 | 0 | 126 | 0.179 | 0 | DEER:HVAC_Split-Package_AC | Annual | 1719 | 126.2 | 0.1792 | 0 | 126.2 | 0.1792 | 0 | NE-HVAC-airAC-SpltPkg-240to759kBtuh-12p5eer_MZDEER2017AnyOfS1985CZ02cPVVG | 34964 | NE-HVAC-airAC-SpltPkg-240to759kBtuh-12p5eer_SZDEER2017AnyOfS1985CZ02cDXGF | 34963 |  | 132 | 0.176 | 0 | 103 | 0.192 | 0 | 132 | 0.176 | 0 | 103 | 0.192 | 0 | 51.2 | 10000 | 40.1 | 10000
NE-HVAC-airAC-SpltPkg-240to759kBtuh-12p5eer | DEER2017 | D17 v2 |  | Any | OfS | 1985 | CZ03 | cWtd | Cap-Tons | 42.92 | 10000 | None | 92.6 | 0.128 | 0 | 92.6 | 0.128 | 0 | 92.6 | 0.128 | 0 | 92.6 | 0.128 | 0 | DEER:HVAC_Split-Package_AC | Annual | 1719 | 92.64 | 0.1282 | 0 | 92.64 | 0.1282 | 0 | NE-HVAC-airAC-SpltPkg-240to759kBtuh-12p5eer_MZDEER2017AnyOfS1985CZ03cPVVG | 34966 | NE-HVAC-airAC-SpltPkg-240to759kBtuh-12p5eer_SZDEER2017AnyOfS1985CZ03cDXGF | 34965 |  | 98.8 | 0.125 | 0 | 68 | 0.141 | 0 | 98.8 | 0.125 | 0 | 68 | 0.141 | 0 | 45.1 | 10000 | 34.2 | 10000
NE-HVAC-airAC-SpltPkg-240to759kBtuh-12p5eer | DEER2017 | D17 v2 |  | Any | OfS | 1985 | CZ04 | cWtd | Cap-Tons | 49.94 | 10000 | None | 143 | 0.167 | 0 | 143 | 0.167 | 0 | 143 | 0.167 | 0 | 143 | 0.167 | 0 | DEER:HVAC_Split-Package_AC | Annual | 1719 | 143 | 0.1666 | 0 | 143 | 0.1666 | 0 | NE-HVAC-airAC-SpltPkg-240to759kBtuh-12p5eer_MZDEER2017AnyOfS1985CZ04cPVVG | 34968 | NE-HVAC-airAC-SpltPkg-240to759kBtuh-12p5eer_SZDEER2017AnyOfS1985CZ04cDXGF | 34967 |  | 150 | 0.162 | 0 | 115 | 0.185 | 0 | 150 | 0.162 | 0 | 115 | 0.185 | 0 | 52.3 | 10000 | 40.5 | 10000
NE-HVAC-airAC-SpltPkg-240to759kBtuh-12p5eer | DEER2017 | D17 v2 |  | Any | OfS | 1985 | CZ05 | cWtd | Cap-Tons | 41.48 | 10000 | None | 105 | 0.111 | 0 | 105 | 0.111 | 0 | 105 | 0.111 | 0 | 105 | 0.111 | 0 | DEER:HVAC_Split-Package_AC | Annual | 1719 | 104.66 | 0.1114 | 0 | 104.66 | 0.1114 | 0 | NE-HVAC-airAC-SpltPkg-240to759kBtuh-12p5eer_MZDEER2017AnyOfS1985CZ05cPVVG | 34970 | NE-HVAC-airAC-SpltPkg-240to759kBtuh-12p5eer_SZDEER2017AnyOfS1985CZ05cDXGF | 34969 |  | 112 | 0.109 | 0 | 75.3 | 0.121 | 0 | 112 | 0.109 | 0 | 75.3 | 0.121 | 0 | 43.5 | 10000 | 33.4 | 10000
NE-HVAC-airAC-SpltPkg-240to759kBtuh-12p5eer | DEER2017 | D17 v2 |  | Any | OfS | 1985 | CZ06 | cWtd | Cap-Tons | 46.1 | 10000 | None | 175 | 0.143 | 0 | 175 | 0.143 | 0 | 175 | 0.143 | 0 | 175 | 0.143 | 0 | DEER:HVAC_Split-Package_AC | Annual | 1719 | 174.6 | 0.1426 | 0 | 174.6 | 0.1426 | 0 | NE-HVAC-airAC-SpltPkg-240to759kBtuh-12p5eer_MZDEER2017AnyOfS1985CZ06cPVVG | 34972 | NE-HVAC-airAC-SpltPkg-240to759kBtuh-12p5eer_SZDEER2017AnyOfS1985CZ06cDXGF | 34971 |  | 183 | 0.14 | 0 | 141 | 0.153 | 0 | 183 | 0.14 | 0 | 141 | 0.153 | 0 | 48.2 | 10000 | 37.7 | 10000
NE-HVAC-airAC-SpltPkg-240to759kBtuh-12p5eer | DEER2017 | D17 v2 |  | Any | OfS | 1985 | CZ07 | cWtd | Cap-Tons | 42.88 | 10000 | None | 169 | 0.133 | 0 | 169 | 0.133 | 0 | 169 | 0.133 | 0 | 169 | 0.133 | 0 | DEER:HVAC_Split-Package_AC | Annual | 1719 | 169.4 | 0.1328 | 0 | 169.4 | 0.1328 | 0 | NE-HVAC-airAC-SpltPkg-240to759kBtuh-12p5eer_MZDEER2017AnyOfS1985CZ07cPVVG | 34974 | NE-HVAC-airAC-SpltPkg-240to759kBtuh-12p5eer_SZDEER2017AnyOfS1985CZ07cDXGF | 34973 |  | 177 | 0.13 | 0 | 139 | 0.144 | 0 | 177 | 0.13 | 0 | 139 | 0.144 | 0 | 44.9 | 10000 | 34.8 | 10000
NE-HVAC-airAC-SpltPkg-240to759kBtuh-12p5eer | DEER2017 | D17 v2 |  | Any | OfS | 1985 | CZ08 | cWtd | Cap-Tons | 48.52 | 10000 | None | 191 | 0.165 | 0 | 191 | 0.165 | 0 | 191 | 0.165 | 0 | 191 | 0.165 | 0 | DEER:HVAC_Split-Package_AC | Annual | 1719 | 191.4 | 0.1646 | 0 | 191.4 | 0.1646 | 0 | NE-HVAC-airAC-SpltPkg-240to759kBtuh-12p5eer_MZDEER2017AnyOfS1985CZ08cPVVG | 34976 | NE-HVAC-airAC-SpltPkg-240to759kBtuh-12p5eer_SZDEER2017AnyOfS1985CZ08cDXGF | 34975 |  | 199 | 0.161 | 0 | 161 | 0.179 | 0 | 199 | 0.161 | 0 | 161 | 0.179 | 0 | 50.7 | 10000 | 39.8 | 10000
NE-HVAC-airAC-SpltPkg-240to759kBtuh-12p5eer | DEER2017 | D17 v2 |  | Any | OfS | 1985 | CZ09 | cWtd | Cap-Tons | 57.22 | 10000 | None | 176 | 0.19 | 0 | 176 | 0.19 | 0 | 176 | 0.19 | 0 | 176 | 0.19 | 0 | DEER:HVAC_Split-Package_AC | Annual | 1719 | 176.2 | 0.1896 | 0 | 176.2 | 0.1896 | 0 | NE-HVAC-airAC-SpltPkg-240to759kBtuh-12p5eer_MZDEER2017AnyOfS1985CZ09cPVVG | 34978 | NE-HVAC-airAC-SpltPkg-240to759kBtuh-12p5eer_SZDEER2017AnyOfS1985CZ09cDXGF | 34977 |  | 184 | 0.185 | 0 | 145 | 0.208 | 0 | 184 | 0.185 | 0 | 145 | 0.208 | 0 | 59.7 | 10000 | 47.3 | 10000
NE-HVAC-airAC-SpltPkg-240to759kBtuh-12p5eer | DEER2017 | D17 v2 |  | Any | OfS | 1985 | CZ10 | cWtd | Cap-Tons | 55.94 | 10000 | None | 194 | 0.21 | 0 | 194 | 0.21 | 0 | 194 | 0.21 | 0 | 194 | 0.21 | 0 | DEER:HVAC_Split-Package_AC | Annual | 1719 | 194.4 | 0.2098 | 0 | 194.4 | 0.2098 | 0 | NE-HVAC-airAC-SpltPkg-240to759kBtuh-12p5eer_MZDEER2017AnyOfS1985CZ10cPVVG | 34980 | NE-HVAC-airAC-SpltPkg-240to759kBtuh-12p5eer_SZDEER2017AnyOfS1985CZ10cDXGF | 34979 |  | 201 | 0.203 | 0 | 168 | 0.237 | 0 | 201 | 0.203 | 0 | 168 | 0.237 | 0 | 58.4 | 10000 | 46.1 | 10000
NE-HVAC-airAC-SpltPkg-240to759kBtuh-12p5eer | DEER2017 | D17 v2 |  | Any | OfS | 1985 | CZ11 | cWtd | Cap-Tons | 55.86 | 10000 | None | 191 | 0.184 | 0 | 191 | 0.184 | 0 | 191 | 0.184 | 0 | 191 | 0.184 | 0 | DEER:HVAC_Split-Package_AC | Annual | 1719 | 190.8 | 0.1844 | 0 | 190.8 | 0.1844 | 0 | NE-HVAC-airAC-SpltPkg-240to759kBtuh-12p5eer_MZDEER2017AnyOfS1985CZ11cPVVG | 34982 | NE-HVAC-airAC-SpltPkg-240to759kBtuh-12p5eer_SZDEER2017AnyOfS1985CZ11cDXGF | 34981 |  | 195 | 0.179 | 0 | 174 | 0.206 | 0 | 195 | 0.179 | 0 | 174 | 0.206 | 0 | 58.3 | 10000 | 46.1 | 10000
NE-HVAC-airAC-SpltPkg-240to759kBtuh-12p5eer | DEER2017 | D17 v2 |  | Any | OfS | 1985 | CZ12 | cWtd | Cap-Tons | 53.74 | 10000 | None | 156 | 0.178 | 0 | 156 | 0.178 | 0 | 156 | 0.178 | 0 | 156 | 0.178 | 0 | DEER:HVAC_Split-Package_AC | Annual | 1719 | 155.8 | 0.1784 | 0 | 155.8 | 0.1784 | 0 | NE-HVAC-airAC-SpltPkg-240to759kBtuh-12p5eer_MZDEER2017AnyOfS1985CZ12cPVVG | 34984 | NE-HVAC-airAC-SpltPkg-240to759kBtuh-12p5eer_SZDEER2017AnyOfS1985CZ12cDXGF | 34983 |  | 160 | 0.174 | 0 | 139 | 0.196 | 0 | 160 | 0.174 | 0 | 139 | 0.196 | 0 | 56.2 | 10000 | 43.9 | 10000
NE-HVAC-airAC-SpltPkg-240to759kBtuh-12p5eer | DEER2017 | D17 v2 |  | Any | OfS | 1985 | CZ13 | cWtd | Cap-Tons | 54.22 | 10000 | None | 201 | 0.184 | 0 | 201 | 0.184 | 0 | 201 | 0.184 | 0 | 201 | 0.184 | 0 | DEER:HVAC_Split-Package_AC | Annual | 1719 | 201.2 | 0.1836 | 0 | 201.2 | 0.1836 | 0 | NE-HVAC-airAC-SpltPkg-240to759kBtuh-12p5eer_MZDEER2017AnyOfS1985CZ13cPVVG | 34986 | NE-HVAC-airAC-SpltPkg-240to759kBtuh-12p5eer_SZDEER2017AnyOfS1985CZ13cDXGF | 34985 |  | 203 | 0.179 | 0 | 194 | 0.202 | 0 | 203 | 0.179 | 0 | 194 | 0.202 | 0 | 56.8 | 10000 | 43.9 | 10000
NE-HVAC-airAC-SpltPkg-240to759kBtuh-12p5eer | DEER2017 | D17 v2 |  | Any | OfS | 1985 | CZ14 | cWtd | Cap-Tons | 57.34 | 10000 | None | 191 | 0.178 | 0 | 191 | 0.178 | 0 | 191 | 0.178 | 0 | 191 | 0.178 | 0 | DEER:HVAC_Split-Package_AC | Annual | 1719 | 191.4 | 0.1776 | 0 | 191.4 | 0.1776 | 0 | NE-HVAC-airAC-SpltPkg-240to759kBtuh-12p5eer_MZDEER2017AnyOfS1985CZ14cPVVG | 34988 | NE-HVAC-airAC-SpltPkg-240to759kBtuh-12p5eer_SZDEER2017AnyOfS1985CZ14cDXGF | 34987 |  | 194 | 0.172 | 0 | 181 | 0.2 | 0 | 194 | 0.172 | 0 | 181 | 0.2 | 0 | 60 | 10000 | 46.7 | 10000
NE-HVAC-airAC-SpltPkg-240to759kBtuh-12p5eer | DEER2017 | D17 v2 |  | Any | OfS | 1985 | CZ15 | cWtd | Cap-Tons | 60.16 | 10000 | None | 328 | 0.204 | 0 | 328 | 0.204 | 0 | 328 | 0.204 | 0 | 328 | 0.204 | 0 | DEER:HVAC_Split-Package_AC | Annual | 1719 | 327.8 | 0.2042 | 0 | 327.8 | 0.2042 | 0 | NE-HVAC-airAC-SpltPkg-240to759kBtuh-12p5eer_MZDEER2017AnyOfS1985CZ15cPVVG | 34990 | NE-HVAC-airAC-SpltPkg-240to759kBtuh-12p5eer_SZDEER2017AnyOfS1985CZ15cDXGF | 34989 |  | 330 | 0.197 | 0 | 319 | 0.233 | 0 | 330 | 0.197 | 0 | 319 | 0.233 | 0 | 62.8 | 10000 | 49.6 | 10000
NE-HVAC-airAC-SpltPkg-240to759kBtuh-12p5eer | DEER2017 | D17 v2 |  | Any | OfS | 1985 | CZ16 | cWtd | Cap-Tons | 41.14 | 10000 | None | 106 | 0.137 | 0 | 106 | 0.137 | 0 | 106 | 0.137 | 0 | 106 | 0.137 | 0 | DEER:HVAC_Split-Package_AC | Annual | 1719 | 105.8 | 0.1368 | 0 | 105.8 | 0.1368 | 0 | NE-HVAC-airAC-SpltPkg-240to759kBtuh-12p5eer_MZDEER2017AnyOfS1985CZ16cPVVG | 34992 | NE-HVAC-airAC-SpltPkg-240to759kBtuh-12p5eer_SZDEER2017AnyOfS1985CZ16cDXGF | 34991 |  | 106 | 0.133 | 0 | 105 | 0.152 | 0 | 106 | 0.133 | 0 | 105 | 0.152 | 0 | 43.2 | 10000 | 32.9 | 10000
NE-HVAC-airAC-SpltPkg-240to759kBtuh-12p5eer | DEER2017 | D17 v2 |  | Any | OfS | 1996 | CZ01 | cWtd | Cap-Tons | 27.82 | 10000 | None | 31.8 | 0.0715 | 0 | 31.8 | 0.0715 | 0 | 31.8 | 0.0715 | 0 | 31.8 | 0.0715 | 0 | DEER:HVAC_Split-Package_AC | Annual | 1719 | 31.8 | 0.07154 | 0 | 31.8 | 0.07154 | 0 | NE-HVAC-airAC-SpltPkg-240to759kBtuh-12p5eer_MZDEER2017AnyOfS1996CZ01cPVVG | 56322 | NE-HVAC-airAC-SpltPkg-240to759kBtuh-12p5eer_SZDEER2017AnyOfS1996CZ01cDXGF | 56321 |  | 36.5 | 0.0737 | 0 | 13 | 0.0629 | 0 | 36.5 | 0.0737 | 0 | 13 | 0.0629 | 0 | 29.1 | 10000 | 22.7 | 10000
NE-HVAC-airAC-SpltPkg-240to759kBtuh-12p5eer | DEER2017 | D17 v2 |  | Any | OfS | 1996 | CZ02 | cWtd | Cap-Tons | 38.84 | 10000 | None | 133 | 0.199 | 0 | 133 | 0.199 | 0 | 133 | 0.199 | 0 | 133 | 0.199 | 0 | DEER:HVAC_Split-Package_AC | Annual | 1719 | 132.72 | 0.199 | 0 | 132.72 | 0.199 | 0 | NE-HVAC-airAC-SpltPkg-240to759kBtuh-12p5eer_MZDEER2017AnyOfS1996CZ02cPVVG | 56324 | NE-HVAC-airAC-SpltPkg-240to759kBtuh-12p5eer_SZDEER2017AnyOfS1996CZ02cDXGF | 56323 |  | 141 | 0.196 | 0 | 99.6 | 0.211 | 0 | 141 | 0.196 | 0 | 99.6 | 0.211 | 0 | 40.2 | 10000 | 33.4 | 10000
NE-HVAC-airAC-SpltPkg-240to759kBtuh-12p5eer | DEER2017 | D17 v2 |  | Any | OfS | 1996 | CZ03 | cWtd | Cap-Tons | 33.7 | 10000 | None | 101 | 0.139 | 0 | 101 | 0.139 | 0 | 101 | 0.139 | 0 | 101 | 0.139 | 0 | DEER:HVAC_Split-Package_AC | Annual | 1719 | 100.66 | 0.1388 | 0 | 100.66 | 0.1388 | 0 | NE-HVAC-airAC-SpltPkg-240to759kBtuh-12p5eer_MZDEER2017AnyOfS1996CZ03cPVVG | 56326 | NE-HVAC-airAC-SpltPkg-240to759kBtuh-12p5eer_SZDEER2017AnyOfS1996CZ03cDXGF | 56325 |  | 110 | 0.137 | 0 | 63.3 | 0.146 | 0 | 110 | 0.137 | 0 | 63.3 | 0.146 | 0 | 35.1 | 10000 | 28.1 | 10000
NE-HVAC-airAC-SpltPkg-240to759kBtuh-12p5eer | DEER2017 | D17 v2 |  | Any | OfS | 1996 | CZ04 | cWtd | Cap-Tons | 39.72 | 10000 | None | 150 | 0.18 | 0 | 150 | 0.18 | 0 | 150 | 0.18 | 0 | 150 | 0.18 | 0 | DEER:HVAC_Split-Package_AC | Annual | 1719 | 150.2 | 0.1802 | 0 | 150.2 | 0.1802 | 0 | NE-HVAC-airAC-SpltPkg-240to759kBtuh-12p5eer_MZDEER2017AnyOfS1996CZ04cPVVG | 56328 | NE-HVAC-airAC-SpltPkg-240to759kBtuh-12p5eer_SZDEER2017AnyOfS1996CZ04cDXGF | 56327 |  | 160 | 0.176 | 0 | 111 | 0.197 | 0 | 160 | 0.176 | 0 | 111 | 0.197 | 0 | 41.2 | 10000 | 33.8 | 10000
NE-HVAC-airAC-SpltPkg-240to759kBtuh-12p5eer | DEER2017 | D17 v2 |  | Any | OfS | 1996 | CZ05 | cWtd | Cap-Tons | 31.9 | 10000 | None | 112 | 0.118 | 0 | 112 | 0.118 | 0 | 112 | 0.118 | 0 | 112 | 0.118 | 0 | DEER:HVAC_Split-Package_AC | Annual | 1719 | 112.38 | 0.1178 | 0 | 112.38 | 0.1178 | 0 | NE-HVAC-airAC-SpltPkg-240to759kBtuh-12p5eer_MZDEER2017AnyOfS1996CZ05cPVVG | 56330 | NE-HVAC-airAC-SpltPkg-240to759kBtuh-12p5eer_SZDEER2017AnyOfS1996CZ05cDXGF | 56329 |  | 123 | 0.117 | 0 | 69.9 | 0.121 | 0 | 123 | 0.117 | 0 | 69.9 | 0.121 | 0 | 33.1 | 10000 | 27.1 | 10000
NE-HVAC-airAC-SpltPkg-240to759kBtuh-12p5eer | DEER2017 | D17 v2 |  | Any | OfS | 1996 | CZ06 | cWtd | Cap-Tons | 38.22 | 10000 | None | 179 | 0.15 | 0 | 179 | 0.15 | 0 | 179 | 0.15 | 0 | 179 | 0.15 | 0 | DEER:HVAC_Split-Package_AC | Annual | 1719 | 179.2 | 0.1498 | 0 | 179.2 | 0.1498 | 0 | NE-HVAC-airAC-SpltPkg-240to759kBtuh-12p5eer_MZDEER2017AnyOfS1996CZ06cPVVG | 56332 | NE-HVAC-airAC-SpltPkg-240to759kBtuh-12p5eer_SZDEER2017AnyOfS1996CZ06cDXGF | 56331 |  | 192 | 0.148 | 0 | 128 | 0.157 | 0 | 192 | 0.148 | 0 | 128 | 0.157 | 0 | 39.6 | 10000 | 32.7 | 10000
NE-HVAC-airAC-SpltPkg-240to759kBtuh-12p5eer | DEER2017 | D17 v2 |  | Any | OfS | 1996 | CZ07 | cWtd | Cap-Tons | 34.38 | 10000 | None | 178 | 0.144 | 0 | 178 | 0.144 | 0 | 178 | 0.144 | 0 | 178 | 0.144 | 0 | DEER:HVAC_Split-Package_AC | Annual | 1719 | 178.2 | 0.1436 | 0 | 178.2 | 0.1436 | 0 | NE-HVAC-airAC-SpltPkg-240to759kBtuh-12p5eer_MZDEER2017AnyOfS1996CZ07cPVVG | 56334 | NE-HVAC-airAC-SpltPkg-240to759kBtuh-12p5eer_SZDEER2017AnyOfS1996CZ07cDXGF | 56333 |  | 190 | 0.142 | 0 | 131 | 0.15 | 0 | 190 | 0.142 | 0 | 131 | 0.15 | 0 | 35.7 | 10000 | 29.1 | 10000
NE-HVAC-airAC-SpltPkg-240to759kBtuh-12p5eer | DEER2017 | D17 v2 |  | Any | OfS | 1996 | CZ08 | cWtd | Cap-Tons | 42.1 | 10000 | None | 189 | 0.168 | 0 | 189 | 0.168 | 0 | 189 | 0.168 | 0 | 189 | 0.168 | 0 | DEER:HVAC_Split-Package_AC | Annual | 1719 | 189 | 0.1678 | 0 | 189 | 0.1678 | 0 | NE-HVAC-airAC-SpltPkg-240to759kBtuh-12p5eer_MZDEER2017AnyOfS1996CZ08cPVVG | 56336 | NE-HVAC-airAC-SpltPkg-240to759kBtuh-12p5eer_SZDEER2017AnyOfS1996CZ08cDXGF | 56335 |  | 200 | 0.165 | 0 | 145 | 0.179 | 0 | 200 | 0.165 | 0 | 145 | 0.179 | 0 | 43.7 | 10000 | 35.7 | 10000
NE-HVAC-airAC-SpltPkg-240to759kBtuh-12p5eer | DEER2017 | D17 v2 |  | Any | OfS | 1996 | CZ09 | cWtd | Cap-Tons | 47.48 | 10000 | None | 181 | 0.204 | 0 | 181 | 0.204 | 0 | 181 | 0.204 | 0 | 181 | 0.204 | 0 | DEER:HVAC_Split-Package_AC | Annual | 1719 | 180.8 | 0.2044 | 0 | 180.8 | 0.2044 | 0 | NE-HVAC-airAC-SpltPkg-240to759kBtuh-12p5eer_MZDEER2017AnyOfS1996CZ09cPVVG | 56338 | NE-HVAC-airAC-SpltPkg-240to759kBtuh-12p5eer_SZDEER2017AnyOfS1996CZ09cDXGF | 56337 |  | 191 | 0.199 | 0 | 140 | 0.226 | 0 | 191 | 0.199 | 0 | 140 | 0.226 | 0 | 49.2 | 10000 | 40.6 | 10000
NE-HVAC-airAC-SpltPkg-240to759kBtuh-12p5eer | DEER2017 | D17 v2 |  | Any | OfS | 1996 | CZ10 | cWtd | Cap-Tons | 47.24 | 10000 | None | 196 | 0.221 | 0 | 196 | 0.221 | 0 | 196 | 0.221 | 0 | 196 | 0.221 | 0 | DEER:HVAC_Split-Package_AC | Annual | 1719 | 196 | 0.2208 | 0 | 196 | 0.2208 | 0 | NE-HVAC-airAC-SpltPkg-240to759kBtuh-12p5eer_MZDEER2017AnyOfS1996CZ10cPVVG | 56340 | NE-HVAC-airAC-SpltPkg-240to759kBtuh-12p5eer_SZDEER2017AnyOfS1996CZ10cDXGF | 56339 |  | 206 | 0.215 | 0 | 156 | 0.244 | 0 | 206 | 0.215 | 0 | 156 | 0.244 | 0 | 48.8 | 10000 | 41 | 10000
NE-HVAC-airAC-SpltPkg-240to759kBtuh-12p5eer | DEER2017 | D17 v2 |  | Any | OfS | 1996 | CZ11 | cWtd | Cap-Tons | 41.5 | 10000 | None | 196 | 0.211 | 0 | 196 | 0.211 | 0 | 196 | 0.211 | 0 | 196 | 0.211 | 0 | DEER:HVAC_Split-Package_AC | Annual | 1719 | 196.2 | 0.211 | 0 | 196.2 | 0.211 | 0 | NE-HVAC-airAC-SpltPkg-240to759kBtuh-12p5eer_MZDEER2017AnyOfS1996CZ11cPVVG | 56342 | NE-HVAC-airAC-SpltPkg-240to759kBtuh-12p5eer_SZDEER2017AnyOfS1996CZ11cDXGF | 56341 |  | 202 | 0.206 | 0 | 173 | 0.231 | 0 | 202 | 0.206 | 0 | 173 | 0.231 | 0 | 42.9 | 10000 | 35.9 | 10000
NE-HVAC-airAC-SpltPkg-240to759kBtuh-12p5eer | DEER2017 | D17 v2 |  | Any | OfS | 1996 | CZ12 | cWtd | Cap-Tons | 43.02 | 10000 | None | 152 | 0.188 | 0 | 152 | 0.188 | 0 | 152 | 0.188 | 0 | 152 | 0.188 | 0 | DEER:HVAC_Split-Package_AC | Annual | 1719 | 152.2 | 0.188 | 0 | 152.2 | 0.188 | 0 | NE-HVAC-airAC-SpltPkg-240to759kBtuh-12p5eer_MZDEER2017AnyOfS1996CZ12cPVVG | 56344 | NE-HVAC-airAC-SpltPkg-240to759kBtuh-12p5eer_SZDEER2017AnyOfS1996CZ12cDXGF | 56343 |  | 160 | 0.185 | 0 | 121 | 0.2 | 0 | 160 | 0.185 | 0 | 121 | 0.2 | 0 | 44.5 | 10000 | 37.1 | 10000
NE-HVAC-airAC-SpltPkg-240to759kBtuh-12p5eer | DEER2017 | D17 v2 |  | Any | OfS | 1996 | CZ13 | cWtd | Cap-Tons | 42.92 | 10000 | None | 199 | 0.197 | 0 | 199 | 0.197 | 0 | 199 | 0.197 | 0 | 199 | 0.197 | 0 | DEER:HVAC_Split-Package_AC | Annual | 1719 | 199 | 0.1968 | 0 | 199 | 0.1968 | 0 | NE-HVAC-airAC-SpltPkg-240to759kBtuh-12p5eer_MZDEER2017AnyOfS1996CZ13cPVVG | 56346 | NE-HVAC-airAC-SpltPkg-240to759kBtuh-12p5eer_SZDEER2017AnyOfS1996CZ13cDXGF | 56345 |  | 204 | 0.193 | 0 | 179 | 0.212 | 0 | 204 | 0.193 | 0 | 179 | 0.212 | 0 | 44.4 | 10000 | 37 | 10000
NE-HVAC-airAC-SpltPkg-240to759kBtuh-12p5eer | DEER2017 | D17 v2 |  | Any | OfS | 1996 | CZ14 | cWtd | Cap-Tons | 39.5 | 10000 | None | 211 | 0.215 | 0 | 211 | 0.215 | 0 | 211 | 0.215 | 0 | 211 | 0.215 | 0 | DEER:HVAC_Split-Package_AC | Annual | 1719 | 210.8 | 0.2146 | 0 | 210.8 | 0.2146 | 0 | NE-HVAC-airAC-SpltPkg-240to759kBtuh-12p5eer_MZDEER2017AnyOfS1996CZ14cPVVG | 56348 | NE-HVAC-airAC-SpltPkg-240to759kBtuh-12p5eer_SZDEER2017AnyOfS1996CZ14cDXGF | 56347 |  | 215 | 0.209 | 0 | 194 | 0.237 | 0 | 215 | 0.209 | 0 | 194 | 0.237 | 0 | 40.9 | 10000 | 33.9 | 10000
NE-HVAC-airAC-SpltPkg-240to759kBtuh-12p5eer | DEER2017 | D17 v2 |  | Any | OfS | 1996 | CZ15 | cWtd | Cap-Tons | 45.44 | 10000 | None | 342 | 0.234 | 0 | 342 | 0.234 | 0 | 342 | 0.234 | 0 | 342 | 0.234 | 0 | DEER:HVAC_Split-Package_AC | Annual | 1719 | 342 | 0.2344 | 0 | 342 | 0.2344 | 0 | NE-HVAC-airAC-SpltPkg-240to759kBtuh-12p5eer_MZDEER2017AnyOfS1996CZ15cPVVG | 56350 | NE-HVAC-airAC-SpltPkg-240to759kBtuh-12p5eer_SZDEER2017AnyOfS1996CZ15cDXGF | 56349 |  | 345 | 0.227 | 0 | 330 | 0.264 | 0 | 345 | 0.227 | 0 | 330 | 0.264 | 0 | 47 | 10000 | 39.2 | 10000
NE-HVAC-airAC-SpltPkg-240to759kBtuh-12p5eer | DEER2017 | D17 v2 |  | Any | OfS | 1996 | CZ16 | cWtd | Cap-Tons | 29.3 | 10000 | None | 109 | 0.157 | 0 | 109 | 0.157 | 0 | 109 | 0.157 | 0 | 109 | 0.157 | 0 | DEER:HVAC_Split-Package_AC | Annual | 1719 | 109.2 | 0.1568 | 0 | 109.2 | 0.1568 | 0 | NE-HVAC-airAC-SpltPkg-240to759kBtuh-12p5eer_MZDEER2017AnyOfS1996CZ16cPVVG | 56352 | NE-HVAC-airAC-SpltPkg-240to759kBtuh-12p5eer_SZDEER2017AnyOfS1996CZ16cDXGF | 56351 |  | 110 | 0.154 | 0 | 106 | 0.168 | 0 | 110 | 0.154 | 0 | 106 | 0.168 | 0 | 30.5 | 10000 | 24.5 | 10000
NE-HVAC-airAC-SpltPkg-240to759kBtuh-12p5eer | DEER2017 | D17 v2 |  | Any | OfS | 2003 | CZ01 | cWtd | Cap-Tons | 27.18 | 10000 | None | 44.9 | 0.0756 | 0 | 44.9 | 0.0756 | 0 | 44.9 | 0.0756 | 0 | 44.9 | 0.0756 | 0 | DEER:HVAC_Split-Package_AC | Annual | 1719 | 44.94 | 0.0756 | 0 | 44.94 | 0.0756 | 0 | NE-HVAC-airAC-SpltPkg-240to759kBtuh-12p5eer_MZDEER2017AnyOfS2003CZ01cPVVG | 77682 | NE-HVAC-airAC-SpltPkg-240to759kBtuh-12p5eer_SZDEER2017AnyOfS2003CZ01cDXGF | 77681 |  | 51.8 | 0.0773 | 0 | 17.5 | 0.0688 | 0 | 51.8 | 0.0773 | 0 | 17.5 | 0.0688 | 0 | 28.2 | 10000 | 23.1 | 10000
NE-HVAC-airAC-SpltPkg-240to759kBtuh-12p5eer | DEER2017 | D17 v2 |  | Any | OfS | 2003 | CZ02 | cWtd | Cap-Tons | 31.86 | 10000 | None | 141 | 0.206 | 0 | 141 | 0.206 | 0 | 141 | 0.206 | 0 | 141 | 0.206 | 0 | DEER:HVAC_Split-Package_AC | Annual | 1719 | 141 | 0.2064 | 0 | 141 | 0.2064 | 0 | NE-HVAC-airAC-SpltPkg-240to759kBtuh-12p5eer_MZDEER2017AnyOfS2003CZ02cPVVG | 77684 | NE-HVAC-airAC-SpltPkg-240to759kBtuh-12p5eer_SZDEER2017AnyOfS2003CZ02cDXGF | 77683 |  | 147 | 0.202 | 0 | 117 | 0.224 | 0 | 147 | 0.202 | 0 | 117 | 0.224 | 0 | 32.8 | 10000 | 28.1 | 10000
NE-HVAC-airAC-SpltPkg-240to759kBtuh-12p5eer | DEER2017 | D17 v2 |  | Any | OfS | 2003 | CZ03 | cWtd | Cap-Tons | 31.72 | 10000 | None | 107 | 0.138 | 0 | 107 | 0.138 | 0 | 107 | 0.138 | 0 | 107 | 0.138 | 0 | DEER:HVAC_Split-Package_AC | Annual | 1719 | 106.56 | 0.1378 | 0 | 106.56 | 0.1378 | 0 | NE-HVAC-airAC-SpltPkg-240to759kBtuh-12p5eer_MZDEER2017AnyOfS2003CZ03cPVVG | 77686 | NE-HVAC-airAC-SpltPkg-240to759kBtuh-12p5eer_SZDEER2017AnyOfS2003CZ03cDXGF | 77685 |  | 115 | 0.135 | 0 | 72.8 | 0.149 | 0 | 115 | 0.135 | 0 | 72.8 | 0.149 | 0 | 32.8 | 10000 | 27.4 | 10000
NE-HVAC-airAC-SpltPkg-240to759kBtuh-12p5eer | DEER2017 | D17 v2 |  | Any | OfS | 2003 | CZ04 | cWtd | Cap-Tons | 37.18 | 10000 | None | 150 | 0.178 | 0 | 150 | 0.178 | 0 | 150 | 0.178 | 0 | 150 | 0.178 | 0 | DEER:HVAC_Split-Package_AC | Annual | 1719 | 150.2 | 0.1778 | 0 | 150.2 | 0.1778 | 0 | NE-HVAC-airAC-SpltPkg-240to759kBtuh-12p5eer_MZDEER2017AnyOfS2003CZ04cPVVG | 77688 | NE-HVAC-airAC-SpltPkg-240to759kBtuh-12p5eer_SZDEER2017AnyOfS2003CZ04cDXGF | 77687 |  | 158 | 0.173 | 0 | 119 | 0.197 | 0 | 158 | 0.173 | 0 | 119 | 0.197 | 0 | 38.3 | 10000 | 32.7 | 10000
NE-HVAC-airAC-SpltPkg-240to759kBtuh-12p5eer | DEER2017 | D17 v2 |  | Any | OfS | 2003 | CZ05 | cWtd | Cap-Tons | 30.2 | 10000 | None | 116 | 0.12 | 0 | 116 | 0.12 | 0 | 116 | 0.12 | 0 | 116 | 0.12 | 0 | DEER:HVAC_Split-Package_AC | Annual | 1719 | 116.08 | 0.1204 | 0 | 116.08 | 0.1204 | 0 | NE-HVAC-airAC-SpltPkg-240to759kBtuh-12p5eer_MZDEER2017AnyOfS2003CZ05cPVVG | 77690 | NE-HVAC-airAC-SpltPkg-240to759kBtuh-12p5eer_SZDEER2017AnyOfS2003CZ05cDXGF | 77689 |  | 125 | 0.119 | 0 | 80.4 | 0.126 | 0 | 125 | 0.119 | 0 | 80.4 | 0.126 | 0 | 31.1 | 10000 | 26.6 | 10000
NE-HVAC-airAC-SpltPkg-240to759kBtuh-12p5eer | DEER2017 | D17 v2 |  | Any | OfS | 2003 | CZ06 | cWtd | Cap-Tons | 34.36 | 10000 | None | 185 | 0.156 | 0 | 185 | 0.156 | 0 | 185 | 0.156 | 0 | 185 | 0.156 | 0 | DEER:HVAC_Split-Package_AC | Annual | 1719 | 184.6 | 0.156 | 0 | 184.6 | 0.156 | 0 | NE-HVAC-airAC-SpltPkg-240to759kBtuh-12p5eer_MZDEER2017AnyOfS2003CZ06cPVVG | 77692 | NE-HVAC-airAC-SpltPkg-240to759kBtuh-12p5eer_SZDEER2017AnyOfS2003CZ06cDXGF | 77691 |  | 193 | 0.153 | 0 | 151 | 0.168 | 0 | 193 | 0.153 | 0 | 151 | 0.168 | 0 | 35.4 | 10000 | 30.2 | 10000
NE-HVAC-airAC-SpltPkg-240to759kBtuh-12p5eer | DEER2017 | D17 v2 |  | Any | OfS | 2003 | CZ07 | cWtd | Cap-Tons | 31.7 | 10000 | None | 187 | 0.146 | 0 | 187 | 0.146 | 0 | 187 | 0.146 | 0 | 187 | 0.146 | 0 | DEER:HVAC_Split-Package_AC | Annual | 1719 | 187.4 | 0.1464 | 0 | 187.4 | 0.1464 | 0 | NE-HVAC-airAC-SpltPkg-240to759kBtuh-12p5eer_MZDEER2017AnyOfS2003CZ07cPVVG | 77694 | NE-HVAC-airAC-SpltPkg-240to759kBtuh-12p5eer_SZDEER2017AnyOfS2003CZ07cDXGF | 77693 |  | 196 | 0.144 | 0 | 153 | 0.156 | 0 | 196 | 0.144 | 0 | 153 | 0.156 | 0 | 32.7 | 10000 | 27.7 | 10000
NE-HVAC-airAC-SpltPkg-240to759kBtuh-12p5eer | DEER2017 | D17 v2 |  | Any | OfS | 2003 | CZ08 | cWtd | Cap-Tons | 36.4 | 10000 | None | 201 | 0.178 | 0 | 201 | 0.178 | 0 | 201 | 0.178 | 0 | 201 | 0.178 | 0 | DEER:HVAC_Split-Package_AC | Annual | 1719 | 200.6 | 0.1782 | 0 | 200.6 | 0.1782 | 0 | NE-HVAC-airAC-SpltPkg-240to759kBtuh-12p5eer_MZDEER2017AnyOfS2003CZ08cPVVG | 77696 | NE-HVAC-airAC-SpltPkg-240to759kBtuh-12p5eer_SZDEER2017AnyOfS2003CZ08cDXGF | 77695 |  | 208 | 0.174 | 0 | 171 | 0.195 | 0 | 208 | 0.174 | 0 | 171 | 0.195 | 0 | 37.5 | 10000 | 32 | 10000
NE-HVAC-airAC-SpltPkg-240to759kBtuh-12p5eer | DEER2017 | D17 v2 |  | Any | OfS | 2003 | CZ09 | cWtd | Cap-Tons | 43.4 | 10000 | None | 181 | 0.201 | 0 | 181 | 0.201 | 0 | 181 | 0.201 | 0 | 181 | 0.201 | 0 | DEER:HVAC_Split-Package_AC | Annual | 1719 | 181 | 0.2012 | 0 | 181 | 0.2012 | 0 | NE-HVAC-airAC-SpltPkg-240to759kBtuh-12p5eer_MZDEER2017AnyOfS2003CZ09cPVVG | 77698 | NE-HVAC-airAC-SpltPkg-240to759kBtuh-12p5eer_SZDEER2017AnyOfS2003CZ09cDXGF | 77697 |  | 189 | 0.196 | 0 | 149 | 0.222 | 0 | 189 | 0.196 | 0 | 149 | 0.222 | 0 | 44.6 | 10000 | 38.6 | 10000
NE-HVAC-airAC-SpltPkg-240to759kBtuh-12p5eer | DEER2017 | D17 v2 |  | Any | OfS | 2003 | CZ10 | cWtd | Cap-Tons | 37.64 | 10000 | None | 207 | 0.226 | 0 | 207 | 0.226 | 0 | 207 | 0.226 | 0 | 207 | 0.226 | 0 | DEER:HVAC_Split-Package_AC | Annual | 1719 | 207.2 | 0.2264 | 0 | 207.2 | 0.2264 | 0 | NE-HVAC-airAC-SpltPkg-240to759kBtuh-12p5eer_MZDEER2017AnyOfS2003CZ10cPVVG | 77700 | NE-HVAC-airAC-SpltPkg-240to759kBtuh-12p5eer_SZDEER2017AnyOfS2003CZ10cDXGF | 77699 |  | 213 | 0.219 | 0 | 184 | 0.256 | 0 | 213 | 0.219 | 0 | 184 | 0.256 | 0 | 38.7 | 10000 | 33.4 | 10000
NE-HVAC-airAC-SpltPkg-240to759kBtuh-12p5eer | DEER2017 | D17 v2 |  | Any | OfS | 2003 | CZ11 | cWtd | Cap-Tons | 36.9 | 10000 | None | 204 | 0.21 | 0 | 204 | 0.21 | 0 | 204 | 0.21 | 0 | 204 | 0.21 | 0 | DEER:HVAC_Split-Package_AC | Annual | 1719 | 204 | 0.2102 | 0 | 204 | 0.2102 | 0 | NE-HVAC-airAC-SpltPkg-240to759kBtuh-12p5eer_MZDEER2017AnyOfS2003CZ11cPVVG | 77702 | NE-HVAC-airAC-SpltPkg-240to759kBtuh-12p5eer_SZDEER2017AnyOfS2003CZ11cDXGF | 77701 |  | 207 | 0.205 | 0 | 192 | 0.231 | 0 | 207 | 0.205 | 0 | 192 | 0.231 | 0 | 37.9 | 10000 | 32.9 | 10000
NE-HVAC-airAC-SpltPkg-240to759kBtuh-12p5eer | DEER2017 | D17 v2 |  | Any | OfS | 2003 | CZ12 | cWtd | Cap-Tons | 34.32 | 10000 | None | 177 | 0.207 | 0 | 177 | 0.207 | 0 | 177 | 0.207 | 0 | 177 | 0.207 | 0 | DEER:HVAC_Split-Package_AC | Annual | 1719 | 176.6 | 0.2068 | 0 | 176.6 | 0.2068 | 0 | NE-HVAC-airAC-SpltPkg-240to759kBtuh-12p5eer_MZDEER2017AnyOfS2003CZ12cPVVG | 77704 | NE-HVAC-airAC-SpltPkg-240to759kBtuh-12p5eer_SZDEER2017AnyOfS2003CZ12cDXGF | 77703 |  | 180 | 0.202 | 0 | 163 | 0.226 | 0 | 180 | 0.202 | 0 | 163 | 0.226 | 0 | 35.4 | 10000 | 30 | 10000
NE-HVAC-airAC-SpltPkg-240to759kBtuh-12p5eer | DEER2017 | D17 v2 |  | Any | OfS | 2003 | CZ13 | cWtd | Cap-Tons | 36.34 | 10000 | None | 215 | 0.205 | 0 | 215 | 0.205 | 0 | 215 | 0.205 | 0 | 215 | 0.205 | 0 | DEER:HVAC_Split-Package_AC | Annual | 1719 | 214.6 | 0.2048 | 0 | 214.6 | 0.2048 | 0 | NE-HVAC-airAC-SpltPkg-240to759kBtuh-12p5eer_MZDEER2017AnyOfS2003CZ13cPVVG | 77706 | NE-HVAC-airAC-SpltPkg-240to759kBtuh-12p5eer_SZDEER2017AnyOfS2003CZ13cDXGF | 77705 |  | 215 | 0.199 | 0 | 213 | 0.228 | 0 | 215 | 0.199 | 0 | 213 | 0.228 | 0 | 37.5 | 10000 | 31.7 | 10000
NE-HVAC-airAC-SpltPkg-240to759kBtuh-12p5eer | DEER2017 | D17 v2 |  | Any | OfS | 2003 | CZ14 | cWtd | Cap-Tons | 36.76 | 10000 | None | 215 | 0.214 | 0 | 215 | 0.214 | 0 | 215 | 0.214 | 0 | 215 | 0.214 | 0 | DEER:HVAC_Split-Package_AC | Annual | 1719 | 214.8 | 0.214 | 0 | 214.8 | 0.214 | 0 | NE-HVAC-airAC-SpltPkg-240to759kBtuh-12p5eer_MZDEER2017AnyOfS2003CZ14cPVVG | 77708 | NE-HVAC-airAC-SpltPkg-240to759kBtuh-12p5eer_SZDEER2017AnyOfS2003CZ14cDXGF | 77707 |  | 218 | 0.208 | 0 | 202 | 0.238 | 0 | 218 | 0.208 | 0 | 202 | 0.238 | 0 | 37.8 | 10000 | 32.6 | 10000
NE-HVAC-airAC-SpltPkg-240to759kBtuh-12p5eer | DEER2017 | D17 v2 |  | Any | OfS | 2003 | CZ15 | cWtd | Cap-Tons | 42.26 | 10000 | None | 341 | 0.228 | 0 | 341 | 0.228 | 0 | 341 | 0.228 | 0 | 341 | 0.228 | 0 | DEER:HVAC_Split-Package_AC | Annual | 1719 | 341 | 0.2284 | 0 | 341 | 0.2284 | 0 | NE-HVAC-airAC-SpltPkg-240to759kBtuh-12p5eer_MZDEER2017AnyOfS2003CZ15cPVVG | 77710 | NE-HVAC-airAC-SpltPkg-240to759kBtuh-12p5eer_SZDEER2017AnyOfS2003CZ15cDXGF | 77709 |  | 342 | 0.22 | 0 | 337 | 0.262 | 0 | 342 | 0.22 | 0 | 337 | 0.262 | 0 | 43.4 | 10000 | 37.7 | 10000
NE-HVAC-airAC-SpltPkg-240to759kBtuh-12p5eer | DEER2017 | D17 v2 |  | Any | OfS | 2003 | CZ16 | cWtd | Cap-Tons | 27.98 | 10000 | None | 118 | 0.158 | 0 | 118 | 0.158 | 0 | 118 | 0.158 | 0 | 118 | 0.158 | 0 | DEER:HVAC_Split-Package_AC | Annual | 1719 | 117.8 | 0.1582 | 0 | 117.8 | 0.1582 | 0 | NE-HVAC-airAC-SpltPkg-240to759kBtuh-12p5eer_MZDEER2017AnyOfS2003CZ16cPVVG | 77712 | NE-HVAC-airAC-SpltPkg-240to759kBtuh-12p5eer_SZDEER2017AnyOfS2003CZ16cDXGF | 77711 |  | 119 | 0.155 | 0 | 113 | 0.171 | 0 | 119 | 0.155 | 0 | 113 | 0.171 | 0 | 28.9 | 10000 | 24.3 | 10000
NE-HVAC-airAC-SpltPkg-240to759kBtuh-12p5eer | DEER2017 | D17 v2 |  | Any | OfS | 2007 | CZ01 | cWtd | Cap-Tons | 26.5 | 10000 | None | 42.6 | 0.0729 | 0 | 42.6 | 0.0729 | 0 | 42.6 | 0.0729 | 0 | 42.6 | 0.0729 | 0 | DEER:HVAC_Split-Package_AC | Annual | 1719 | 42.64 | 0.07292 | 0 | 42.64 | 0.07292 | 0 | NE-HVAC-airAC-SpltPkg-240to759kBtuh-12p5eer_MZDEER2017AnyOfS2007CZ01cPVVG | 99042 | NE-HVAC-airAC-SpltPkg-240to759kBtuh-12p5eer_SZDEER2017AnyOfS2007CZ01cDXGF | 99041 |  | 49.4 | 0.0751 | 0 | 15.6 | 0.0642 | 0 | 49.4 | 0.0751 | 0 | 15.6 | 0.0642 | 0 | 27.5 | 10000 | 22.5 | 10000
NE-HVAC-airAC-SpltPkg-240to759kBtuh-12p5eer | DEER2017 | D17 v2 |  | Any | OfS | 2007 | CZ02 | cWtd | Cap-Tons | 31.58 | 10000 | None | 135 | 0.201 | 0 | 135 | 0.201 | 0 | 135 | 0.201 | 0 | 135 | 0.201 | 0 | DEER:HVAC_Split-Package_AC | Annual | 1719 | 135 | 0.2014 | 0 | 135 | 0.2014 | 0 | NE-HVAC-airAC-SpltPkg-240to759kBtuh-12p5eer_MZDEER2017AnyOfS2007CZ02cPVVG | 99044 | NE-HVAC-airAC-SpltPkg-240to759kBtuh-12p5eer_SZDEER2017AnyOfS2007CZ02cDXGF | 99043 |  | 141 | 0.197 | 0 | 111 | 0.219 | 0 | 141 | 0.197 | 0 | 111 | 0.219 | 0 | 32.5 | 10000 | 27.9 | 10000
NE-HVAC-airAC-SpltPkg-240to759kBtuh-12p5eer | DEER2017 | D17 v2 |  | Any | OfS | 2007 | CZ03 | cWtd | Cap-Tons | 31.04 | 10000 | None | 103 | 0.136 | 0 | 103 | 0.136 | 0 | 103 | 0.136 | 0 | 103 | 0.136 | 0 | DEER:HVAC_Split-Package_AC | Annual | 1719 | 102.64 | 0.1356 | 0 | 102.64 | 0.1356 | 0 | NE-HVAC-airAC-SpltPkg-240to759kBtuh-12p5eer_MZDEER2017AnyOfS2007CZ03cPVVG | 99046 | NE-HVAC-airAC-SpltPkg-240to759kBtuh-12p5eer_SZDEER2017AnyOfS2007CZ03cDXGF | 99045 |  | 111 | 0.133 | 0 | 69.2 | 0.146 | 0 | 111 | 0.133 | 0 | 69.2 | 0.146 | 0 | 32.1 | 10000 | 26.8 | 10000
NE-HVAC-airAC-SpltPkg-240to759kBtuh-12p5eer | DEER2017 | D17 v2 |  | Any | OfS | 2007 | CZ04 | cWtd | Cap-Tons | 36.42 | 10000 | None | 147 | 0.176 | 0 | 147 | 0.176 | 0 | 147 | 0.176 | 0 | 147 | 0.176 | 0 | DEER:HVAC_Split-Package_AC | Annual | 1719 | 147.2 | 0.1764 | 0 | 147.2 | 0.1764 | 0 | NE-HVAC-airAC-SpltPkg-240to759kBtuh-12p5eer_MZDEER2017AnyOfS2007CZ04cPVVG | 99048 | NE-HVAC-airAC-SpltPkg-240to759kBtuh-12p5eer_SZDEER2017AnyOfS2007CZ04cDXGF | 99047 |  | 155 | 0.172 | 0 | 116 | 0.194 | 0 | 155 | 0.172 | 0 | 116 | 0.194 | 0 | 37.5 | 10000 | 32.1 | 10000
NE-HVAC-airAC-SpltPkg-240to759kBtuh-12p5eer | DEER2017 | D17 v2 |  | Any | OfS | 2007 | CZ05 | cWtd | Cap-Tons | 29.52 | 10000 | None | 112 | 0.118 | 0 | 112 | 0.118 | 0 | 112 | 0.118 | 0 | 112 | 0.118 | 0 | DEER:HVAC_Split-Package_AC | Annual | 1719 | 112.02 | 0.1182 | 0 | 112.02 | 0.1182 | 0 | NE-HVAC-airAC-SpltPkg-240to759kBtuh-12p5eer_MZDEER2017AnyOfS2007CZ05cPVVG | 99050 | NE-HVAC-airAC-SpltPkg-240to759kBtuh-12p5eer_SZDEER2017AnyOfS2007CZ05cDXGF | 99049 |  | 121 | 0.117 | 0 | 76.1 | 0.123 | 0 | 121 | 0.117 | 0 | 76.1 | 0.123 | 0 | 30.4 | 10000 | 26 | 10000
NE-HVAC-airAC-SpltPkg-240to759kBtuh-12p5eer | DEER2017 | D17 v2 |  | Any | OfS | 2007 | CZ06 | cWtd | Cap-Tons | 33.76 | 10000 | None | 179 | 0.154 | 0 | 179 | 0.154 | 0 | 179 | 0.154 | 0 | 179 | 0.154 | 0 | DEER:HVAC_Split-Package_AC | Annual | 1719 | 179.4 | 0.154 | 0 | 179.4 | 0.154 | 0 | NE-HVAC-airAC-SpltPkg-240to759kBtuh-12p5eer_MZDEER2017AnyOfS2007CZ06cPVVG | 99052 | NE-HVAC-airAC-SpltPkg-240to759kBtuh-12p5eer_SZDEER2017AnyOfS2007CZ06cDXGF | 99051 |  | 188 | 0.151 | 0 | 145 | 0.166 | 0 | 188 | 0.151 | 0 | 145 | 0.166 | 0 | 34.8 | 10000 | 29.6 | 10000
NE-HVAC-airAC-SpltPkg-240to759kBtuh-12p5eer | DEER2017 | D17 v2 |  | Any | OfS | 2007 | CZ07 | cWtd | Cap-Tons | 31.02 | 10000 | None | 182 | 0.145 | 0 | 182 | 0.145 | 0 | 182 | 0.145 | 0 | 182 | 0.145 | 0 | DEER:HVAC_Split-Package_AC | Annual | 1719 | 182.2 | 0.1452 | 0 | 182.2 | 0.1452 | 0 | NE-HVAC-airAC-SpltPkg-240to759kBtuh-12p5eer_MZDEER2017AnyOfS2007CZ07cPVVG | 99054 | NE-HVAC-airAC-SpltPkg-240to759kBtuh-12p5eer_SZDEER2017AnyOfS2007CZ07cDXGF | 99053 |  | 191 | 0.143 | 0 | 147 | 0.154 | 0 | 191 | 0.143 | 0 | 147 | 0.154 | 0 | 32 | 10000 | 27.1 | 10000
NE-HVAC-airAC-SpltPkg-240to759kBtuh-12p5eer | DEER2017 | D17 v2 |  | Any | OfS | 2007 | CZ08 | cWtd | Cap-Tons | 35.72 | 10000 | None | 197 | 0.177 | 0 | 197 | 0.177 | 0 | 197 | 0.177 | 0 | 197 | 0.177 | 0 | DEER:HVAC_Split-Package_AC | Annual | 1719 | 197.2 | 0.1768 | 0 | 197.2 | 0.1768 | 0 | NE-HVAC-airAC-SpltPkg-240to759kBtuh-12p5eer_MZDEER2017AnyOfS2007CZ08cPVVG | 99056 | NE-HVAC-airAC-SpltPkg-240to759kBtuh-12p5eer_SZDEER2017AnyOfS2007CZ08cDXGF | 99055 |  | 205 | 0.173 | 0 | 166 | 0.192 | 0 | 205 | 0.173 | 0 | 166 | 0.192 | 0 | 36.8 | 10000 | 31.4 | 10000
NE-HVAC-airAC-SpltPkg-240to759kBtuh-12p5eer | DEER2017 | D17 v2 |  | Any | OfS | 2007 | CZ09 | cWtd | Cap-Tons | 42.62 | 10000 | None | 178 | 0.199 | 0 | 178 | 0.199 | 0 | 178 | 0.199 | 0 | 178 | 0.199 | 0 | DEER:HVAC_Split-Package_AC | Annual | 1719 | 178 | 0.1994 | 0 | 178 | 0.1994 | 0 | NE-HVAC-airAC-SpltPkg-240to759kBtuh-12p5eer_MZDEER2017AnyOfS2007CZ09cPVVG | 99058 | NE-HVAC-airAC-SpltPkg-240to759kBtuh-12p5eer_SZDEER2017AnyOfS2007CZ09cDXGF | 99057 |  | 186 | 0.194 | 0 | 146 | 0.221 | 0 | 186 | 0.194 | 0 | 146 | 0.221 | 0 | 43.8 | 10000 | 37.9 | 10000
NE-HVAC-airAC-SpltPkg-240to759kBtuh-12p5eer | DEER2017 | D17 v2 |  | Any | OfS | 2007 | CZ10 | cWtd | Cap-Tons | 36.94 | 10000 | None | 204 | 0.225 | 0 | 204 | 0.225 | 0 | 204 | 0.225 | 0 | 204 | 0.225 | 0 | DEER:HVAC_Split-Package_AC | Annual | 1719 | 204 | 0.2254 | 0 | 204 | 0.2254 | 0 | NE-HVAC-airAC-SpltPkg-240to759kBtuh-12p5eer_MZDEER2017AnyOfS2007CZ10cPVVG | 99060 | NE-HVAC-airAC-SpltPkg-240to759kBtuh-12p5eer_SZDEER2017AnyOfS2007CZ10cDXGF | 99059 |  | 210 | 0.218 | 0 | 180 | 0.255 | 0 | 210 | 0.218 | 0 | 180 | 0.255 | 0 | 38 | 10000 | 32.7 | 10000
NE-HVAC-airAC-SpltPkg-240to759kBtuh-12p5eer | DEER2017 | D17 v2 |  | Any | OfS | 2007 | CZ11 | cWtd | Cap-Tons | 36.12 | 10000 | None | 201 | 0.209 | 0 | 201 | 0.209 | 0 | 201 | 0.209 | 0 | 201 | 0.209 | 0 | DEER:HVAC_Split-Package_AC | Annual | 1719 | 200.8 | 0.209 | 0 | 200.8 | 0.209 | 0 | NE-HVAC-airAC-SpltPkg-240to759kBtuh-12p5eer_MZDEER2017AnyOfS2007CZ11cPVVG | 99062 | NE-HVAC-airAC-SpltPkg-240to759kBtuh-12p5eer_SZDEER2017AnyOfS2007CZ11cDXGF | 99061 |  | 204 | 0.204 | 0 | 188 | 0.229 | 0 | 204 | 0.204 | 0 | 188 | 0.229 | 0 | 37.1 | 10000 | 32.2 | 10000
NE-HVAC-airAC-SpltPkg-240to759kBtuh-12p5eer | DEER2017 | D17 v2 |  | Any | OfS | 2007 | CZ12 | cWtd | Cap-Tons | 33.64 | 10000 | None | 174 | 0.206 | 0 | 174 | 0.206 | 0 | 174 | 0.206 | 0 | 174 | 0.206 | 0 | DEER:HVAC_Split-Package_AC | Annual | 1719 | 173.6 | 0.2056 | 0 | 173.6 | 0.2056 | 0 | NE-HVAC-airAC-SpltPkg-240to759kBtuh-12p5eer_MZDEER2017AnyOfS2007CZ12cPVVG | 99064 | NE-HVAC-airAC-SpltPkg-240to759kBtuh-12p5eer_SZDEER2017AnyOfS2007CZ12cDXGF | 99063 |  | 177 | 0.201 | 0 | 160 | 0.224 | 0 | 177 | 0.201 | 0 | 160 | 0.224 | 0 | 34.7 | 10000 | 29.4 | 10000
NE-HVAC-airAC-SpltPkg-240to759kBtuh-12p5eer | DEER2017 | D17 v2 |  | Any | OfS | 2007 | CZ13 | cWtd | Cap-Tons | 35.56 | 10000 | None | 212 | 0.204 | 0 | 212 | 0.204 | 0 | 212 | 0.204 | 0 | 212 | 0.204 | 0 | DEER:HVAC_Split-Package_AC | Annual | 1719 | 211.6 | 0.204 | 0 | 211.6 | 0.204 | 0 | NE-HVAC-airAC-SpltPkg-240to759kBtuh-12p5eer_MZDEER2017AnyOfS2007CZ13cPVVG | 99066 | NE-HVAC-airAC-SpltPkg-240to759kBtuh-12p5eer_SZDEER2017AnyOfS2007CZ13cDXGF | 99065 |  | 212 | 0.198 | 0 | 210 | 0.228 | 0 | 212 | 0.198 | 0 | 210 | 0.228 | 0 | 36.7 | 10000 | 31 | 10000
NE-HVAC-airAC-SpltPkg-240to759kBtuh-12p5eer | DEER2017 | D17 v2 |  | Any | OfS | 2007 | CZ14 | cWtd | Cap-Tons | 35.98 | 10000 | None | 211 | 0.213 | 0 | 211 | 0.213 | 0 | 211 | 0.213 | 0 | 211 | 0.213 | 0 | DEER:HVAC_Split-Package_AC | Annual | 1719 | 211 | 0.213 | 0 | 211 | 0.213 | 0 | NE-HVAC-airAC-SpltPkg-240to759kBtuh-12p5eer_MZDEER2017AnyOfS2007CZ14cPVVG | 99068 | NE-HVAC-airAC-SpltPkg-240to759kBtuh-12p5eer_SZDEER2017AnyOfS2007CZ14cDXGF | 99067 |  | 214 | 0.207 | 0 | 199 | 0.237 | 0 | 214 | 0.207 | 0 | 199 | 0.237 | 0 | 37 | 10000 | 31.9 | 10000
NE-HVAC-airAC-SpltPkg-240to759kBtuh-12p5eer | DEER2017 | D17 v2 |  | Any | OfS | 2007 | CZ15 | cWtd | Cap-Tons | 41.48 | 10000 | None | 337 | 0.227 | 0 | 337 | 0.227 | 0 | 337 | 0.227 | 0 | 337 | 0.227 | 0 | DEER:HVAC_Split-Package_AC | Annual | 1719 | 337 | 0.2266 | 0 | 337 | 0.2266 | 0 | NE-HVAC-airAC-SpltPkg-240to759kBtuh-12p5eer_MZDEER2017AnyOfS2007CZ15cPVVG | 99070 | NE-HVAC-airAC-SpltPkg-240to759kBtuh-12p5eer_SZDEER2017AnyOfS2007CZ15cDXGF | 99069 |  | 338 | 0.218 | 0 | 333 | 0.261 | 0 | 338 | 0.218 | 0 | 333 | 0.261 | 0 | 42.6 | 10000 | 37 | 10000
NE-HVAC-airAC-SpltPkg-240to759kBtuh-12p5eer | DEER2017 | D17 v2 |  | Any | OfS | 2007 | CZ16 | cWtd | Cap-Tons | 27.4 | 10000 | None | 116 | 0.156 | 0 | 116 | 0.156 | 0 | 116 | 0.156 | 0 | 116 | 0.156 | 0 | DEER:HVAC_Split-Package_AC | Annual | 1719 | 115.6 | 0.1558 | 0 | 115.6 | 0.1558 | 0 | NE-HVAC-airAC-SpltPkg-240to759kBtuh-12p5eer_MZDEER2017AnyOfS2007CZ16cPVVG | 99072 | NE-HVAC-airAC-SpltPkg-240to759kBtuh-12p5eer_SZDEER2017AnyOfS2007CZ16cDXGF | 99071 |  | 117 | 0.153 | 0 | 110 | 0.167 | 0 | 117 | 0.153 | 0 | 110 | 0.167 | 0 | 28.3 | 10000 | 23.8 | 10000
NE-HVAC-airAC-SpltPkg-240to759kBtuh-12p5eer | DEER2017 | D17 v2 |  | Any | OfS | 2011 | CZ01 | cWtd | Cap-Tons | 26.4 | 10000 | None | 110 | 0.0842 | -0.282 | 43 | 0.0733 | 0 | 110 | 0.0842 | -0.282 | 43 | 0.0733 | 0 | DEER:HVAC_Split-Package_AC | Annual | 1719 | 109.64 | 0.0842 | -0.282 | 43 | 0.07334 | 0 | NE-HVAC-airAC-SpltPkg-240to759kBtuh-12p5eer_MZDEER2017AnyOfS2011CZ01cPVVG | 120402 | NE-HVAC-airAC-SpltPkg-240to759kBtuh-12p5eer_SZDEER2017AnyOfS2011CZ01cDXGF | 120401 |  | 49.8 | 0.0755 | 0 | 349 | 0.119 | -1.41 | 49.8 | 0.0755 | 0 | 15.8 | 0.0647 | 0 | 27.4 | 10000 | 22.4 | 10000
NE-HVAC-airAC-SpltPkg-240to759kBtuh-12p5eer | DEER2017 | D17 v2 |  | Any | OfS | 2011 | CZ02 | cWtd | Cap-Tons | 31.04 | 10000 | None | 206 | 0.224 | -0.454 | 138 | 0.202 | 0 | 206 | 0.224 | -0.454 | 138 | 0.202 | 0 | DEER:HVAC_Split-Package_AC | Annual | 1719 | 205.6 | 0.224 | -0.454 | 137.8 | 0.2016 | 0 | NE-HVAC-airAC-SpltPkg-240to759kBtuh-12p5eer_MZDEER2017AnyOfS2011CZ02cPVVG | 120404 | NE-HVAC-airAC-SpltPkg-240to759kBtuh-12p5eer_SZDEER2017AnyOfS2011CZ02cDXGF | 120403 |  | 144 | 0.197 | 0 | 452 | 0.332 | -2.27 | 144 | 0.197 | 0 | 113 | 0.22 | 0 | 31.9 | 10000 | 27.6 | 10000
NE-HVAC-airAC-SpltPkg-240to759kBtuh-12p5eer | DEER2017 | D17 v2 |  | Any | OfS | 2011 | CZ03 | cWtd | Cap-Tons | 30.78 | 10000 | None | 164 | 0.161 | -0.348 | 104 | 0.136 | 0 | 164 | 0.161 | -0.348 | 104 | 0.136 | 0 | DEER:HVAC_Split-Package_AC | Annual | 1719 | 164.4 | 0.1608 | -0.348 | 103.56 | 0.1356 | 0 | NE-HVAC-airAC-SpltPkg-240to759kBtuh-12p5eer_MZDEER2017AnyOfS2011CZ03cPVVG | 120406 | NE-HVAC-airAC-SpltPkg-240to759kBtuh-12p5eer_SZDEER2017AnyOfS2011CZ03cDXGF | 120405 |  | 112 | 0.133 | 0 | 374 | 0.272 | -1.74 | 112 | 0.133 | 0 | 69.8 | 0.146 | 0 | 31.8 | 10000 | 26.7 | 10000
NE-HVAC-airAC-SpltPkg-240to759kBtuh-12p5eer | DEER2017 | D17 v2 |  | Any | OfS | 2011 | CZ04 | cWtd | Cap-Tons | 35.88 | 10000 | None | 219 | 0.202 | -0.384 | 150 | 0.177 | 0 | 219 | 0.202 | -0.384 | 150 | 0.177 | 0 | DEER:HVAC_Split-Package_AC | Annual | 1719 | 219.2 | 0.2022 | -0.384 | 150 | 0.1774 | 0 | NE-HVAC-airAC-SpltPkg-240to759kBtuh-12p5eer_MZDEER2017AnyOfS2011CZ04cPVVG | 120408 | NE-HVAC-airAC-SpltPkg-240to759kBtuh-12p5eer_SZDEER2017AnyOfS2011CZ04cDXGF | 120407 |  | 158 | 0.173 | 0 | 464 | 0.319 | -1.92 | 158 | 0.173 | 0 | 118 | 0.195 | 0 | 36.9 | 10000 | 31.8 | 10000
NE-HVAC-airAC-SpltPkg-240to759kBtuh-12p5eer | DEER2017 | D17 v2 |  | Any | OfS | 2011 | CZ05 | cWtd | Cap-Tons | 29.42 | 10000 | None | 174 | 0.144 | -0.14 | 113 | 0.118 | 0 | 174 | 0.144 | -0.14 | 113 | 0.118 | 0 | DEER:HVAC_Split-Package_AC | Annual | 1719 | 173.6 | 0.1436 | -0.1402 | 112.92 | 0.1182 | 0 | NE-HVAC-airAC-SpltPkg-240to759kBtuh-12p5eer_MZDEER2017AnyOfS2011CZ05cPVVG | 120410 | NE-HVAC-airAC-SpltPkg-240to759kBtuh-12p5eer_SZDEER2017AnyOfS2011CZ05cDXGF | 120409 |  | 122 | 0.117 | 0 | 380 | 0.25 | -0.701 | 122 | 0.117 | 0 | 76.6 | 0.123 | 0 | 30.3 | 10000 | 25.9 | 10000
NE-HVAC-airAC-SpltPkg-240to759kBtuh-12p5eer | DEER2017 | D17 v2 |  | Any | OfS | 2011 | CZ06 | cWtd | Cap-Tons | 33.5 | 10000 | None | 241 | 0.178 | -0.156 | 180 | 0.155 | 0 | 241 | 0.178 | -0.156 | 180 | 0.155 | 0 | DEER:HVAC_Split-Package_AC | Annual | 1719 | 241.2 | 0.178 | -0.1562 | 180.4 | 0.1548 | 0 | NE-HVAC-airAC-SpltPkg-240to759kBtuh-12p5eer_MZDEER2017AnyOfS2011CZ06cPVVG | 120412 | NE-HVAC-airAC-SpltPkg-240to759kBtuh-12p5eer_SZDEER2017AnyOfS2011CZ06cDXGF | 120411 |  | 189 | 0.152 | 0 | 450 | 0.282 | -0.781 | 189 | 0.152 | 0 | 146 | 0.166 | 0 | 34.5 | 10000 | 29.5 | 10000
NE-HVAC-airAC-SpltPkg-240to759kBtuh-12p5eer | DEER2017 | D17 v2 |  | Any | OfS | 2011 | CZ07 | cWtd | Cap-Tons | 30.76 | 10000 | None | 233 | 0.165 | -0.0185 | 184 | 0.145 | 0 | 233 | 0.165 | -0.0185 | 184 | 0.145 | 0 | DEER:HVAC_Split-Package_AC | Annual | 1719 | 232.8 | 0.1654 | -0.01846 | 184 | 0.145 | 0 | NE-HVAC-airAC-SpltPkg-240to759kBtuh-12p5eer_MZDEER2017AnyOfS2011CZ07cPVVG | 120414 | NE-HVAC-airAC-SpltPkg-240to759kBtuh-12p5eer_SZDEER2017AnyOfS2011CZ07cDXGF | 120413 |  | 193 | 0.143 | 0 | 392 | 0.255 | -0.0923 | 193 | 0.143 | 0 | 148 | 0.153 | 0 | 31.7 | 10000 | 27 | 10000
NE-HVAC-airAC-SpltPkg-240to759kBtuh-12p5eer | DEER2017 | D17 v2 |  | Any | OfS | 2011 | CZ08 | cWtd | Cap-Tons | 35.38 | 10000 | None | 262 | 0.2 | -0.144 | 198 | 0.177 | 0 | 262 | 0.2 | -0.144 | 198 | 0.177 | 0 | DEER:HVAC_Split-Package_AC | Annual | 1719 | 262.4 | 0.2 | -0.144 | 198.2 | 0.1768 | 0 | NE-HVAC-airAC-SpltPkg-240to759kBtuh-12p5eer_MZDEER2017AnyOfS2011CZ08cPVVG | 120416 | NE-HVAC-airAC-SpltPkg-240to759kBtuh-12p5eer_SZDEER2017AnyOfS2011CZ08cDXGF | 120415 |  | 206 | 0.173 | 0 | 488 | 0.308 | -0.72 | 206 | 0.173 | 0 | 167 | 0.192 | 0 | 36.4 | 10000 | 31.3 | 10000
NE-HVAC-airAC-SpltPkg-240to759kBtuh-12p5eer | DEER2017 | D17 v2 |  | Any | OfS | 2011 | CZ09 | cWtd | Cap-Tons | 41.76 | 10000 | None | 252 | 0.228 | -0.163 | 180 | 0.2 | 0 | 252 | 0.228 | -0.163 | 180 | 0.2 | 0 | DEER:HVAC_Split-Package_AC | Annual | 1719 | 251.6 | 0.2278 | -0.1632 | 179.8 | 0.2 | 0 | NE-HVAC-airAC-SpltPkg-240to759kBtuh-12p5eer_MZDEER2017AnyOfS2011CZ09cPVVG | 120418 | NE-HVAC-airAC-SpltPkg-240to759kBtuh-12p5eer_SZDEER2017AnyOfS2011CZ09cDXGF | 120417 |  | 188 | 0.195 | 0 | 506 | 0.359 | -0.816 | 188 | 0.195 | 0 | 147 | 0.22 | 0 | 42.8 | 10000 | 37.6 | 10000
NE-HVAC-airAC-SpltPkg-240to759kBtuh-12p5eer | DEER2017 | D17 v2 |  | Any | OfS | 2011 | CZ10 | cWtd | Cap-Tons | 36.24 | 10000 | None | 277 | 0.248 | -0.111 | 206 | 0.225 | 0 | 277 | 0.248 | -0.111 | 206 | 0.225 | 0 | DEER:HVAC_Split-Package_AC | Annual | 1719 | 277.4 | 0.2476 | -0.1112 | 206 | 0.2254 | 0 | NE-HVAC-airAC-SpltPkg-240to759kBtuh-12p5eer_MZDEER2017AnyOfS2011CZ10cPVVG | 120420 | NE-HVAC-airAC-SpltPkg-240to759kBtuh-12p5eer_SZDEER2017AnyOfS2011CZ10cDXGF | 120419 |  | 212 | 0.218 | 0 | 539 | 0.366 | -0.556 | 212 | 0.218 | 0 | 182 | 0.255 | 0 | 37.2 | 10000 | 32.4 | 10000
NE-HVAC-airAC-SpltPkg-240to759kBtuh-12p5eer | DEER2017 | D17 v2 |  | Any | OfS | 2011 | CZ11 | cWtd | Cap-Tons | 35.5 | 10000 | None | 275 | 0.231 | -0.484 | 203 | 0.209 | 0 | 275 | 0.231 | -0.484 | 203 | 0.209 | 0 | DEER:HVAC_Split-Package_AC | Annual | 1719 | 274.6 | 0.2314 | -0.484 | 202.6 | 0.2088 | 0 | NE-HVAC-airAC-SpltPkg-240to759kBtuh-12p5eer_MZDEER2017AnyOfS2011CZ11cPVVG | 120422 | NE-HVAC-airAC-SpltPkg-240to759kBtuh-12p5eer_SZDEER2017AnyOfS2011CZ11cDXGF | 120421 |  | 206 | 0.204 | 0 | 549 | 0.341 | -2.42 | 206 | 0.204 | 0 | 189 | 0.228 | 0 | 36.4 | 10000 | 31.9 | 10000
NE-HVAC-airAC-SpltPkg-240to759kBtuh-12p5eer | DEER2017 | D17 v2 |  | Any | OfS | 2011 | CZ12 | cWtd | Cap-Tons | 33.02 | 10000 | None | 247 | 0.23 | -0.49 | 176 | 0.206 | 0 | 247 | 0.23 | -0.49 | 176 | 0.206 | 0 | DEER:HVAC_Split-Package_AC | Annual | 1719 | 247 | 0.2304 | -0.49 | 176.4 | 0.2064 | 0 | NE-HVAC-airAC-SpltPkg-240to759kBtuh-12p5eer_MZDEER2017AnyOfS2011CZ12cPVVG | 120424 | NE-HVAC-airAC-SpltPkg-240to759kBtuh-12p5eer_SZDEER2017AnyOfS2011CZ12cDXGF | 120423 |  | 180 | 0.202 | 0 | 515 | 0.344 | -2.45 | 180 | 0.202 | 0 | 162 | 0.224 | 0 | 34 | 10000 | 29.1 | 10000
NE-HVAC-airAC-SpltPkg-240to759kBtuh-12p5eer | DEER2017 | D17 v2 |  | Any | OfS | 2011 | CZ13 | cWtd | Cap-Tons | 34.94 | 10000 | None | 284 | 0.225 | -0.45 | 213 | 0.204 | 0 | 284 | 0.225 | -0.45 | 213 | 0.204 | 0 | DEER:HVAC_Split-Package_AC | Annual | 1719 | 284.2 | 0.2254 | -0.45 | 213.2 | 0.2038 | 0 | NE-HVAC-airAC-SpltPkg-240to759kBtuh-12p5eer_MZDEER2017AnyOfS2011CZ13cPVVG | 120426 | NE-HVAC-airAC-SpltPkg-240to759kBtuh-12p5eer_SZDEER2017AnyOfS2011CZ13cDXGF | 120425 |  | 214 | 0.198 | 0 | 565 | 0.335 | -2.25 | 214 | 0.198 | 0 | 210 | 0.227 | 0 | 36 | 10000 | 30.7 | 10000
NE-HVAC-airAC-SpltPkg-240to759kBtuh-12p5eer | DEER2017 | D17 v2 |  | Any | OfS | 2011 | CZ14 | cWtd | Cap-Tons | 35.44 | 10000 | None | 286 | 0.234 | -0.4 | 213 | 0.212 | 0 | 286 | 0.234 | -0.4 | 213 | 0.212 | 0 | DEER:HVAC_Split-Package_AC | Annual | 1719 | 286.4 | 0.2336 | -0.4 | 213.4 | 0.212 | 0 | NE-HVAC-airAC-SpltPkg-240to759kBtuh-12p5eer_MZDEER2017AnyOfS2011CZ14cPVVG | 120428 | NE-HVAC-airAC-SpltPkg-240to759kBtuh-12p5eer_SZDEER2017AnyOfS2011CZ14cDXGF | 120427 |  | 217 | 0.206 | 0 | 564 | 0.344 | -2 | 217 | 0.206 | 0 | 199 | 0.236 | 0 | 36.4 | 10000 | 31.6 | 10000
NE-HVAC-airAC-SpltPkg-240to759kBtuh-12p5eer | DEER2017 | D17 v2 |  | Any | OfS | 2011 | CZ15 | cWtd | Cap-Tons | 40.16 | 10000 | None | 415 | 0.25 | -0.0181 | 341 | 0.228 | 0 | 415 | 0.25 | -0.0181 | 341 | 0.228 | 0 | DEER:HVAC_Split-Package_AC | Annual | 1719 | 415.2 | 0.25 | -0.01808 | 340.8 | 0.2284 | 0 | NE-HVAC-airAC-SpltPkg-240to759kBtuh-12p5eer_MZDEER2017AnyOfS2011CZ15cPVVG | 120430 | NE-HVAC-airAC-SpltPkg-240to759kBtuh-12p5eer_SZDEER2017AnyOfS2011CZ15cDXGF | 120429 |  | 342 | 0.22 | 0 | 708 | 0.37 | -0.0904 | 342 | 0.22 | 0 | 336 | 0.262 | 0 | 41.2 | 10000 | 36 | 10000
NE-HVAC-airAC-SpltPkg-240to759kBtuh-12p5eer | DEER2017 | D17 v2 |  | Any | OfS | 2011 | CZ16 | cWtd | Cap-Tons | 26.94 | 10000 | None | 177 | 0.172 | -0.0878 | 118 | 0.156 | 0 | 177 | 0.172 | -0.0878 | 118 | 0.156 | 0 | DEER:HVAC_Split-Package_AC | Annual | 1719 | 177 | 0.172 | -0.0878 | 117.6 | 0.1558 | 0 | NE-HVAC-airAC-SpltPkg-240to759kBtuh-12p5eer_MZDEER2017AnyOfS2011CZ16cPVVG | 120432 | NE-HVAC-airAC-SpltPkg-240to759kBtuh-12p5eer_SZDEER2017AnyOfS2011CZ16cDXGF | 120431 |  | 119 | 0.153 | 0 | 409 | 0.248 | -0.439 | 119 | 0.153 | 0 | 112 | 0.167 | 0 | 27.8 | 10000 | 23.5 | 10000
NE-HVAC-airAC-SpltPkg-240to759kBtuh-12p5eer | DEER2017 | D17 v2 |  | Any | OfS | 2014 | CZ01 | cWtd | Cap-Tons | 19.38 | 10000 | None | 30 | 0.0723 | 0 | 30 | 0.0723 | 0 | 30 | 0.0723 | 0 | 30 | 0.0723 | 0 | DEER:HVAC_Split-Package_AC | Annual | 1719 | 29.98 | 0.07232 | 0 | 29.98 | 0.07232 | 0 | NE-HVAC-airAC-SpltPkg-240to759kBtuh-12p5eer_MZDEER2017AnyOfS2014CZ01cPVVG | 141762 | NE-HVAC-airAC-SpltPkg-240to759kBtuh-12p5eer_SZDEER2017AnyOfS2014CZ01cDXGF | 141761 |  | 34.9 | 0.0746 | 0 | 10.3 | 0.0632 | 0 | 34.9 | 0.0746 | 0 | 10.3 | 0.0632 | 0 | 20.2 | 10000 | 16.1 | 10000
NE-HVAC-airAC-SpltPkg-240to759kBtuh-12p5eer | DEER2017 | D17 v2 |  | Any | OfS | 2014 | CZ02 | cWtd | Cap-Tons | 24.34 | 10000 | None | 130 | 0.212 | 0 | 130 | 0.212 | 0 | 130 | 0.212 | 0 | 130 | 0.212 | 0 | DEER:HVAC_Split-Package_AC | Annual | 1719 | 130 | 0.2122 | 0 | 130 | 0.2122 | 0 | NE-HVAC-airAC-SpltPkg-240to759kBtuh-12p5eer_MZDEER2017AnyOfS2014CZ02cPVVG | 141764 | NE-HVAC-airAC-SpltPkg-240to759kBtuh-12p5eer_SZDEER2017AnyOfS2014CZ02cDXGF | 141763 |  | 136 | 0.206 | 0 | 106 | 0.237 | 0 | 136 | 0.206 | 0 | 106 | 0.237 | 0 | 25.1 | 10000 | 21.3 | 10000
NE-HVAC-airAC-SpltPkg-240to759kBtuh-12p5eer | DEER2017 | D17 v2 |  | Any | OfS | 2014 | CZ03 | cWtd | Cap-Tons | 21.56 | 10000 | None | 97.8 | 0.147 | 0 | 97.8 | 0.147 | 0 | 97.8 | 0.147 | 0 | 97.8 | 0.147 | 0 | DEER:HVAC_Split-Package_AC | Annual | 1719 | 97.76 | 0.1472 | 0 | 97.76 | 0.1472 | 0 | NE-HVAC-airAC-SpltPkg-240to759kBtuh-12p5eer_MZDEER2017AnyOfS2014CZ03cPVVG | 141766 | NE-HVAC-airAC-SpltPkg-240to759kBtuh-12p5eer_SZDEER2017AnyOfS2014CZ03cDXGF | 141765 |  | 105 | 0.143 | 0 | 68.8 | 0.164 | 0 | 105 | 0.143 | 0 | 68.8 | 0.164 | 0 | 22.4 | 10000 | 18.2 | 10000
NE-HVAC-airAC-SpltPkg-240to759kBtuh-12p5eer | DEER2017 | D17 v2 |  | Any | OfS | 2014 | CZ04 | cWtd | Cap-Tons | 25.42 | 10000 | None | 146 | 0.188 | 0 | 146 | 0.188 | 0 | 146 | 0.188 | 0 | 146 | 0.188 | 0 | DEER:HVAC_Split-Package_AC | Annual | 1719 | 146 | 0.1884 | 0 | 146 | 0.1884 | 0 | NE-HVAC-airAC-SpltPkg-240to759kBtuh-12p5eer_MZDEER2017AnyOfS2014CZ04cPVVG | 141768 | NE-HVAC-airAC-SpltPkg-240to759kBtuh-12p5eer_SZDEER2017AnyOfS2014CZ04cDXGF | 141767 |  | 153 | 0.181 | 0 | 118 | 0.218 | 0 | 153 | 0.181 | 0 | 118 | 0.218 | 0 | 26.3 | 10000 | 21.9 | 10000
NE-HVAC-airAC-SpltPkg-240to759kBtuh-12p5eer | DEER2017 | D17 v2 |  | Any | OfS | 2014 | CZ05 | cWtd | Cap-Tons | 19.98 | 10000 | None | 109 | 0.121 | 0 | 109 | 0.121 | 0 | 109 | 0.121 | 0 | 109 | 0.121 | 0 | DEER:HVAC_Split-Package_AC | Annual | 1719 | 108.72 | 0.1206 | 0 | 108.72 | 0.1206 | 0 | NE-HVAC-airAC-SpltPkg-240to759kBtuh-12p5eer_MZDEER2017AnyOfS2014CZ05cPVVG | 141770 | NE-HVAC-airAC-SpltPkg-240to759kBtuh-12p5eer_SZDEER2017AnyOfS2014CZ05cDXGF | 141769 |  | 117 | 0.118 | 0 | 75.6 | 0.131 | 0 | 117 | 0.118 | 0 | 75.6 | 0.131 | 0 | 20.7 | 10000 | 17.1 | 10000
NE-HVAC-airAC-SpltPkg-240to759kBtuh-12p5eer | DEER2017 | D17 v2 |  | Any | OfS | 2014 | CZ06 | cWtd | Cap-Tons | 23.72 | 10000 | None | 185 | 0.17 | 0 | 185 | 0.17 | 0 | 185 | 0.17 | 0 | 185 | 0.17 | 0 | DEER:HVAC_Split-Package_AC | Annual | 1719 | 184.6 | 0.1696 | 0 | 184.6 | 0.1696 | 0 | NE-HVAC-airAC-SpltPkg-240to759kBtuh-12p5eer_MZDEER2017AnyOfS2014CZ06cPVVG | 141772 | NE-HVAC-airAC-SpltPkg-240to759kBtuh-12p5eer_SZDEER2017AnyOfS2014CZ06cDXGF | 141771 |  | 192 | 0.163 | 0 | 155 | 0.196 | 0 | 192 | 0.163 | 0 | 155 | 0.196 | 0 | 24.6 | 10000 | 20.2 | 10000
NE-HVAC-airAC-SpltPkg-240to759kBtuh-12p5eer | DEER2017 | D17 v2 |  | Any | OfS | 2014 | CZ07 | cWtd | Cap-Tons | 21.2 | 10000 | None | 189 | 0.165 | 0 | 189 | 0.165 | 0 | 189 | 0.165 | 0 | 189 | 0.165 | 0 | DEER:HVAC_Split-Package_AC | Annual | 1719 | 189.4 | 0.1652 | 0 | 189.4 | 0.1652 | 0 | NE-HVAC-airAC-SpltPkg-240to759kBtuh-12p5eer_MZDEER2017AnyOfS2014CZ07cPVVG | 141774 | NE-HVAC-airAC-SpltPkg-240to759kBtuh-12p5eer_SZDEER2017AnyOfS2014CZ07cDXGF | 141773 |  | 196 | 0.159 | 0 | 163 | 0.19 | 0 | 196 | 0.159 | 0 | 163 | 0.19 | 0 | 22 | 10000 | 18 | 10000
NE-HVAC-airAC-SpltPkg-240to759kBtuh-12p5eer | DEER2017 | D17 v2 |  | Any | OfS | 2014 | CZ08 | cWtd | Cap-Tons | 27.82 | 10000 | None | 186 | 0.174 | 0 | 186 | 0.174 | 0 | 186 | 0.174 | 0 | 186 | 0.174 | 0 | DEER:HVAC_Split-Package_AC | Annual | 1719 | 186 | 0.1744 | 0 | 186 | 0.1744 | 0 | NE-HVAC-airAC-SpltPkg-240to759kBtuh-12p5eer_MZDEER2017AnyOfS2014CZ08cPVVG | 141776 | NE-HVAC-airAC-SpltPkg-240to759kBtuh-12p5eer_SZDEER2017AnyOfS2014CZ08cDXGF | 141775 |  | 194 | 0.168 | 0 | 154 | 0.2 | 0 | 194 | 0.168 | 0 | 154 | 0.2 | 0 | 28.8 | 10000 | 23.9 | 10000
NE-HVAC-airAC-SpltPkg-240to759kBtuh-12p5eer | DEER2017 | D17 v2 |  | Any | OfS | 2014 | CZ09 | cWtd | Cap-Tons | 30.5 | 10000 | None | 178 | 0.213 | 0 | 178 | 0.213 | 0 | 178 | 0.213 | 0 | 178 | 0.213 | 0 | DEER:HVAC_Split-Package_AC | Annual | 1719 | 178.4 | 0.2126 | 0 | 178.4 | 0.2126 | 0 | NE-HVAC-airAC-SpltPkg-240to759kBtuh-12p5eer_MZDEER2017AnyOfS2014CZ09cPVVG | 141778 | NE-HVAC-airAC-SpltPkg-240to759kBtuh-12p5eer_SZDEER2017AnyOfS2014CZ09cDXGF | 141777 |  | 186 | 0.205 | 0 | 148 | 0.243 | 0 | 186 | 0.205 | 0 | 148 | 0.243 | 0 | 31.4 | 10000 | 26.9 | 10000
NE-HVAC-airAC-SpltPkg-240to759kBtuh-12p5eer | DEER2017 | D17 v2 |  | Any | OfS | 2014 | CZ10 | cWtd | Cap-Tons | 29.22 | 10000 | None | 200 | 0.234 | 0 | 200 | 0.234 | 0 | 200 | 0.234 | 0 | 200 | 0.234 | 0 | DEER:HVAC_Split-Package_AC | Annual | 1719 | 199.8 | 0.2336 | 0 | 199.8 | 0.2336 | 0 | NE-HVAC-airAC-SpltPkg-240to759kBtuh-12p5eer_MZDEER2017AnyOfS2014CZ10cPVVG | 141780 | NE-HVAC-airAC-SpltPkg-240to759kBtuh-12p5eer_SZDEER2017AnyOfS2014CZ10cDXGF | 141779 |  | 206 | 0.225 | 0 | 175 | 0.268 | 0 | 206 | 0.225 | 0 | 175 | 0.268 | 0 | 30.1 | 10000 | 25.7 | 10000
NE-HVAC-airAC-SpltPkg-240to759kBtuh-12p5eer | DEER2017 | D17 v2 |  | Any | OfS | 2014 | CZ11 | cWtd | Cap-Tons | 28.26 | 10000 | None | 197 | 0.22 | 0 | 197 | 0.22 | 0 | 197 | 0.22 | 0 | 197 | 0.22 | 0 | DEER:HVAC_Split-Package_AC | Annual | 1719 | 197.2 | 0.2196 | 0 | 197.2 | 0.2196 | 0 | NE-HVAC-airAC-SpltPkg-240to759kBtuh-12p5eer_MZDEER2017AnyOfS2014CZ11cPVVG | 141782 | NE-HVAC-airAC-SpltPkg-240to759kBtuh-12p5eer_SZDEER2017AnyOfS2014CZ11cDXGF | 141781 |  | 199 | 0.213 | 0 | 190 | 0.246 | 0 | 199 | 0.213 | 0 | 190 | 0.246 | 0 | 29.1 | 10000 | 24.9 | 10000
NE-HVAC-airAC-SpltPkg-240to759kBtuh-12p5eer | DEER2017 | D17 v2 |  | Any | OfS | 2014 | CZ12 | cWtd | Cap-Tons | 30.52 | 10000 | None | 147 | 0.189 | 0 | 147 | 0.189 | 0 | 147 | 0.189 | 0 | 147 | 0.189 | 0 | DEER:HVAC_Split-Package_AC | Annual | 1719 | 147 | 0.1886 | 0 | 147 | 0.1886 | 0 | NE-HVAC-airAC-SpltPkg-240to759kBtuh-12p5eer_MZDEER2017AnyOfS2014CZ12cPVVG | 141784 | NE-HVAC-airAC-SpltPkg-240to759kBtuh-12p5eer_SZDEER2017AnyOfS2014CZ12cDXGF | 141783 |  | 152 | 0.183 | 0 | 127 | 0.211 | 0 | 152 | 0.183 | 0 | 127 | 0.211 | 0 | 31.4 | 10000 | 27 | 10000
NE-HVAC-airAC-SpltPkg-240to759kBtuh-12p5eer | DEER2017 | D17 v2 |  | Any | OfS | 2014 | CZ13 | cWtd | Cap-Tons | 29 | 10000 | None | 202 | 0.209 | 0 | 202 | 0.209 | 0 | 202 | 0.209 | 0 | 202 | 0.209 | 0 | DEER:HVAC_Split-Package_AC | Annual | 1719 | 201.8 | 0.2088 | 0 | 201.8 | 0.2088 | 0 | NE-HVAC-airAC-SpltPkg-240to759kBtuh-12p5eer_MZDEER2017AnyOfS2014CZ13cPVVG | 141786 | NE-HVAC-airAC-SpltPkg-240to759kBtuh-12p5eer_SZDEER2017AnyOfS2014CZ13cDXGF | 141785 |  | 202 | 0.202 | 0 | 201 | 0.236 | 0 | 202 | 0.202 | 0 | 201 | 0.236 | 0 | 29.9 | 10000 | 25.4 | 10000
NE-HVAC-airAC-SpltPkg-240to759kBtuh-12p5eer | DEER2017 | D17 v2 |  | Any | OfS | 2014 | CZ14 | cWtd | Cap-Tons | 28.24 | 10000 | None | 209 | 0.225 | 0 | 209 | 0.225 | 0 | 209 | 0.225 | 0 | 209 | 0.225 | 0 | DEER:HVAC_Split-Package_AC | Annual | 1719 | 209.4 | 0.2248 | 0 | 209.4 | 0.2248 | 0 | NE-HVAC-airAC-SpltPkg-240to759kBtuh-12p5eer_MZDEER2017AnyOfS2014CZ14cPVVG | 141788 | NE-HVAC-airAC-SpltPkg-240to759kBtuh-12p5eer_SZDEER2017AnyOfS2014CZ14cDXGF | 141787 |  | 211 | 0.217 | 0 | 203 | 0.256 | 0 | 211 | 0.217 | 0 | 203 | 0.256 | 0 | 29.1 | 10000 | 24.8 | 10000
NE-HVAC-airAC-SpltPkg-240to759kBtuh-12p5eer | DEER2017 | D17 v2 |  | Any | OfS | 2014 | CZ15 | cWtd | Cap-Tons | 32.96 | 10000 | None | 338 | 0.238 | 0 | 338 | 0.238 | 0 | 338 | 0.238 | 0 | 338 | 0.238 | 0 | DEER:HVAC_Split-Package_AC | Annual | 1719 | 338.2 | 0.238 | 0 | 338.2 | 0.238 | 0 | NE-HVAC-airAC-SpltPkg-240to759kBtuh-12p5eer_MZDEER2017AnyOfS2014CZ15cPVVG | 141790 | NE-HVAC-airAC-SpltPkg-240to759kBtuh-12p5eer_SZDEER2017AnyOfS2014CZ15cDXGF | 141789 |  | 337 | 0.228 | 0 | 343 | 0.278 | 0 | 337 | 0.228 | 0 | 343 | 0.278 | 0 | 33.9 | 10000 | 29.2 | 10000
NE-HVAC-airAC-SpltPkg-240to759kBtuh-12p5eer | DEER2017 | D17 v2 |  | Any | OfS | 2014 | CZ16 | cWtd | Cap-Tons | 20.78 | 10000 | None | 106 | 0.157 | 0 | 106 | 0.157 | 0 | 106 | 0.157 | 0 | 106 | 0.157 | 0 | DEER:HVAC_Split-Package_AC | Annual | 1719 | 106.3 | 0.157 | 0 | 106.3 | 0.157 | 0 | NE-HVAC-airAC-SpltPkg-240to759kBtuh-12p5eer_MZDEER2017AnyOfS2014CZ16cPVVG | 141792 | NE-HVAC-airAC-SpltPkg-240to759kBtuh-12p5eer_SZDEER2017AnyOfS2014CZ16cDXGF | 141791 |  | 108 | 0.153 | 0 | 99.5 | 0.173 | 0 | 108 | 0.153 | 0 | 99.5 | 0.173 | 0 | 21.5 | 10000 | 17.9 | 10000
NE-HVAC-airAC-SpltPkg-240to759kBtuh-12p5eer | DEER2017 | D17 v2 |  | Any | OfS | New | CZ01 | cWtd | Cap-Tons | 19.38 | 10000 | None | 30 | 0.0723 | 0 | 30 | 0.0723 | 0 | 30 | 0.0723 | 0 | 30 | 0.0723 | 0 | DEER:HVAC_Split-Package_AC | Annual | 1719 | 29.98 | 0.07232 | 0 | 29.98 | 0.07232 | 0 | NE-HVAC-airAC-SpltPkg-240to759kBtuh-12p5eer_MZDEER2017AnyOfSNewCZ01cPVVG | 166610 | NE-HVAC-airAC-SpltPkg-240to759kBtuh-12p5eer_SZDEER2017AnyOfSNewCZ01cDXGF | 166609 |  | 34.9 | 0.0746 | 0 | 10.3 | 0.0632 | 0 | 34.9 | 0.0746 | 0 | 10.3 | 0.0632 | 0 | 20.2 | 10000 | 16.1 | 10000
NE-HVAC-airAC-SpltPkg-240to759kBtuh-12p5eer | DEER2017 | D17 v2 |  | Any | OfS | New | CZ02 | cWtd | Cap-Tons | 24.34 | 10000 | None | 130 | 0.212 | 0 | 130 | 0.212 | 0 | 130 | 0.212 | 0 | 130 | 0.212 | 0 | DEER:HVAC_Split-Package_AC | Annual | 1719 | 130 | 0.2122 | 0 | 130 | 0.2122 | 0 | NE-HVAC-airAC-SpltPkg-240to759kBtuh-12p5eer_MZDEER2017AnyOfSNewCZ02cPVVG | 166612 | NE-HVAC-airAC-SpltPkg-240to759kBtuh-12p5eer_SZDEER2017AnyOfSNewCZ02cDXGF | 166611 |  | 136 | 0.206 | 0 | 106 | 0.237 | 0 | 136 | 0.206 | 0 | 106 | 0.237 | 0 | 25.1 | 10000 | 21.3 | 10000
NE-HVAC-airAC-SpltPkg-240to759kBtuh-12p5eer | DEER2017 | D17 v2 |  | Any | OfS | New | CZ03 | cWtd | Cap-Tons | 21.56 | 10000 | None | 97.8 | 0.147 | 0 | 97.8 | 0.147 | 0 | 97.8 | 0.147 | 0 | 97.8 | 0.147 | 0 | DEER:HVAC_Split-Package_AC | Annual | 1719 | 97.76 | 0.1472 | 0 | 97.76 | 0.1472 | 0 | NE-HVAC-airAC-SpltPkg-240to759kBtuh-12p5eer_MZDEER2017AnyOfSNewCZ03cPVVG | 166614 | NE-HVAC-airAC-SpltPkg-240to759kBtuh-12p5eer_SZDEER2017AnyOfSNewCZ03cDXGF | 166613 |  | 105 | 0.143 | 0 | 68.8 | 0.164 | 0 | 105 | 0.143 | 0 | 68.8 | 0.164 | 0 | 22.4 | 10000 | 18.2 | 10000
NE-HVAC-airAC-SpltPkg-240to759kBtuh-12p5eer | DEER2017 | D17 v2 |  | Any | OfS | New | CZ04 | cWtd | Cap-Tons | 25.42 | 10000 | None | 146 | 0.188 | 0 | 146 | 0.188 | 0 | 146 | 0.188 | 0 | 146 | 0.188 | 0 | DEER:HVAC_Split-Package_AC | Annual | 1719 | 146 | 0.1884 | 0 | 146 | 0.1884 | 0 | NE-HVAC-airAC-SpltPkg-240to759kBtuh-12p5eer_MZDEER2017AnyOfSNewCZ04cPVVG | 166616 | NE-HVAC-airAC-SpltPkg-240to759kBtuh-12p5eer_SZDEER2017AnyOfSNewCZ04cDXGF | 166615 |  | 153 | 0.181 | 0 | 118 | 0.218 | 0 | 153 | 0.181 | 0 | 118 | 0.218 | 0 | 26.3 | 10000 | 21.9 | 10000
NE-HVAC-airAC-SpltPkg-240to759kBtuh-12p5eer | DEER2017 | D17 v2 |  | Any | OfS | New | CZ05 | cWtd | Cap-Tons | 19.98 | 10000 | None | 109 | 0.121 | 0 | 109 | 0.121 | 0 | 109 | 0.121 | 0 | 109 | 0.121 | 0 | DEER:HVAC_Split-Package_AC | Annual | 1719 | 108.72 | 0.1206 | 0 | 108.72 | 0.1206 | 0 | NE-HVAC-airAC-SpltPkg-240to759kBtuh-12p5eer_MZDEER2017AnyOfSNewCZ05cPVVG | 166618 | NE-HVAC-airAC-SpltPkg-240to759kBtuh-12p5eer_SZDEER2017AnyOfSNewCZ05cDXGF | 166617 |  | 117 | 0.118 | 0 | 75.6 | 0.131 | 0 | 117 | 0.118 | 0 | 75.6 | 0.131 | 0 | 20.7 | 10000 | 17.1 | 10000
NE-HVAC-airAC-SpltPkg-240to759kBtuh-12p5eer | DEER2017 | D17 v2 |  | Any | OfS | New | CZ06 | cWtd | Cap-Tons | 23.72 | 10000 | None | 185 | 0.17 | 0 | 185 | 0.17 | 0 | 185 | 0.17 | 0 | 185 | 0.17 | 0 | DEER:HVAC_Split-Package_AC | Annual | 1719 | 184.6 | 0.1696 | 0 | 184.6 | 0.1696 | 0 | NE-HVAC-airAC-SpltPkg-240to759kBtuh-12p5eer_MZDEER2017AnyOfSNewCZ06cPVVG | 166620 | NE-HVAC-airAC-SpltPkg-240to759kBtuh-12p5eer_SZDEER2017AnyOfSNewCZ06cDXGF | 166619 |  | 192 | 0.163 | 0 | 155 | 0.196 | 0 | 192 | 0.163 | 0 | 155 | 0.196 | 0 | 24.6 | 10000 | 20.2 | 10000
NE-HVAC-airAC-SpltPkg-240to759kBtuh-12p5eer | DEER2017 | D17 v2 |  | Any | OfS | New | CZ07 | cWtd | Cap-Tons | 21.2 | 10000 | None | 189 | 0.165 | 0 | 189 | 0.165 | 0 | 189 | 0.165 | 0 | 189 | 0.165 | 0 | DEER:HVAC_Split-Package_AC | Annual | 1719 | 189.4 | 0.1652 | 0 | 189.4 | 0.1652 | 0 | NE-HVAC-airAC-SpltPkg-240to759kBtuh-12p5eer_MZDEER2017AnyOfSNewCZ07cPVVG | 166622 | NE-HVAC-airAC-SpltPkg-240to759kBtuh-12p5eer_SZDEER2017AnyOfSNewCZ07cDXGF | 166621 |  | 196 | 0.159 | 0 | 163 | 0.19 | 0 | 196 | 0.159 | 0 | 163 | 0.19 | 0 | 22 | 10000 | 18 | 10000
NE-HVAC-airAC-SpltPkg-240to759kBtuh-12p5eer | DEER2017 | D17 v2 |  | Any | OfS | New | CZ08 | cWtd | Cap-Tons | 27.82 | 10000 | None | 186 | 0.174 | 0 | 186 | 0.174 | 0 | 186 | 0.174 | 0 | 186 | 0.174 | 0 | DEER:HVAC_Split-Package_AC | Annual | 1719 | 186 | 0.1744 | 0 | 186 | 0.1744 | 0 | NE-HVAC-airAC-SpltPkg-240to759kBtuh-12p5eer_MZDEER2017AnyOfSNewCZ08cPVVG | 166624 | NE-HVAC-airAC-SpltPkg-240to759kBtuh-12p5eer_SZDEER2017AnyOfSNewCZ08cDXGF | 166623 |  | 194 | 0.168 | 0 | 154 | 0.2 | 0 | 194 | 0.168 | 0 | 154 | 0.2 | 0 | 28.8 | 10000 | 23.9 | 10000
NE-HVAC-airAC-SpltPkg-240to759kBtuh-12p5eer | DEER2017 | D17 v2 |  | Any | OfS | New | CZ09 | cWtd | Cap-Tons | 30.5 | 10000 | None | 178 | 0.213 | 0 | 178 | 0.213 | 0 | 178 | 0.213 | 0 | 178 | 0.213 | 0 | DEER:HVAC_Split-Package_AC | Annual | 1719 | 178.4 | 0.2126 | 0 | 178.4 | 0.2126 | 0 | NE-HVAC-airAC-SpltPkg-240to759kBtuh-12p5eer_MZDEER2017AnyOfSNewCZ09cPVVG | 166626 | NE-HVAC-airAC-SpltPkg-240to759kBtuh-12p5eer_SZDEER2017AnyOfSNewCZ09cDXGF | 166625 |  | 186 | 0.205 | 0 | 148 | 0.243 | 0 | 186 | 0.205 | 0 | 148 | 0.243 | 0 | 31.4 | 10000 | 26.9 | 10000
NE-HVAC-airAC-SpltPkg-240to759kBtuh-12p5eer | DEER2017 | D17 v2 |  | Any | OfS | New | CZ10 | cWtd | Cap-Tons | 29.22 | 10000 | None | 200 | 0.234 | 0 | 200 | 0.234 | 0 | 200 | 0.234 | 0 | 200 | 0.234 | 0 | DEER:HVAC_Split-Package_AC | Annual | 1719 | 199.8 | 0.2336 | 0 | 199.8 | 0.2336 | 0 | NE-HVAC-airAC-SpltPkg-240to759kBtuh-12p5eer_MZDEER2017AnyOfSNewCZ10cPVVG | 166628 | NE-HVAC-airAC-SpltPkg-240to759kBtuh-12p5eer_SZDEER2017AnyOfSNewCZ10cDXGF | 166627 |  | 206 | 0.225 | 0 | 175 | 0.268 | 0 | 206 | 0.225 | 0 | 175 | 0.268 | 0 | 30.1 | 10000 | 25.7 | 10000
NE-HVAC-airAC-SpltPkg-240to759kBtuh-12p5eer | DEER2017 | D17 v2 |  | Any | OfS | New | CZ11 | cWtd | Cap-Tons | 28.26 | 10000 | None | 197 | 0.22 | 0 | 197 | 0.22 | 0 | 197 | 0.22 | 0 | 197 | 0.22 | 0 | DEER:HVAC_Split-Package_AC | Annual | 1719 | 197.2 | 0.2196 | 0 | 197.2 | 0.2196 | 0 | NE-HVAC-airAC-SpltPkg-240to759kBtuh-12p5eer_MZDEER2017AnyOfSNewCZ11cPVVG | 166630 | NE-HVAC-airAC-SpltPkg-240to759kBtuh-12p5eer_SZDEER2017AnyOfSNewCZ11cDXGF | 166629 |  | 199 | 0.213 | 0 | 190 | 0.246 | 0 | 199 | 0.213 | 0 | 190 | 0.246 | 0 | 29.1 | 10000 | 24.9 | 10000