## Intro
DEER2017 DEER Update
Single-family calibration
Sheet | Description
SFm_ip_results | Includes: | Basecase simulation data imported from MASControl2 processing
CalcWts |  | Calculation process utilizing Excel Solver feature to find best fit to target heating and cooling values
The best fit of three methodologies is used for the final results.
2017TstatSetting |  | This sheet lists the final heating and cooling thermostat setting used for the DEER2017 Multi-family prototypes
2017TstatWeights |  | This sheet lists the final weights applied to the results for the 5 thermostat scenarios to arrive at the target heating and cooling values.
Updates: | 2016-07-20 | Updated based on corrections to the baseline simulation models.

## SFm_ip_results
This tab contains the output from the DEER2017 simulation processing for the single-family Initialized Prototypes (base case models)
Index | bldgtype | bldgvint | bldgloc | bldghvac | tstat | kwh_tot | kwh_ltg | kwh_task | kwh_equip | kwh_htg | kwh_clg | kwh_twr | kwh_aux | kwh_vent | kwh_venthtg | kwh_ventclg | kwh_refg | kwh_hpsup | kwh_shw | kwh_ext | thm_tot | thm_equip | thm_htg | thm_shw | kwpp_tot | kwpp_ltg | kwpp_equip | kwpp_equip
SFm1975CZ011 | SFm | 1975 | CZ01 | rDXGF | 1 | 5114.61 | 1826.77 | 0 | 3238.27 | 0 | 0 | 0 | 13.3033 | 36.2681 | 36.2681 | 0 | 0 | 0 | 0 | 0 | 420.532 | 117.899 | 74.8651 | 227.768 | 0.52299 | 0.16147 | 0.36152
SFm1975CZ012 | SFm | 1975 | CZ01 | rDXGF | 2 | 5283.57 | 1826.77 | 0 | 3266.36 | 0 | 0 | 0 | 50.2991 | 140.141 | 140.141 | 0 | 0 | 0 | 0 | 0 | 621.311 | 117.899 | 277.676 | 225.736 | 0.52319 | 0.16147 | 0.36172
SFm1975CZ013 | SFm | 1975 | CZ01 | rDXGF | 3 | 5818.82 | 1826.77 | 0 | 3352.56 | 0 | 0 | 0 | 167.508 | 471.972 | 471.972 | 0 | 0 | 0 | 0 | 0 | 1229.82 | 117.899 | 892.497 | 219.421 | 0.52808 | 0.16147 | 0.36661
SFm1975CZ014 | SFm | 1975 | CZ01 | rDXGF | 4 | 5879.31 | 1826.77 | 0 | 3361.1 | 0 | 0 | 0 | 180.257 | 511.169 | 511.169 | 0 | 0 | 0 | 0 | 0 | 1268.96 | 117.899 | 932.269 | 218.787 | 0.52946 | 0.16147 | 0.36799
SFm1975CZ015 | SFm | 1975 | CZ01 | rDXGF | 5 | 5750.96 | 1826.77 | 0 | 3341.36 | 0 | 0 | 0 | 152.348 | 430.48 | 430.48 | 0 | 0 | 0 | 0 | 0 | 1138.96 | 117.899 | 800.81 | 220.246 | 0.52777 | 0.16147 | 0.36629
SFm1975CZ021 | SFm | 1975 | CZ02 | rDXGF | 1 | 5778.3 | 1826.77 | 0 | 3363.38 | 0 | 352.197 | 0 | 32.8794 | 203.069 | 163.827 | 39.2419 | 0 | 0 | 0 | 0 | 658.381 | 117.899 | 337.304 | 203.178 | 2.2772 | 0.14744 | 0.37903
SFm1975CZ022 | SFm | 1975 | CZ02 | rDXGF | 2 | 5793.56 | 1826.77 | 0 | 3334.98 | 0 | 485.414 | 0 | 13.9746 | 132.424 | 69.0966 | 63.3274 | 0 | 0 | 0 | 0 | 473.56 | 117.899 | 150.394 | 205.267 | 0.96393 | 0.14744 | 0.3813
SFm1975CZ023 | SFm | 1975 | CZ02 | rDXGF | 3 | 5588.24 | 1826.77 | 0 | 3352.69 | 0 | 235.061 | 0 | 24.4912 | 149.224 | 121.754 | 27.4698 | 0 | 0 | 0 | 0 | 577.246 | 117.899 | 255.393 | 203.954 | 1.2659 | 0.14744 | 0.38192
SFm1975CZ024 | SFm | 1975 | CZ02 | rDXGF | 4 | 5432.39 | 1826.77 | 0 | 3343.17 | 0 | 144.609 | 0 | 17.1815 | 100.655 | 85.1508 | 15.5037 | 0 | 0 | 0 | 0 | 505.362 | 117.899 | 182.819 | 204.644 | 1.4442 | 0.14744 | 0.38209
SFm1975CZ025 | SFm | 1975 | CZ02 | rDXGF | 5 | 5736.74 | 1826.77 | 0 | 3378.9 | 0 | 244.047 | 0 | 43.3536 | 243.659 | 217.207 | 26.4523 | 0 | 0 | 0 | 0 | 749.153 | 117.899 | 429.227 | 202.026 | 2.0246 | 0.14744 | 0.38017
SFm1985CZ011 | SFm | 1985 | CZ01 | rDXGF | 1 | 5873.62 | 2077.17 | 0 | 3782.1 | 0 | 0 | 0 | 4.6081 | 9.7407 | 9.7407 | 0 | 0 | 0 | 0 | 0 | 364.299 | 117.899 | 20.1669 | 226.233 | 0.60158 | 0.1836 | 0.41797
SFm1985CZ012 | SFm | 1985 | CZ01 | rDXGF | 2 | 6449.4 | 2077.17 | 0 | 3868.51 | 0 | 0 | 0 | 156.142 | 347.574 | 347.574 | 0 | 0 | 0 | 0 | 0 | 973.035 | 117.899 | 635.216 | 219.919 | 0.60551 | 0.1836 | 0.4219
SFm1985CZ013 | SFm | 1985 | CZ01 | rDXGF | 3 | 6501.08 | 2077.17 | 0 | 3876.63 | 0 | 0 | 0 | 169.971 | 377.307 | 377.307 | 0 | 0 | 0 | 0 | 0 | 1041.65 | 117.899 | 704.434 | 219.32 | 0.60569 | 0.1836 | 0.42208
SFm1985CZ014 | SFm | 1985 | CZ01 | rDXGF | 4 | 5993.42 | 2077.17 | 0 | 3800.61 | 0 | 0 | 0 | 36.3648 | 79.2808 | 79.2808 | 0 | 0 | 0 | 0 | 0 | 498.22 | 117.899 | 155.427 | 224.893 | 0.60159 | 0.1836 | 0.41797
SFm1985CZ015 | SFm | 1985 | CZ01 | rDXGF | 5 | 6269.13 | 2077.17 | 0 | 3842.44 | 0 | 0 | 0 | 109.09 | 240.426 | 240.426 | 0 | 0 | 0 | 0 | 0 | 797.035 | 117.899 | 457.298 | 221.838 | 0.60327 | 0.1836 | 0.41966
SFm1985CZ021 | SFm | 1985 | CZ02 | rDXGF | 1 | 6799.61 | 2077.17 | 0 | 3904.28 | 0 | 556.422 | 0 | 42.0005 | 219.731 | 154.954 | 64.7772 | 0 | 0 | 0 | 0 | 619.689 | 117.899 | 300.149 | 201.64 | 2.8523 | 0.16766 | 0.43229
SFm1985CZ022 | SFm | 1985 | CZ02 | rDXGF | 2 | 6286.02 | 2077.17 | 0 | 3870.24 | 0 | 270.305 | 0 | 8.2768 | 60.0277 | 30.0664 | 29.9614 | 0 | 0 | 0 | 0 | 387 | 117.899 | 64.9718 | 204.128 | 2.348 | 0.16766 | 0.43478
SFm1985CZ023 | SFm | 1985 | CZ02 | rDXGF | 3 | 6689.69 | 2077.17 | 0 | 3908.86 | 0 | 433.909 | 0 | 45.1252 | 224.623 | 166.118 | 58.5055 | 0 | 0 | 0 | 0 | 648.212 | 117.899 | 329.016 | 201.296 | 0.91666 | 0.16766 | 0.43656
SFm1985CZ024 | SFm | 1985 | CZ02 | rDXGF | 4 | 6302.18 | 2077.17 | 0 | 3908.89 | 0 | 110.192 | 0 | 41.3868 | 164.542 | 152.66 | 11.8822 | 0 | 0 | 0 | 0 | 616.555 | 117.899 | 297.37 | 201.285 | 1.4282 | 0.16766 | 0.43753
SFm1985CZ025 | SFm | 1985 | CZ02 | rDXGF | 5 | 6250.44 | 2077.17 | 0 | 3921.32 | 0 | 0.82006 | 0 | 53.3898 | 197.734 | 197.653 | 0.081066 | 0 | 0 | 0 | 0 | 693.396 | 117.899 | 375.134 | 200.362 | 0.61186 | 0.16766 | 0.43964
SFm1996CZ011 | SFm | 1996 | CZ01 | rDXGF | 1 | 6594.69 | 2308.37 | 0 | 4275.61 | 0 | 0 | 0 | 2.8618 | 7.8433 | 7.8433 | 0 | 0 | 0 | 0 | 0 | 360.288 | 117.899 | 16.9508 | 225.438 | 0.67531 | 0.20405 | 0.47127
SFm1996CZ012 | SFm | 1996 | CZ01 | rDXGF | 2 | 7097.31 | 2308.37 | 0 | 4360.67 | 0 | 0 | 0 | 107.968 | 320.303 | 320.303 | 0 | 0 | 0 | 0 | 0 | 941.898 | 117.899 | 604.788 | 219.211 | 0.67991 | 0.20405 | 0.47492
SFm1996CZ013 | SFm | 1996 | CZ01 | rDXGF | 3 | 6692.52 | 2308.37 | 0 | 4292.28 | 0 | 0 | 0 | 23.6517 | 68.224 | 68.224 | 0 | 0 | 0 | 0 | 0 | 480.961 | 117.899 | 138.831 | 224.231 | 0.67531 | 0.20405 | 0.47127
SFm1996CZ014 | SFm | 1996 | CZ01 | rDXGF | 4 | 7086.8 | 2308.37 | 0 | 4357.42 | 0 | 0 | 0 | 106.167 | 314.842 | 314.842 | 0 | 0 | 0 | 0 | 0 | 929.386 | 117.899 | 592.033 | 219.454 | 0.67871 | 0.20405 | 0.47466
SFm1996CZ015 | SFm | 1996 | CZ01 | rDXGF | 5 | 7123.12 | 2308.37 | 0 | 4363.6 | 0 | 0 | 0 | 113.945 | 337.207 | 337.207 | 0 | 0 | 0 | 0 | 0 | 986.268 | 117.899 | 649.369 | 218.999 | 0.67881 | 0.20405 | 0.47475
SFm1996CZ021 | SFm | 1996 | CZ02 | rDXGF | 1 | 7732.57 | 2308.37 | 0 | 4382.71 | 0 | 770.594 | 0 | 30.4931 | 240.402 | 151.09 | 89.3123 | 0 | 0 | 0 | 0 | 625.571 | 117.899 | 305.725 | 201.947 | 3.5497 | 0.18632 | 0.48341
SFm1996CZ022 | SFm | 1996 | CZ02 | rDXGF | 2 | 7420.21 | 2308.37 | 0 | 4392.71 | 0 | 453.566 | 0 | 35.9238 | 229.639 | 178.709 | 50.9296 | 0 | 0 | 0 | 0 | 671.86 | 117.899 | 352.765 | 201.195 | 2.888 | 0.18632 | 0.48607
SFm1996CZ023 | SFm | 1996 | CZ02 | rDXGF | 3 | 7516.79 | 2308.37 | 0 | 4377.16 | 0 | 601.696 | 0 | 25.1334 | 204.431 | 124.146 | 80.2857 | 0 | 0 | 0 | 0 | 576.362 | 117.899 | 256.115 | 202.347 | 1.2407 | 0.18632 | 0.48861
SFm1996CZ024 | SFm | 1996 | CZ02 | rDXGF | 4 | 6861.41 | 2308.37 | 0 | 4349.05 | 0 | 179.202 | 0 | 0.96126 | 23.8221 | 4.5308 | 19.2913 | 0 | 0 | 0 | 0 | 332.676 | 117.899 | 10.3919 | 204.384 | 1.9547 | 0.18632 | 0.48947
SFm1996CZ025 | SFm | 1996 | CZ02 | rDXGF | 5 | 6718.75 | 2308.37 | 0 | 4360.29 | 0 | 2.2048 | 0 | 8.1401 | 39.744 | 39.5273 | 0.21673 | 0 | 0 | 0 | 0 | 407.896 | 117.899 | 86.434 | 203.562 | 0.69105 | 0.18632 | 0.49294
SFm2003CZ011 | SFm | 2003 | CZ01 | rDXGF | 1 | 6848.49 | 2390.45 | 0 | 4447.06 | 0 | 0 | 0 | 2.8546 | 8.1221 | 8.1221 | 0 | 0 | 0 | 0 | 0 | 357.14 | 117.899 | 17.5629 | 221.677 | 0.70072 | 0.21129 | 0.48942
SFm2003CZ012 | SFm | 2003 | CZ01 | rDXGF | 2 | 7388.16 | 2390.45 | 0 | 4535.01 | 0 | 0 | 0 | 113.464 | 349.232 | 349.232 | 0 | 0 | 0 | 0 | 0 | 1006.23 | 117.899 | 672.761 | 215.568 | 0.70422 | 0.21129 | 0.49291
SFm2003CZ013 | SFm | 2003 | CZ01 | rDXGF | 3 | 6948.28 | 2390.45 | 0 | 4463.71 | 0 | 0 | 0 | 23.544 | 70.5767 | 70.5767 | 0 | 0 | 0 | 0 | 0 | 482.121 | 117.899 | 143.689 | 220.533 | 0.70072 | 0.21129 | 0.48943
SFm2003CZ014 | SFm | 2003 | CZ01 | rDXGF | 4 | 7183.29 | 2390.45 | 0 | 4502.19 | 0 | 0 | 0 | 71.7549 | 218.898 | 218.897 | 0 | 0 | 0 | 0 | 0 | 765.515 | 117.899 | 429.752 | 217.863 | 0.7021 | 0.21129 | 0.4908
SFm2003CZ015 | SFm | 2003 | CZ01 | rDXGF | 5 | 7272.02 | 2390.45 | 0 | 4517.14 | 0 | 0 | 0 | 89.622 | 274.801 | 274.801 | 0 | 0 | 0 | 0 | 0 | 866.62 | 117.899 | 531.903 | 216.817 | 0.70291 | 0.21129 | 0.49161
SFm2003CZ021 | SFm | 2003 | CZ02 | rDXGF | 1 | 6745.34 | 2113 | 0 | 3930.8 | 0 | 571.709 | 0 | 15.9486 | 113.892 | 46.6144 | 67.2777 | 0 | 0 | 0 | 0 | 415.469 | 117.899 | 95.8345 | 201.735 | 3.0567 | 0.17055 | 0.43793
SFm2003CZ022 | SFm | 2003 | CZ02 | rDXGF | 2 | 6836.71 | 2113 | 0 | 3985.2 | 0 | 383.866 | 0 | 77.8695 | 276.779 | 232.457 | 44.3219 | 0 | 0 | 0 | 0 | 745.303 | 117.899 | 429.483 | 197.921 | 2.431 | 0.17055 | 0.44034
SFm2003CZ023 | SFm | 2003 | CZ02 | rDXGF | 3 | 6478.13 | 2113 | 0 | 3959.77 | 0 | 204.053 | 0 | 45.0915 | 156.216 | 133.457 | 22.7593 | 0 | 0 | 0 | 0 | 579.069 | 117.899 | 261.474 | 199.695 | 1.892 | 0.17055 | 0.44268
SFm2003CZ024 | SFm | 2003 | CZ02 | rDXGF | 4 | 6642.53 | 2113 | 0 | 3967.13 | 0 | 305.146 | 0 | 54.3978 | 202.861 | 161.465 | 41.396 | 0 | 0 | 0 | 0 | 628.957 | 117.899 | 311.873 | 199.184 | 0.80106 | 0.17055 | 0.44447
SFm2003CZ025 | SFm | 2003 | CZ02 | rDXGF | 5 | 6174.97 | 2113 | 0 | 3923.3 | 0 | 116.528 | 0 | 2.1525 | 19.9899 | 6.1395 | 13.8504 | 0 | 0 | 0 | 0 | 333.402 | 117.899 | 13.2889 | 202.213 | 1.0413 | 0.17055 | 0.4452
SFm2007CZ011 | SFm | 2007 | CZ01 | rDXGF | 1 | 6899.72 | 2390.45 | 0 | 4431.88 | 0 | 0 | 0 | 20.1984 | 57.1809 | 57.1809 | 0 | 0 | 0 | 0 | 0 | 433.964 | 100.634 | 123.697 | 209.633 | 0.6961 | 0.21129 | 0.4848
SFm2007CZ012 | SFm | 2007 | CZ01 | rDXGF | 2 | 7260.24 | 2390.45 | 0 | 4496.12 | 0 | 0 | 0 | 95.048 | 278.619 | 278.619 | 0 | 0 | 0 | 0 | 0 | 860.366 | 100.634 | 554.031 | 205.7 | 0.6994 | 0.21129 | 0.4881
SFm2007CZ013 | SFm | 2007 | CZ01 | rDXGF | 3 | 6814.85 | 2390.45 | 0 | 4416.27 | 0 | 0 | 0 | 2.2174 | 5.9108 | 5.9108 | 0 | 0 | 0 | 0 | 0 | 324.843 | 100.634 | 13.631 | 210.578 | 0.6961 | 0.21129 | 0.48479
SFm2007CZ014 | SFm | 2007 | CZ01 | rDXGF | 4 | 7273.35 | 2390.45 | 0 | 4499.78 | 0 | 0 | 0 | 97.3818 | 285.738 | 285.738 | 0 | 0 | 0 | 0 | 0 | 875.478 | 100.634 | 569.371 | 205.472 | 0.7006 | 0.21129 | 0.48844
SFm2007CZ015 | SFm | 2007 | CZ01 | rDXGF | 5 | 7292.13 | 2390.45 | 0 | 4501.99 | 0 | 0 | 0 | 101.839 | 297.85 | 297.85 | 0 | 0 | 0 | 0 | 0 | 913.643 | 100.634 | 607.67 | 205.339 | 0.6995 | 0.21129 | 0.4882
SFm2007CZ021 | SFm | 2007 | CZ02 | rDXGF | 1 | 7074.47 | 2113 | 0 | 3926.08 | 0 | 729.415 | 0 | 50.213 | 255.77 | 141.888 | 113.883 | 0 | 0 | 0 | 0 | 580.152 | 100.634 | 289.767 | 189.751 | 2.5398 | 0.17055 | 0.43022
SFm2007CZ022 | SFm | 2007 | CZ02 | rDXGF | 2 | 6705.86 | 2113 | 0 | 3937.09 | 0 | 377.379 | 0 | 58.0343 | 220.361 | 164.416 | 55.9453 | 0 | 0 | 0 | 0 | 616.823 | 100.634 | 327.157 | 189.032 | 2.3094 | 0.17055 | 0.43297
SFm2007CZ023 | SFm | 2007 | CZ02 | rDXGF | 3 | 6476.03 | 2113 | 0 | 3923.69 | 0 | 246.096 | 0 | 41.259 | 151.987 | 116.16 | 35.8275 | 0 | 0 | 0 | 0 | 531.667 | 100.634 | 241.191 | 189.842 | 1.8416 | 0.17055 | 0.43544
SFm2007CZ024 | SFm | 2007 | CZ02 | rDXGF | 4 | 6319.14 | 2113 | 0 | 3925.74 | 0 | 108.054 | 0 | 41.2589 | 131.08 | 116.159 | 14.9217 | 0 | 0 | 0 | 0 | 531.532 | 100.634 | 241.189 | 189.708 | 1.516 | 0.17055 | 0.43786
SFm2007CZ025 | SFm | 2007 | CZ02 | rDXGF | 5 | 6384.8 | 2113 | 0 | 3934.07 | 0 | 127.649 | 0 | 50.2149 | 159.865 | 141.894 | 17.9711 | 0 | 0 | 0 | 0 | 579.605 | 100.634 | 289.775 | 189.196 | 1.4556 | 0.17055 | 0.43777
SFm1975CZ031 | SFm | 1975 | CZ03 | rDXGF | 1 | 5632.2 | 1826.77 | 0 | 3367.6 | 0 | 153.02 | 0 | 53.2417 | 231.564 | 211.966 | 19.5984 | 0 | 0 | 0 | 0 | 745.233 | 117.899 | 423.624 | 203.71 | 1.6157 | 0.14744 | 0.37094
SFm1975CZ032 | SFm | 1975 | CZ03 | rDXGF | 2 | 5305.76 | 1826.77 | 0 | 3321.79 | 0 | 94.4582 | 0 | 10.3557 | 52.3792 | 40.4325 | 11.9467 | 0 | 0 | 0 | 0 | 413.075 | 117.899 | 88.108 | 207.067 | 1.1724 | 0.14744 | 0.37268
SFm1975CZ033 | SFm | 1975 | CZ03 | rDXGF | 3 | 5407.18 | 1826.77 | 0 | 3347.74 | 0 | 57.635 | 0 | 33.8478 | 141.19 | 134.053 | 7.1373 | 0 | 0 | 0 | 0 | 598.46 | 117.899 | 275.392 | 205.168 | 0.95862 | 0.14744 | 0.37347
SFm1975CZ034 | SFm | 1975 | CZ03 | rDXGF | 4 | 5604.71 | 1826.77 | 0 | 3362.52 | 0 | 153.207 | 0 | 48.5452 | 213.657 | 194.036 | 19.6212 | 0 | 0 | 0 | 0 | 698.194 | 117.899 | 376.211 | 204.084 | 1.6149 | 0.14744 | 0.37094
SFm1975CZ035 | SFm | 1975 | CZ03 | rDXGF | 5 | 5522.94 | 1826.77 | 0 | 3353.53 | 0 | 130.143 | 0 | 39.4227 | 173.074 | 156.439 | 16.6349 | 0 | 0 | 0 | 0 | 637.64 | 117.899 | 314.996 | 204.745 | 1.3791 | 0.14744 | 0.37184
SFm1975CZ041 | SFm | 1975 | CZ04 | rDXGF | 1 | 6011.64 | 1826.77 | 0 | 3348.05 | 0 | 695.983 | 0 | 11.9435 | 128.889 | 44.3002 | 84.5891 | 0 | 0 | 0 | 0 | 407.906 | 117.899 | 91.7535 | 198.253 | 2.978 | 0.16147 | 0.37719
SFm1975CZ042 | SFm | 1975 | CZ04 | rDXGF | 2 | 5737.04 | 1826.77 | 0 | 3373.34 | 0 | 340.077 | 0 | 33.024 | 163.821 | 124.413 | 39.4082 | 0 | 0 | 0 | 0 | 562.304 | 117.899 | 248.016 | 196.389 | 2.6096 | 0.16147 | 0.37996
SFm1975CZ043 | SFm | 1975 | CZ04 | rDXGF | 3 | 5854.64 | 1826.77 | 0 | 3379.64 | 0 | 410.495 | 0 | 39.6364 | 198.096 | 149.623 | 48.4725 | 0 | 0 | 0 | 0 | 608.688 | 117.899 | 294.861 | 195.927 | 2.5257 | 0.16147 | 0.3799
SFm1975CZ044 | SFm | 1975 | CZ04 | rDXGF | 4 | 6118.55 | 1826.77 | 0 | 3384.37 | 0 | 606.565 | 0 | 45.7182 | 255.122 | 173.049 | 82.0728 | 0 | 0 | 0 | 0 | 649.414 | 117.899 | 335.935 | 195.58 | 1.3172 | 0.16147 | 0.38303
SFm1975CZ045 | SFm | 1975 | CZ04 | rDXGF | 5 | 5491.93 | 1826.77 | 0 | 3341.94 | 0 | 278.855 | 0 | 2.2575 | 42.1059 | 8.081 | 34.0249 | 0 | 0 | 0 | 0 | 333.488 | 117.899 | 16.9093 | 198.679 | 1.5752 | 0.16147 | 0.38345
SFm1985CZ031 | SFm | 1985 | CZ03 | rDXGF | 1 | 6564.31 | 2077.17 | 0 | 3907.02 | 0 | 280.946 | 0 | 65.2554 | 233.909 | 196.097 | 37.8126 | 0 | 0 | 0 | 0 | 701.017 | 117.899 | 380.908 | 202.21 | 1.8389 | 0.16766 | 0.42556
SFm1985CZ032 | SFm | 1985 | CZ03 | rDXGF | 2 | 6266.81 | 2077.17 | 0 | 3891.13 | 0 | 105.999 | 0 | 44.7436 | 147.762 | 134.12 | 13.6428 | 0 | 0 | 0 | 0 | 579.836 | 117.899 | 258.556 | 203.38 | 1.382 | 0.16766 | 0.42745
SFm1985CZ033 | SFm | 1985 | CZ03 | rDXGF | 3 | 6116.81 | 2077.17 | 0 | 3875.85 | 0 | 54.9389 | 0 | 25.6993 | 83.1522 | 76.1862 | 6.966 | 0 | 0 | 0 | 0 | 477.404 | 117.899 | 155 | 204.505 | 0.9058 | 0.16766 | 0.4288
SFm1985CZ034 | SFm | 1985 | CZ03 | rDXGF | 4 | 6243.99 | 2077.17 | 0 | 3904.49 | 0 | 17.4333 | 0 | 60.456 | 184.442 | 182.281 | 2.1613 | 0 | 0 | 0 | 0 | 664.582 | 117.899 | 344.294 | 202.389 | 0.64839 | 0.16766 | 0.42938
SFm1985CZ035 | SFm | 1985 | CZ03 | rDXGF | 5 | 6183.4 | 2077.17 | 0 | 3894.46 | 0 | 18.5355 | 0 | 47.8453 | 145.379 | 143.07 | 2.3088 | 0 | 0 | 0 | 0 | 603.622 | 117.899 | 282.591 | 203.132 | 0.6459 | 0.16766 | 0.42937
SFm1985CZ041 | SFm | 1985 | CZ04 | rDXGF | 1 | 8196 | 2077.17 | 0 | 3913.52 | 0 | 1756.03 | 0 | 55.0145 | 394.257 | 163.326 | 230.931 | 0 | 0 | 0 | 0 | 617.04 | 117.899 | 304.153 | 194.987 | 3.4796 | 0.1836 | 0.4282
SFm1985CZ042 | SFm | 1985 | CZ04 | rDXGF | 2 | 7056.44 | 2077.17 | 0 | 3880.49 | 0 | 957.255 | 0 | 5.3396 | 136.186 | 15.2765 | 120.91 | 0 | 0 | 0 | 0 | 346.456 | 117.899 | 31.158 | 197.398 | 3.3784 | 0.1836 | 0.43083
SFm1985CZ043 | SFm | 1985 | CZ04 | rDXGF | 3 | 6941.9 | 2077.17 | 0 | 3913.85 | 0 | 692.251 | 0 | 43.8402 | 214.79 | 129.207 | 85.5825 | 0 | 0 | 0 | 0 | 562.501 | 117.899 | 249.663 | 194.938 | 2.9329 | 0.1836 | 0.43299
SFm1985CZ044 | SFm | 1985 | CZ04 | rDXGF | 4 | 6507 | 2077.17 | 0 | 3914.17 | 0 | 323.976 | 0 | 38.8232 | 152.855 | 114.58 | 38.2755 | 0 | 0 | 0 | 0 | 532.286 | 117.899 | 219.48 | 194.906 | 2.5388 | 0.1836 | 0.43562
SFm1985CZ045 | SFm | 1985 | CZ04 | rDXGF | 5 | 6582.21 | 2077.17 | 0 | 3914.52 | 0 | 380.641 | 0 | 41.5682 | 168.303 | 122.758 | 45.5454 | 0 | 0 | 0 | 0 | 545.175 | 117.899 | 232.393 | 194.883 | 2.4666 | 0.1836 | 0.43554
SFm1996CZ031 | SFm | 1996 | CZ03 | rDXGF | 1 | 7033.26 | 2308.37 | 0 | 4382.14 | 0 | 181.489 | 0 | 27.1433 | 134.115 | 110.653 | 23.462 | 0 | 0 | 0 | 0 | 541.652 | 117.899 | 221.072 | 202.681 | 1.8283 | 0.18632 | 0.47919
SFm1996CZ032 | SFm | 1996 | CZ03 | rDXGF | 2 | 7059.95 | 2308.37 | 0 | 4394.5 | 0 | 145.72 | 0 | 37.6583 | 173.7 | 154.979 | 18.7213 | 0 | 0 | 0 | 0 | 622.826 | 117.899 | 303.162 | 201.764 | 1.5793 | 0.18632 | 0.48013
SFm1996CZ033 | SFm | 1996 | CZ03 | rDXGF | 3 | 6885.46 | 2308.37 | 0 | 4374.8 | 0 | 90.0441 | 0 | 20.0291 | 92.2247 | 80.9056 | 11.3191 | 0 | 0 | 0 | 0 | 488.681 | 117.899 | 167.561 | 203.221 | 1.3704 | 0.18632 | 0.48104
SFm1996CZ034 | SFm | 1996 | CZ03 | rDXGF | 4 | 6952.63 | 2308.37 | 0 | 4384.48 | 0 | 101.781 | 0 | 28.6292 | 129.366 | 116.465 | 12.9013 | 0 | 0 | 0 | 0 | 559.845 | 117.899 | 239.439 | 202.506 | 1.3574 | 0.18632 | 0.48104
SFm1996CZ035 | SFm | 1996 | CZ03 | rDXGF | 5 | 6875.06 | 2308.37 | 0 | 4368.42 | 0 | 109.241 | 0 | 14.8179 | 74.2039 | 59.2415 | 14.9625 | 0 | 0 | 0 | 0 | 447.214 | 117.899 | 125.624 | 203.691 | 0.79369 | 0.18632 | 0.48209
SFm1996CZ041 | SFm | 1996 | CZ04 | rDXGF | 1 | 7702.27 | 2308.37 | 0 | 4409.97 | 0 | 742.87 | 0 | 29.7545 | 211.302 | 118.889 | 92.4134 | 0 | 0 | 0 | 0 | 543.569 | 117.899 | 231.762 | 193.908 | 3.0055 | 0.20405 | 0.48657
SFm1996CZ042 | SFm | 1996 | CZ04 | rDXGF | 2 | 7523.2 | 2308.37 | 0 | 4406.47 | 0 | 604.492 | 0 | 25.3403 | 178.526 | 100.754 | 77.7723 | 0 | 0 | 0 | 0 | 509.932 | 117.899 | 197.868 | 194.165 | 2.3422 | 0.20405 | 0.48914
SFm1996CZ043 | SFm | 1996 | CZ04 | rDXGF | 3 | 7436.45 | 2308.37 | 0 | 4411.82 | 0 | 509.192 | 0 | 29.473 | 177.598 | 117.269 | 60.3294 | 0 | 0 | 0 | 0 | 547.256 | 117.899 | 235.588 | 193.768 | 3.2264 | 0.20405 | 0.48673
SFm1996CZ044 | SFm | 1996 | CZ04 | rDXGF | 4 | 7637.41 | 2308.37 | 0 | 4406.11 | 0 | 706.5 | 0 | 26.4333 | 190.001 | 104.886 | 85.1154 | 0 | 0 | 0 | 0 | 523.219 | 117.899 | 211.124 | 194.195 | 3.3558 | 0.20405 | 0.4853
SFm1996CZ045 | SFm | 1996 | CZ04 | rDXGF | 5 | 7735.89 | 2308.37 | 0 | 4397.21 | 0 | 825.666 | 0 | 18.4456 | 186.2 | 72.4759 | 113.724 | 0 | 0 | 0 | 0 | 460.675 | 117.899 | 147.924 | 194.851 | 1.6533 | 0.20405 | 0.49008
SFm2003CZ031 | SFm | 2003 | CZ03 | rDXGF | 1 | 7366.64 | 2390.45 | 0 | 4565.67 | 0 | 188.47 | 0 | 37.4673 | 184.581 | 160.216 | 24.3646 | 0 | 0 | 0 | 0 | 629.847 | 117.899 | 313.491 | 198.456 | 1.8978 | 0.19293 | 0.49734
SFm2003CZ032 | SFm | 2003 | CZ03 | rDXGF | 2 | 7083.02 | 2390.45 | 0 | 4532.1 | 0 | 105.186 | 0 | 8.2323 | 47.0538 | 33.7229 | 13.3308 | 0 | 0 | 0 | 0 | 392.353 | 117.899 | 73.6461 | 200.808 | 1.4066 | 0.19293 | 0.49918
SFm2003CZ033 | SFm | 2003 | CZ03 | rDXGF | 3 | 7141.9 | 2390.45 | 0 | 4556.36 | 0 | 41.1905 | 0 | 28.4763 | 125.425 | 120.334 | 5.0918 | 0 | 0 | 0 | 0 | 564.504 | 117.899 | 247.495 | 199.109 | 0.89614 | 0.19293 | 0.50048
SFm2003CZ034 | SFm | 2003 | CZ03 | rDXGF | 4 | 7240.67 | 2390.45 | 0 | 4555.67 | 0 | 129.309 | 0 | 28.4761 | 136.763 | 120.331 | 16.4317 | 0 | 0 | 0 | 0 | 564.545 | 117.899 | 247.486 | 199.16 | 1.6613 | 0.19293 | 0.49831
SFm2003CZ035 | SFm | 2003 | CZ03 | rDXGF | 5 | 7191.18 | 2390.45 | 0 | 4550.04 | 0 | 113.355 | 0 | 23.4082 | 113.92 | 98.3913 | 15.5284 | 0 | 0 | 0 | 0 | 521.855 | 117.899 | 204.402 | 199.554 | 0.82354 | 0.19293 | 0.50024
SFm2003CZ041 | SFm | 2003 | CZ04 | rDXGF | 1 | 9028.49 | 2390.45 | 0 | 4552.19 | 0 | 1677.49 | 0 | 37.0329 | 371.318 | 157.942 | 213.375 | 0 | 0 | 0 | 0 | 620.667 | 117.899 | 309.973 | 192.795 | 4.0197 | 0.21129 | 0.49612
SFm2003CZ042 | SFm | 2003 | CZ04 | rDXGF | 2 | 8066.37 | 2390.45 | 0 | 4544.69 | 0 | 892.216 | 0 | 24.8976 | 214.115 | 105.278 | 108.837 | 0 | 0 | 0 | 0 | 525.057 | 117.899 | 213.862 | 193.296 | 3.7647 | 0.21129 | 0.49904
SFm2003CZ043 | SFm | 2003 | CZ04 | rDXGF | 3 | 7831.1 | 2390.45 | 0 | 4561.54 | 0 | 604.612 | 0 | 38.4367 | 236.055 | 163.821 | 72.2341 | 0 | 0 | 0 | 0 | 626.494 | 117.899 | 316.488 | 192.107 | 3.154 | 0.21129 | 0.50167
SFm2003CZ044 | SFm | 2003 | CZ04 | rDXGF | 4 | 7226.04 | 2390.45 | 0 | 4524.1 | 0 | 276.167 | 0 | 0.7608 | 34.5652 | 3.0509 | 31.5143 | 0 | 0 | 0 | 0 | 319.137 | 117.899 | 6.5308 | 194.707 | 2.7066 | 0.21129 | 0.50444
SFm2003CZ045 | SFm | 2003 | CZ04 | rDXGF | 5 | 7315.73 | 2390.45 | 0 | 4530.25 | 0 | 322.405 | 0 | 6.8638 | 65.7616 | 28.4516 | 37.31 | 0 | 0 | 0 | 0 | 372.128 | 117.899 | 59.9439 | 194.284 | 2.5899 | 0.21129 | 0.50435
SFm2007CZ031 | SFm | 2007 | CZ03 | rDXGF | 1 | 7230.1 | 2390.45 | 0 | 4478.3 | 0 | 289.598 | 0 | 4.5473 | 67.2054 | 17.979 | 49.2264 | 0 | 0 | 0 | 0 | 334.418 | 100.634 | 41.7233 | 192.061 | 1.9759 | 0.19293 | 0.49025
SFm2007CZ032 | SFm | 2007 | CZ03 | rDXGF | 2 | 7228.4 | 2390.45 | 0 | 4514.03 | 0 | 117.457 | 0 | 36.6045 | 169.85 | 150.73 | 19.1197 | 0 | 0 | 0 | 0 | 601.575 | 100.634 | 311.078 | 189.863 | 1.5508 | 0.19293 | 0.49243
SFm2007CZ033 | SFm | 2007 | CZ03 | rDXGF | 3 | 7195.67 | 2390.45 | 0 | 4514 | 0 | 92.7398 | 0 | 35.8239 | 162.655 | 147.659 | 14.9963 | 0 | 0 | 0 | 0 | 596.149 | 100.634 | 305.653 | 189.862 | 1.3523 | 0.19293 | 0.49333
SFm2007CZ034 | SFm | 2007 | CZ03 | rDXGF | 4 | 7301.2 | 2390.45 | 0 | 4516.12 | 0 | 168.211 | 0 | 38.8607 | 187.553 | 159.696 | 27.8576 | 0 | 0 | 0 | 0 | 628.31 | 100.634 | 337.94 | 189.736 | 1.7569 | 0.19293 | 0.49143
SFm2007CZ035 | SFm | 2007 | CZ03 | rDXGF | 5 | 7265.37 | 2390.45 | 0 | 4504.94 | 0 | 193.446 | 0 | 28.35 | 148.181 | 115.9 | 32.2816 | 0 | 0 | 0 | 0 | 539.226 | 100.634 | 248.166 | 190.426 | 1.7506 | 0.19293 | 0.49143
SFm2007CZ041 | SFm | 2007 | CZ04 | rDXGF | 1 | 8471.61 | 2390.45 | 0 | 4511.28 | 0 | 1219.22 | 0 | 30.4505 | 320.201 | 123.331 | 196.87 | 0 | 0 | 0 | 0 | 544.557 | 100.634 | 260.497 | 183.426 | 3.191 | 0.21129 | 0.49138
SFm2007CZ042 | SFm | 2007 | CZ04 | rDXGF | 2 | 7771.45 | 2390.45 | 0 | 4510.65 | 0 | 646.461 | 0 | 24.5965 | 199.294 | 99.2087 | 100.085 | 0 | 0 | 0 | 0 | 496.135 | 100.634 | 212.059 | 183.441 | 2.9989 | 0.21129 | 0.49431
SFm2007CZ043 | SFm | 2007 | CZ04 | rDXGF | 3 | 7610.61 | 2390.45 | 0 | 4527.5 | 0 | 435.195 | 0 | 37.7885 | 219.672 | 153.683 | 65.9886 | 0 | 0 | 0 | 0 | 595.184 | 100.634 | 312.155 | 182.395 | 2.5336 | 0.21129 | 0.49695
SFm2007CZ044 | SFm | 2007 | CZ04 | rDXGF | 4 | 7353.54 | 2390.45 | 0 | 4532.84 | 0 | 199.302 | 0 | 39.9319 | 191.015 | 162.141 | 28.8744 | 0 | 0 | 0 | 0 | 620.495 | 100.634 | 337.798 | 182.062 | 2.1992 | 0.21129 | 0.49974
SFm2007CZ045 | SFm | 2007 | CZ04 | rDXGF | 5 | 7186.38 | 2390.45 | 0 | 4495.95 | 0 | 231.991 | 0 | 6.849 | 61.1425 | 27.067 | 34.0755 | 0 | 0 | 0 | 0 | 345.058 | 100.634 | 60.0965 | 184.327 | 2.1078 | 0.21129 | 0.49966
SFm1975CZ051 | SFm | 1975 | CZ05 | rDXGF | 1 | 5280.56 | 1826.77 | 0 | 3317.56 | 0 | 75.3328 | 0 | 9.9315 | 50.9619 | 41.0742 | 9.8877 | 0 | 0 | 0 | 0 | 417.093 | 117.899 | 88.7666 | 210.426 | 1.5113 | 0.16147 | 0.36849
SFm1975CZ052 | SFm | 1975 | CZ05 | rDXGF | 2 | 5390.66 | 1826.77 | 0 | 3345.69 | 0 | 40.1167 | 0 | 32.9476 | 145.133 | 139.936 | 5.1974 | 0 | 0 | 0 | 0 | 614.383 | 117.899 | 288.124 | 208.36 | 1.1317 | 0.16147 | 0.37019
SFm1975CZ053 | SFm | 1975 | CZ05 | rDXGF | 3 | 5545.12 | 1826.77 | 0 | 3366.15 | 0 | 74.4584 | 0 | 50.5439 | 227.196 | 217.44 | 9.7554 | 0 | 0 | 0 | 0 | 753.835 | 117.899 | 429.082 | 206.854 | 1.5147 | 0.16147 | 0.3685
SFm1975CZ054 | SFm | 1975 | CZ05 | rDXGF | 4 | 5438.7 | 1826.77 | 0 | 3354.79 | 0 | 40.334 | 0 | 40.227 | 176.577 | 171.351 | 5.2257 | 0 | 0 | 0 | 0 | 675.724 | 117.899 | 350.138 | 207.687 | 1.1317 | 0.16147 | 0.37019
SFm1975CZ055 | SFm | 1975 | CZ05 | rDXGF | 5 | 5349.83 | 1826.77 | 0 | 3345.99 | 0 | 3.7138 | 0 | 32.9472 | 140.406 | 139.938 | 0.46758 | 0 | 0 | 0 | 0 | 614.356 | 117.899 | 288.121 | 208.336 | 0.5659 | 0.16147 | 0.37194
SFm1975CZ061 | SFm | 1975 | CZ06 | rDXGF | 1 | 6647.95 | 1776.38 | 0 | 3267.87 | 0 | 1363.78 | 0 | 11.1514 | 228.772 | 46.3708 | 182.401 | 0 | 0 | 0 | 0 | 406.781 | 117.899 | 98.445 | 190.437 | 3.1007 | 0.15704 | 0.35986
SFm1975CZ062 | SFm | 1975 | CZ06 | rDXGF | 2 | 5824.49 | 1776.38 | 0 | 3262.94 | 0 | 685.85 | 0 | 1.947 | 97.3789 | 7.789 | 89.59 | 0 | 0 | 0 | 0 | 325.964 | 117.899 | 17.2876 | 190.777 | 2.866 | 0.15704 | 0.36278
SFm1975CZ063 | SFm | 1975 | CZ06 | rDXGF | 3 | 5581.02 | 1776.38 | 0 | 3280.82 | 0 | 399.121 | 0 | 14.2438 | 110.457 | 59.5638 | 50.8929 | 0 | 0 | 0 | 0 | 433.653 | 117.899 | 126.298 | 189.455 | 2.4966 | 0.15704 | 0.3656
SFm1975CZ064 | SFm | 1975 | CZ06 | rDXGF | 4 | 5311.02 | 1776.38 | 0 | 3282.81 | 0 | 158.535 | 0 | 14.2448 | 79.0557 | 59.5694 | 19.4864 | 0 | 0 | 0 | 0 | 433.516 | 117.899 | 126.313 | 189.303 | 2.1855 | 0.15704 | 0.36845
SFm1975CZ065 | SFm | 1975 | CZ06 | rDXGF | 5 | 5375.96 | 1776.38 | 0 | 3290.16 | 0 | 178.644 | 0 | 20.7063 | 110.069 | 88.0059 | 22.0635 | 0 | 0 | 0 | 0 | 484.326 | 117.899 | 177.667 | 188.76 | 2.1538 | 0.15704 | 0.36842
SFm1985CZ051 | SFm | 1985 | CZ05 | rDXGF | 1 | 6247.53 | 2077.17 | 0 | 3892.26 | 0 | 98.6889 | 0 | 39.4034 | 140.007 | 126.752 | 13.2552 | 0 | 0 | 0 | 0 | 573.508 | 117.899 | 249.153 | 206.455 | 1.5595 | 0.1836 | 0.42455
SFm1985CZ052 | SFm | 1985 | CZ05 | rDXGF | 2 | 6128.75 | 2077.17 | 0 | 3876.51 | 0 | 69.039 | 0 | 23.2367 | 82.792 | 73.5952 | 9.1969 | 0 | 0 | 0 | 0 | 475.316 | 117.899 | 149.798 | 207.619 | 1.3538 | 0.1836 | 0.42538
SFm1985CZ053 | SFm | 1985 | CZ05 | rDXGF | 3 | 6348.37 | 2077.17 | 0 | 3911.12 | 0 | 83.2827 | 0 | 62.4117 | 214.382 | 203.117 | 11.2654 | 0 | 0 | 0 | 0 | 711.343 | 117.899 | 388.39 | 205.054 | 1.348 | 0.1836 | 0.42536
SFm1985CZ054 | SFm | 1985 | CZ05 | rDXGF | 4 | 6241.78 | 2077.17 | 0 | 3895.47 | 0 | 71.4331 | 0 | 44.4937 | 153.215 | 143.433 | 9.782 | 0 | 0 | 0 | 0 | 603.301 | 117.899 | 279.184 | 206.217 | 1.1346 | 0.1836 | 0.42605
SFm1985CZ055 | SFm | 1985 | CZ05 | rDXGF | 5 | 6288.5 | 2077.17 | 0 | 3896.91 | 0 | 105.142 | 0 | 46.2531 | 163.018 | 148.848 | 14.17 | 0 | 0 | 0 | 0 | 619.144 | 117.899 | 295.13 | 206.114 | 1.5524 | 0.1836 | 0.42455
SFm1985CZ061 | SFm | 1985 | CZ06 | rDXGF | 1 | 8494.52 | 2205.17 | 0 | 4177.56 | 0 | 1775.21 | 0 | 17.9461 | 318.635 | 78.4877 | 240.147 | 0 | 0 | 0 | 0 | 465.32 | 117.899 | 158.145 | 189.276 | 3.7956 | 0.19491 | 0.45508
SFm1985CZ062 | SFm | 1985 | CZ06 | rDXGF | 2 | 7554.12 | 2205.17 | 0 | 4192.68 | 0 | 893.671 | 0 | 26.6884 | 235.918 | 117.927 | 117.991 | 0 | 0 | 0 | 0 | 538.026 | 117.899 | 231.986 | 188.14 | 3.5637 | 0.19491 | 0.458
SFm1985CZ063 | SFm | 1985 | CZ06 | rDXGF | 3 | 7111.07 | 2205.17 | 0 | 4196.53 | 0 | 496.012 | 0 | 27.6615 | 185.699 | 121.972 | 63.7276 | 0 | 0 | 0 | 0 | 550.51 | 117.899 | 244.761 | 187.85 | 3.0353 | 0.19491 | 0.46068
SFm1985CZ064 | SFm | 1985 | CZ06 | rDXGF | 4 | 6595.03 | 2205.17 | 0 | 4171.25 | 0 | 190.495 | 0 | 0.87103 | 27.2494 | 3.6747 | 23.5747 | 0 | 0 | 0 | 0 | 315.685 | 117.899 | 8.0681 | 189.718 | 2.6778 | 0.19491 | 0.46349
SFm1985CZ065 | SFm | 1985 | CZ06 | rDXGF | 5 | 6555.58 | 2205.17 | 0 | 4190.11 | 0 | 54.841 | 0 | 18.4502 | 87.0105 | 80.5713 | 6.4392 | 0 | 0 | 0 | 0 | 471.164 | 117.899 | 164.941 | 188.323 | 1.7495 | 0.19491 | 0.46736
SFm1996CZ051 | SFm | 1996 | CZ05 | rDXGF | 1 | 7089.43 | 2308.37 | 0 | 4410.43 | 0 | 130.986 | 0 | 41.2476 | 198.397 | 180.858 | 17.539 | 0 | 0 | 0 | 0 | 690.143 | 117.899 | 368.484 | 203.759 | 1.8376 | 0.20405 | 0.47735
SFm1996CZ052 | SFm | 1996 | CZ05 | rDXGF | 2 | 6982.05 | 2308.37 | 0 | 4399.63 | 0 | 88.3241 | 0 | 32.5803 | 153.147 | 141.47 | 11.6768 | 0 | 0 | 0 | 0 | 613.727 | 117.899 | 291.265 | 204.562 | 1.6504 | 0.20405 | 0.47826
SFm1996CZ053 | SFm | 1996 | CZ05 | rDXGF | 3 | 6962.18 | 2308.37 | 0 | 4390.46 | 0 | 112.941 | 0 | 25.5275 | 124.879 | 109.872 | 15.007 | 0 | 0 | 0 | 0 | 551.024 | 117.899 | 227.879 | 205.246 | 1.8462 | 0.20405 | 0.47737
SFm1996CZ054 | SFm | 1996 | CZ05 | rDXGF | 4 | 7017.38 | 2308.37 | 0 | 4406.18 | 0 | 89.7171 | 0 | 37.4566 | 175.663 | 163.792 | 11.8703 | 0 | 0 | 0 | 0 | 656.431 | 117.899 | 334.458 | 204.074 | 1.6507 | 0.20405 | 0.47826
SFm1996CZ055 | SFm | 1996 | CZ05 | rDXGF | 5 | 7219.55 | 2308.37 | 0 | 4422.13 | 0 | 185.98 | 0 | 51.2065 | 251.859 | 226.695 | 25.1637 | 0 | 0 | 0 | 0 | 773.707 | 117.899 | 452.918 | 202.889 | 2.084 | 0.20405 | 0.47639
SFm1996CZ061 | SFm | 1996 | CZ06 | rDXGF | 1 | 9434.17 | 2391.57 | 0 | 4577.8 | 0 | 2138.3 | 0 | 6.2738 | 320.225 | 30.867 | 289.358 | 0 | 0 | 0 | 0 | 372.441 | 117.899 | 66.1598 | 188.381 | 3.842 | 0.2114 | 0.49595
SFm1996CZ062 | SFm | 1996 | CZ06 | rDXGF | 2 | 8326.05 | 2391.57 | 0 | 4585.7 | 0 | 1157.59 | 0 | 6.3831 | 184.809 | 31.3905 | 153.418 | 0 | 0 | 0 | 0 | 373.918 | 117.899 | 68.2335 | 187.785 | 3.6844 | 0.2114 | 0.49896
SFm1996CZ063 | SFm | 1996 | CZ06 | rDXGF | 3 | 7895.45 | 2391.57 | 0 | 4605.36 | 0 | 700.639 | 0 | 17.5425 | 180.341 | 89.5675 | 90.7738 | 0 | 0 | 0 | 0 | 490.916 | 117.899 | 186.702 | 186.315 | 3.1887 | 0.2114 | 0.50174
SFm1996CZ064 | SFm | 1996 | CZ06 | rDXGF | 4 | 7377.83 | 2391.57 | 0 | 4599.02 | 0 | 284.902 | 0 | 11.0478 | 91.2913 | 55.5547 | 35.7367 | 0 | 0 | 0 | 0 | 421.009 | 117.899 | 116.323 | 186.786 | 2.8904 | 0.2114 | 0.50463
SFm1996CZ065 | SFm | 1996 | CZ06 | rDXGF | 5 | 7377.3 | 2391.57 | 0 | 4592.11 | 0 | 316.095 | 0 | 6.3827 | 71.1467 | 31.39 | 39.7566 | 0 | 0 | 0 | 0 | 373.433 | 117.899 | 68.2327 | 187.301 | 2.8224 | 0.2114 | 0.50459
SFm2003CZ051 | SFm | 2003 | CZ05 | rDXGF | 1 | 7354.1 | 2390.45 | 0 | 4581.86 | 0 | 136.083 | 0 | 40.9544 | 204.752 | 186.528 | 18.2236 | 0 | 0 | 0 | 0 | 698.618 | 117.899 | 380.222 | 200.497 | 1.9087 | 0.21129 | 0.49551
SFm2003CZ052 | SFm | 2003 | CZ05 | rDXGF | 2 | 7193.49 | 2390.45 | 0 | 4562.13 | 0 | 90.4997 | 0 | 25.3191 | 125.094 | 113.133 | 11.9611 | 0 | 0 | 0 | 0 | 554.579 | 117.899 | 234.791 | 201.889 | 1.714 | 0.21129 | 0.49641
SFm2003CZ053 | SFm | 2003 | CZ05 | rDXGF | 3 | 7301.45 | 2390.45 | 0 | 4575.36 | 0 | 119.816 | 0 | 36.0133 | 179.813 | 163.88 | 15.9336 | 0 | 0 | 0 | 0 | 645.352 | 117.899 | 326.495 | 200.957 | 1.9175 | 0.21129 | 0.49553
SFm2003CZ054 | SFm | 2003 | CZ05 | rDXGF | 4 | 7316.06 | 2390.45 | 0 | 4565.72 | 0 | 180.095 | 0 | 28.3561 | 151.442 | 127.169 | 24.2733 | 0 | 0 | 0 | 0 | 583.469 | 117.899 | 263.928 | 201.641 | 2.1679 | 0.21129 | 0.49454
SFm2003CZ055 | SFm | 2003 | CZ05 | rDXGF | 5 | 7385.8 | 2390.45 | 0 | 4576.59 | 0 | 187.119 | 0 | 37.2379 | 194.394 | 169.125 | 25.2686 | 0 | 0 | 0 | 0 | 662.665 | 117.899 | 343.893 | 200.873 | 2.1663 | 0.21129 | 0.49454
SFm2003CZ061 | SFm | 2003 | CZ06 | rDXGF | 1 | 8440.54 | 2468.3 | 0 | 4750.92 | 0 | 1033.01 | 0 | 8.5885 | 179.719 | 44.1222 | 135.597 | 0 | 0 | 0 | 0 | 397.026 | 117.899 | 94.9475 | 184.178 | 3.4733 | 0.21818 | 0.51725
SFm2003CZ062 | SFm | 2003 | CZ06 | rDXGF | 2 | 8610.06 | 2468.3 | 0 | 4747.33 | 0 | 1191.76 | 0 | 7.3325 | 195.339 | 37.43 | 157.909 | 0 | 0 | 0 | 0 | 384.957 | 117.899 | 82.6232 | 184.434 | 3.8134 | 0.21818 | 0.51593
SFm2003CZ063 | SFm | 2003 | CZ06 | rDXGF | 3 | 8105.97 | 2468.3 | 0 | 4756.33 | 0 | 720.064 | 0 | 10.9785 | 150.301 | 57.0457 | 93.2556 | 0 | 0 | 0 | 0 | 421.173 | 117.899 | 119.48 | 183.794 | 3.3132 | 0.21818 | 0.51871
SFm2003CZ064 | SFm | 2003 | CZ06 | rDXGF | 4 | 7624.56 | 2468.3 | 0 | 4759.17 | 0 | 292.351 | 0 | 10.9878 | 93.7531 | 57.0899 | 36.6632 | 0 | 0 | 0 | 0 | 421.252 | 117.899 | 119.761 | 183.591 | 2.9895 | 0.21818 | 0.52161
SFm2003CZ065 | SFm | 2003 | CZ06 | rDXGF | 5 | 7980.35 | 2468.3 | 0 | 4748.69 | 0 | 648.378 | 0 | 5.0921 | 109.89 | 26.1565 | 83.7339 | 0 | 0 | 0 | 0 | 357.889 | 117.899 | 55.6564 | 184.333 | 3.3729 | 0.21818 | 0.51875
SFm2007CZ051 | SFm | 2007 | CZ05 | rDXGF | 1 | 7107.83 | 2390.45 | 0 | 4500.27 | 0 | 101.335 | 0 | 18.5603 | 97.2089 | 80.0346 | 17.1743 | 0 | 0 | 0 | 0 | 470.742 | 100.634 | 176.265 | 193.842 | 1.7298 | 0.21129 | 0.48958
SFm2007CZ052 | SFm | 2007 | CZ05 | rDXGF | 2 | 7170.51 | 2390.45 | 0 | 4515.08 | 0 | 85.9297 | 0 | 30.4192 | 148.628 | 133.989 | 14.6394 | 0 | 0 | 0 | 0 | 577.681 | 100.634 | 284.123 | 192.924 | 1.5701 | 0.21129 | 0.49051
SFm2007CZ053 | SFm | 2007 | CZ05 | rDXGF | 3 | 7176.07 | 2390.45 | 0 | 4519.31 | 0 | 68.0213 | 0 | 34.5574 | 163.723 | 152.349 | 11.3742 | 0 | 0 | 0 | 0 | 612.569 | 100.634 | 319.271 | 192.663 | 1.5762 | 0.21129 | 0.4905
SFm2007CZ054 | SFm | 2007 | CZ05 | rDXGF | 4 | 7222.05 | 2390.45 | 0 | 4520.56 | 0 | 100.738 | 0 | 35.7776 | 174.519 | 157.455 | 17.0633 | 0 | 0 | 0 | 0 | 629.702 | 100.634 | 336.479 | 192.589 | 1.7301 | 0.21129 | 0.48957
SFm2007CZ055 | SFm | 2007 | CZ05 | rDXGF | 5 | 7107.83 | 2390.45 | 0 | 4500.27 | 0 | 101.335 | 0 | 18.5603 | 97.2089 | 80.0346 | 17.1743 | 0 | 0 | 0 | 0 | 470.742 | 100.634 | 176.265 | 193.842 | 1.7298 | 0.21129 | 0.48958
SFm2007CZ061 | SFm | 2007 | CZ06 | rDXGF | 1 | 8993.59 | 2468.3 | 0 | 4697.62 | 0 | 1504.08 | 0 | 10.9358 | 312.664 | 54.871 | 257.793 | 0 | 0 | 0 | 0 | 399.03 | 100.634 | 122.398 | 175.997 | 3.2841 | 0.21818 | 0.5083
SFm2007CZ062 | SFm | 2007 | CZ06 | rDXGF | 2 | 8191.75 | 2468.3 | 0 | 4712.33 | 0 | 776.375 | 0 | 17.185 | 217.571 | 87.5281 | 130.043 | 0 | 0 | 0 | 0 | 462.687 | 100.634 | 186.977 | 175.076 | 3.1239 | 0.21818 | 0.51128
SFm2007CZ063 | SFm | 2007 | CZ06 | rDXGF | 3 | 7673.33 | 2468.3 | 0 | 4694.22 | 0 | 437.586 | 0 | 0.32033 | 72.9117 | 1.4777 | 71.434 | 0 | 0 | 0 | 0 | 280.3 | 100.634 | 3.4754 | 176.19 | 2.7049 | 0.21818 | 0.51404
SFm2007CZ064 | SFm | 2007 | CZ06 | rDXGF | 4 | 7406.87 | 2468.3 | 0 | 4703.51 | 0 | 173.565 | 0 | 5.7322 | 55.7603 | 28.3869 | 27.3734 | 0 | 0 | 0 | 0 | 341.441 | 100.634 | 65.1916 | 175.615 | 2.4414 | 0.21818 | 0.51693
SFm2007CZ065 | SFm | 2007 | CZ06 | rDXGF | 5 | 7515.92 | 2468.3 | 0 | 4718.48 | 0 | 191.417 | 0 | 17.6502 | 120.08 | 89.7995 | 30.2807 | 0 | 0 | 0 | 0 | 471.117 | 100.634 | 195.794 | 174.688 | 2.3751 | 0.21818 | 0.51686
SFm1975CZ071 | SFm | 1975 | CZ07 | rDXGF | 1 | 6481.45 | 1776.38 | 0 | 3290.21 | 0 | 1158.92 | 0 | 22.5005 | 233.439 | 72.3347 | 161.104 | 0 | 0 | 0 | 0 | 451.539 | 117.899 | 146.926 | 186.713 | 2.4947 | 0.15704 | 0.35997
SFm1975CZ072 | SFm | 1975 | CZ07 | rDXGF | 2 | 5413.9 | 1776.38 | 0 | 3284.07 | 0 | 285.58 | 0 | 7.3197 | 60.5482 | 22.5216 | 38.0266 | 0 | 0 | 0 | 0 | 353.237 | 117.899 | 48.1793 | 187.158 | 1.933 | 0.15704 | 0.36555
SFm1975CZ073 | SFm | 1975 | CZ07 | rDXGF | 3 | 5280.59 | 1776.38 | 0 | 3298.82 | 0 | 98.1618 | 0 | 22.4385 | 84.788 | 72.1172 | 12.6709 | 0 | 0 | 0 | 0 | 450.468 | 117.899 | 146.506 | 186.063 | 1.5894 | 0.15704 | 0.36817
SFm1975CZ074 | SFm | 1975 | CZ07 | rDXGF | 4 | 6435.07 | 1776.38 | 0 | 3282.44 | 0 | 1158.02 | 0 | 13.7824 | 204.451 | 43.4785 | 160.972 | 0 | 0 | 0 | 0 | 396.154 | 117.899 | 90.9637 | 187.291 | 2.4947 | 0.15704 | 0.35997
SFm1975CZ075 | SFm | 1975 | CZ07 | rDXGF | 5 | 5725.73 | 1776.38 | 0 | 3287.23 | 0 | 534.956 | 0 | 13.0033 | 114.166 | 41.1254 | 73.0408 | 0 | 0 | 0 | 0 | 389.207 | 117.899 | 84.3792 | 186.928 | 2.2787 | 0.15704 | 0.36284
SFm1975CZ081 | SFm | 1975 | CZ08 | rDXGF | 1 | 6285.15 | 1776.38 | 0 | 3286.9 | 0 | 1081.77 | 0 | 1.1128 | 138.995 | 4.2927 | 134.702 | 0 | 0 | 0 | 0 | 311.523 | 117.899 | 9.8402 | 183.783 | 3.3697 | 0.15704 | 0.3663
SFm1975CZ082 | SFm | 1975 | CZ08 | rDXGF | 2 | 6525.94 | 1776.38 | 0 | 3301.28 | 0 | 1220.48 | 0 | 14.8348 | 212.981 | 59.5022 | 153.479 | 0 | 0 | 0 | 0 | 420.953 | 117.899 | 120.328 | 182.726 | 3.3276 | 0.15704 | 0.36625
SFm1975CZ083 | SFm | 1975 | CZ08 | rDXGF | 3 | 5918.51 | 1776.38 | 0 | 3308.71 | 0 | 672.782 | 0 | 15.7763 | 144.864 | 63.1342 | 81.7297 | 0 | 0 | 0 | 0 | 430.629 | 117.899 | 130.565 | 182.165 | 3.0409 | 0.15704 | 0.36911
SFm1975CZ084 | SFm | 1975 | CZ08 | rDXGF | 4 | 6267.09 | 1776.38 | 0 | 3306.56 | 0 | 962.07 | 0 | 17.8949 | 204.182 | 71.69 | 132.492 | 0 | 0 | 0 | 0 | 447.591 | 117.899 | 147.363 | 182.329 | 2.0254 | 0.15704 | 0.37295
SFm1975CZ085 | SFm | 1975 | CZ08 | rDXGF | 5 | 5754.01 | 1776.38 | 0 | 3314.46 | 0 | 504.189 | 0 | 19.0225 | 139.964 | 76.4173 | 63.5468 | 0 | 0 | 0 | 0 | 455.865 | 117.899 | 156.231 | 181.734 | 2.3582 | 0.15704 | 0.37319
SFm1985CZ071 | SFm | 1985 | CZ07 | rDXGF | 1 | 8348.79 | 2205.17 | 0 | 4196.43 | 0 | 1593.79 | 0 | 29.0975 | 324.3 | 99.6662 | 224.634 | 0 | 0 | 0 | 0 | 500.932 | 117.899 | 197.243 | 185.789 | 3.0602 | 0.19491 | 0.45524
SFm1985CZ072 | SFm | 1985 | CZ07 | rDXGF | 2 | 6861.75 | 2205.17 | 0 | 4188.43 | 0 | 378.891 | 0 | 8.871 | 80.3945 | 29.3352 | 51.0593 | 0 | 0 | 0 | 0 | 364.741 | 117.899 | 60.4616 | 186.38 | 2.3872 | 0.19491 | 0.46062
SFm1985CZ073 | SFm | 1985 | CZ07 | rDXGF | 3 | 6679.26 | 2205.17 | 0 | 4204.95 | 0 | 124.598 | 0 | 28.992 | 115.558 | 99.2698 | 16.2882 | 0 | 0 | 0 | 0 | 499.539 | 117.899 | 196.492 | 185.148 | 1.9572 | 0.19491 | 0.46317
SFm1985CZ074 | SFm | 1985 | CZ07 | rDXGF | 4 | 8230.89 | 2205.17 | 0 | 4180.55 | 0 | 1586.88 | 0 | 8.0108 | 250.284 | 26.6708 | 223.614 | 0 | 0 | 0 | 0 | 358.894 | 117.899 | 54.0224 | 186.972 | 3.0603 | 0.19491 | 0.45524
SFm1985CZ075 | SFm | 1985 | CZ07 | rDXGF | 5 | 7269.92 | 2205.17 | 0 | 4186.83 | 0 | 736.009 | 0 | 9.2822 | 132.629 | 30.6172 | 102.012 | 0 | 0 | 0 | 0 | 368.556 | 117.899 | 64.1559 | 186.501 | 2.8655 | 0.19491 | 0.45806
SFm1985CZ081 | SFm | 1985 | CZ08 | rDXGF | 1 | 8241.44 | 2205.17 | 0 | 4208.28 | 0 | 1527.51 | 0 | 20.2373 | 280.242 | 84.8729 | 195.369 | 0 | 0 | 0 | 0 | 470.4 | 117.899 | 170.757 | 181.744 | 4.0616 | 0.19491 | 0.46156
SFm1985CZ082 | SFm | 1985 | CZ08 | rDXGF | 2 | 8044.58 | 2205.17 | 0 | 4204.89 | 0 | 1382.11 | 0 | 15.0023 | 237.42 | 62.6339 | 174.786 | 0 | 0 | 0 | 0 | 428.343 | 117.899 | 128.45 | 181.994 | 4.1462 | 0.19491 | 0.46164
SFm1985CZ083 | SFm | 1985 | CZ08 | rDXGF | 3 | 8276.64 | 2205.17 | 0 | 4207.09 | 0 | 1568.74 | 0 | 18.4877 | 277.165 | 77.5296 | 199.635 | 0 | 0 | 0 | 0 | 455.214 | 117.899 | 155.483 | 181.831 | 3.9854 | 0.19491 | 0.4615
SFm1985CZ084 | SFm | 1985 | CZ08 | rDXGF | 4 | 7521.59 | 2205.17 | 0 | 4217.16 | 0 | 874.18 | 0 | 22.6318 | 202.449 | 94.9383 | 107.51 | 0 | 0 | 0 | 0 | 489.449 | 117.899 | 190.476 | 181.074 | 3.7128 | 0.19491 | 0.46429
SFm1985CZ085 | SFm | 1985 | CZ08 | rDXGF | 5 | 7621.37 | 2205.17 | 0 | 4212.89 | 0 | 982.224 | 0 | 19.0969 | 201.992 | 80.2716 | 121.72 | 0 | 0 | 0 | 0 | 457.001 | 117.899 | 157.709 | 181.393 | 3.6207 | 0.19491 | 0.46421
SFm1996CZ071 | SFm | 1996 | CZ07 | rDXGF | 1 | 7762.04 | 2391.57 | 0 | 4603.34 | 0 | 629.663 | 0 | 10.0224 | 127.44 | 39.7303 | 87.7096 | 0 | 0 | 0 | 0 | 384.963 | 117.899 | 82.6737 | 184.39 | 1.9867 | 0.2114 | 0.50429
SFm1996CZ072 | SFm | 1996 | CZ07 | rDXGF | 2 | 7322.01 | 2391.57 | 0 | 4605.45 | 0 | 244.928 | 0 | 9.5721 | 70.4885 | 38.1592 | 32.3293 | 0 | 0 | 0 | 0 | 381.505 | 117.899 | 79.3745 | 184.231 | 2.2667 | 0.2114 | 0.50455
SFm1996CZ073 | SFm | 1996 | CZ07 | rDXGF | 3 | 7469.17 | 2391.57 | 0 | 4605.68 | 0 | 370.253 | 0 | 10.3832 | 91.2882 | 41.1078 | 50.1804 | 0 | 0 | 0 | 0 | 389.333 | 117.899 | 87.2192 | 184.214 | 2.7966 | 0.2114 | 0.50192
SFm1996CZ074 | SFm | 1996 | CZ07 | rDXGF | 4 | 7582.9 | 2391.57 | 0 | 4608.26 | 0 | 455.636 | 0 | 13.1479 | 114.289 | 52.8314 | 61.4572 | 0 | 0 | 0 | 0 | 409.949 | 117.899 | 108.028 | 184.021 | 2.7368 | 0.2114 | 0.50186
SFm1996CZ075 | SFm | 1996 | CZ07 | rDXGF | 5 | 7270.74 | 2391.57 | 0 | 4601.96 | 0 | 217.299 | 0 | 6.4158 | 53.5036 | 24.8265 | 28.6771 | 0 | 0 | 0 | 0 | 356.706 | 117.899 | 54.3148 | 184.492 | 2.311 | 0.2114 | 0.50458
SFm1996CZ081 | SFm | 1996 | CZ08 | rDXGF | 1 | 8788.05 | 2391.57 | 0 | 4618.03 | 0 | 1510.73 | 0 | 12.6702 | 255.05 | 61.6665 | 193.384 | 0 | 0 | 0 | 0 | 423.323 | 117.899 | 125.296 | 180.127 | 3.5152 | 0.2114 | 0.50501
SFm1996CZ082 | SFm | 1996 | CZ08 | rDXGF | 2 | 8327.41 | 2391.57 | 0 | 4619.62 | 0 | 1112.96 | 0 | 11.2764 | 191.989 | 54.5713 | 137.417 | 0 | 0 | 0 | 0 | 413.498 | 117.899 | 115.592 | 180.006 | 3.8072 | 0.2114 | 0.50521
SFm1996CZ083 | SFm | 1996 | CZ08 | rDXGF | 3 | 8152.88 | 2391.57 | 0 | 4621.75 | 0 | 956.191 | 0 | 10.8149 | 172.558 | 52.378 | 120.18 | 0 | 0 | 0 | 0 | 407.9 | 117.899 | 110.156 | 179.845 | 3.1891 | 0.2114 | 0.50789
SFm1996CZ084 | SFm | 1996 | CZ08 | rDXGF | 4 | 8305.38 | 2391.57 | 0 | 4615.68 | 0 | 1111.94 | 0 | 8.4192 | 177.78 | 40.49 | 137.29 | 0 | 0 | 0 | 0 | 384.814 | 117.899 | 86.6136 | 180.301 | 3.8069 | 0.2114 | 0.50521
SFm1996CZ085 | SFm | 1996 | CZ08 | rDXGF | 5 | 8954.35 | 2391.57 | 0 | 4611.1 | 0 | 1682.39 | 0 | 9.7039 | 259.586 | 46.8083 | 212.777 | 0 | 0 | 0 | 0 | 398.475 | 117.899 | 99.9277 | 180.648 | 4.1212 | 0.2114 | 0.50233
SFm2003CZ071 | SFm | 2003 | CZ07 | rDXGF | 1 | 8223.6 | 2468.3 | 0 | 4736.71 | 0 | 832.311 | 0 | 13.6459 | 172.629 | 59.2019 | 113.427 | 0 | 0 | 0 | 0 | 424.245 | 117.899 | 123.177 | 183.168 | 2.8632 | 0.21818 | 0.51419
SFm2003CZ072 | SFm | 2003 | CZ07 | rDXGF | 2 | 7553.85 | 2468.3 | 0 | 4740.23 | 0 | 240.561 | 0 | 13.7709 | 90.993 | 59.4867 | 31.5063 | 0 | 0 | 0 | 0 | 423.994 | 117.899 | 123.177 | 182.917 | 2.233 | 0.21818 | 0.51834
SFm2003CZ073 | SFm | 2003 | CZ07 | rDXGF | 3 | 7850.67 | 2468.3 | 0 | 4731.59 | 0 | 541.262 | 0 | 6.8663 | 102.654 | 29.6792 | 72.9751 | 0 | 0 | 0 | 0 | 363.586 | 117.899 | 62.1585 | 183.528 | 2.7424 | 0.21818 | 0.51565
SFm2003CZ074 | SFm | 2003 | CZ07 | rDXGF | 4 | 8373.88 | 2468.3 | 0 | 4739.52 | 0 | 946.52 | 0 | 16.9708 | 202.572 | 73.4997 | 129.072 | 0 | 0 | 0 | 0 | 456.603 | 117.899 | 155.733 | 182.97 | 2.8084 | 0.21818 | 0.51414
SFm2003CZ075 | SFm | 2003 | CZ07 | rDXGF | 5 | 8209.96 | 2468.3 | 0 | 4741.11 | 0 | 796.045 | 0 | 17.9258 | 186.573 | 77.8158 | 108.757 | 0 | 0 | 0 | 0 | 460.79 | 117.899 | 160.034 | 182.857 | 2.9466 | 0.21818 | 0.51427
SFm2003CZ081 | SFm | 2003 | CZ08 | rDXGF | 1 | 9434.62 | 2468.3 | 0 | 4739.77 | 0 | 1922.38 | 0 | 9.7272 | 294.439 | 49.8202 | 244.619 | 0 | 0 | 0 | 0 | 401.66 | 117.899 | 103.968 | 179.793 | 4.1226 | 0.21818 | 0.51611
SFm2003CZ082 | SFm | 2003 | CZ08 | rDXGF | 2 | 9194.22 | 2468.3 | 0 | 4744.53 | 0 | 1694.45 | 0 | 11.876 | 275.06 | 60.9013 | 214.159 | 0 | 0 | 0 | 0 | 427.298 | 117.899 | 129.944 | 179.455 | 4.3376 | 0.21818 | 0.51626
SFm2003CZ083 | SFm | 2003 | CZ08 | rDXGF | 3 | 8687.31 | 2468.3 | 0 | 4747.47 | 0 | 1253.65 | 0 | 10.1755 | 207.721 | 52.0884 | 155.633 | 0 | 0 | 0 | 0 | 408.894 | 117.899 | 111.753 | 179.242 | 3.7503 | 0.21818 | 0.51898
SFm2003CZ084 | SFm | 2003 | CZ08 | rDXGF | 4 | 8546.24 | 2468.3 | 0 | 4752.18 | 0 | 1109.81 | 0 | 12.9398 | 203.011 | 66.3795 | 136.632 | 0 | 0 | 0 | 0 | 438.299 | 117.899 | 141.49 | 178.909 | 3.904 | 0.21818 | 0.51908
SFm2003CZ085 | SFm | 2003 | CZ08 | rDXGF | 5 | 8146.33 | 2468.3 | 0 | 4760.11 | 0 | 731.358 | 0 | 15.9799 | 170.586 | 82.1816 | 88.4046 | 0 | 0 | 0 | 0 | 467.876 | 117.899 | 171.632 | 178.344 | 3.3501 | 0.21818 | 0.52182
SFm2007CZ071 | SFm | 2007 | CZ07 | rDXGF | 1 | 8322.49 | 2468.3 | 0 | 4692.65 | 0 | 956.607 | 0 | 7.4337 | 197.498 | 30.0117 | 167.486 | 0 | 0 | 0 | 0 | 344.15 | 100.634 | 69.2388 | 174.277 | 2.4439 | 0.21818 | 0.50805
SFm2007CZ072 | SFm | 2007 | CZ07 | rDXGF | 2 | 7713.86 | 2468.3 | 0 | 4705.06 | 0 | 397.662 | 0 | 14.6253 | 128.216 | 60.1167 | 68.0992 | 0 | 0 | 0 | 0 | 407.635 | 100.634 | 133.497 | 173.504 | 2.257 | 0.21818 | 0.51096
SFm2007CZ073 | SFm | 2007 | CZ07 | rDXGF | 3 | 7664.98 | 2468.3 | 0 | 4697.65 | 0 | 394.063 | 0 | 7.4312 | 97.5352 | 30.0057 | 67.5295 | 0 | 0 | 0 | 0 | 343.823 | 100.634 | 69.2253 | 173.963 | 2.2743 | 0.21818 | 0.51098
SFm2007CZ074 | SFm | 2007 | CZ07 | rDXGF | 4 | 8321.04 | 2468.3 | 0 | 4692.47 | 0 | 956.601 | 0 | 7.0782 | 196.596 | 29.1137 | 167.482 | 0 | 0 | 0 | 0 | 338.822 | 100.634 | 63.8996 | 174.288 | 2.4438 | 0.21818 | 0.50805
SFm2007CZ075 | SFm | 2007 | CZ07 | rDXGF | 5 | 7879.67 | 2468.3 | 0 | 4695.6 | 0 | 579.109 | 0 | 7.1677 | 129.495 | 28.9586 | 100.536 | 0 | 0 | 0 | 0 | 340.02 | 100.634 | 65.2943 | 174.092 | 2.4211 | 0.21818 | 0.50958
SFm2007CZ081 | SFm | 2007 | CZ08 | rDXGF | 1 | 9602.79 | 2468.3 | 0 | 4697.08 | 0 | 2041.2 | 0 | 9.9016 | 386.322 | 48.3117 | 338.011 | 0 | 0 | 0 | 0 | 377.217 | 100.634 | 105.697 | 170.886 | 3.6092 | 0.21818 | 0.50857
SFm2007CZ082 | SFm | 2007 | CZ08 | rDXGF | 2 | 8683.42 | 2468.3 | 0 | 4707.04 | 0 | 1252.3 | 0 | 9.2381 | 246.544 | 45.3795 | 201.164 | 0 | 0 | 0 | 0 | 368.791 | 100.634 | 97.9019 | 170.254 | 3.496 | 0.21818 | 0.51159
SFm2007CZ083 | SFm | 2007 | CZ08 | rDXGF | 3 | 8354.1 | 2468.3 | 0 | 4719.75 | 0 | 928.499 | 0 | 15.4133 | 222.145 | 75.6093 | 146.535 | 0 | 0 | 0 | 0 | 430.62 | 100.634 | 160.524 | 169.462 | 3.0443 | 0.21818 | 0.5143
SFm2007CZ084 | SFm | 2007 | CZ08 | rDXGF | 4 | 8234.36 | 2468.3 | 0 | 4721.88 | 0 | 820.163 | 0 | 16.2171 | 207.806 | 79.4664 | 128.34 | 0 | 0 | 0 | 0 | 443.843 | 100.634 | 173.88 | 169.328 | 3.1625 | 0.21818 | 0.51441
SFm2007CZ085 | SFm | 2007 | CZ08 | rDXGF | 5 | 8354.71 | 2468.3 | 0 | 4719.86 | 0 | 928.496 | 0 | 15.5034 | 222.559 | 76.0246 | 146.535 | 0 | 0 | 0 | 0 | 432.609 | 100.634 | 162.519 | 169.455 | 3.0438 | 0.21818 | 0.5143
SFm1975CZ091 | SFm | 1975 | CZ09 | rDXGF | 1 | 7018.68 | 1862.78 | 0 | 3471.43 | 0 | 1451.31 | 0 | 11.489 | 221.679 | 52.7851 | 168.894 | 0 | 0 | 0 | 0 | 414.498 | 117.899 | 113.281 | 183.317 | 4.7336 | 0.16466 | 0.38582
SFm1975CZ092 | SFm | 1975 | CZ09 | rDXGF | 2 | 7380.49 | 1862.78 | 0 | 3479.78 | 0 | 1721.15 | 0 | 20.183 | 296.604 | 93.5817 | 203.022 | 0 | 0 | 0 | 0 | 494.039 | 117.899 | 193.434 | 182.705 | 4.584 | 0.16466 | 0.38572
SFm1975CZ093 | SFm | 1975 | CZ09 | rDXGF | 3 | 6598.3 | 1862.78 | 0 | 3484.75 | 0 | 1031.49 | 0 | 18.1679 | 201.129 | 84.2897 | 116.839 | 0 | 0 | 0 | 0 | 472.353 | 117.899 | 172.129 | 182.325 | 4.2943 | 0.16466 | 0.3886
SFm1975CZ094 | SFm | 1975 | CZ09 | rDXGF | 4 | 7047.45 | 1862.78 | 0 | 3480.12 | 0 | 1415.72 | 0 | 18.7647 | 270.074 | 87.2303 | 182.844 | 0 | 0 | 0 | 0 | 476.82 | 117.899 | 176.246 | 182.675 | 3.1449 | 0.16466 | 0.39248
SFm1975CZ095 | SFm | 1975 | CZ09 | rDXGF | 5 | 6394.99 | 1862.78 | 0 | 3496.28 | 0 | 801.717 | 0 | 25.4658 | 208.745 | 118.802 | 89.9426 | 0 | 0 | 0 | 0 | 537.297 | 117.899 | 237.932 | 181.465 | 3.8325 | 0.16466 | 0.39137
SFm1975CZ101 | SFm | 1975 | CZ10 | rDXGF | 1 | 6504.01 | 1862.78 | 0 | 3452.55 | 0 | 1049.25 | 0 | 4.4382 | 135 | 22.843 | 112.157 | 0 | 0 | 0 | 0 | 355.027 | 117.899 | 53.3356 | 183.792 | 4.1718 | 0.16466 | 0.38824
SFm1975CZ102 | SFm | 1975 | CZ10 | rDXGF | 2 | 7051.14 | 1862.78 | 0 | 3468.17 | 0 | 1418.96 | 0 | 19.7352 | 281.504 | 102.533 | 178.97 | 0 | 0 | 0 | 0 | 517.55 | 117.899 | 216.991 | 182.659 | 2.9003 | 0.16466 | 0.3922
SFm1975CZ103 | SFm | 1975 | CZ10 | rDXGF | 3 | 6443.98 | 1862.78 | 0 | 3470.23 | 0 | 909.978 | 0 | 15.6563 | 185.34 | 81.1015 | 104.239 | 0 | 0 | 0 | 0 | 476.296 | 117.899 | 175.9 | 182.496 | 3.3144 | 0.16466 | 0.39239
SFm1975CZ104 | SFm | 1975 | CZ10 | rDXGF | 4 | 5910.31 | 1862.78 | 0 | 3489.6 | 0 | 373.09 | 0 | 23.5002 | 161.344 | 122.418 | 38.9266 | 0 | 0 | 0 | 0 | 551.299 | 117.899 | 252.352 | 181.047 | 2.9451 | 0.16466 | 0.39528
SFm1975CZ105 | SFm | 1975 | CZ10 | rDXGF | 5 | 5566.85 | 1862.78 | 0 | 3495.84 | 0 | 46.9823 | 0 | 25.2908 | 135.966 | 131.348 | 4.6173 | 0 | 0 | 0 | 0 | 572.877 | 117.899 | 274.402 | 180.576 | 1.4026 | 0.16466 | 0.40167
SFm1985CZ091 | SFm | 1985 | CZ09 | rDXGF | 1 | 8098.82 | 2002.77 | 0 | 3794.7 | 0 | 1926.9 | 0 | 25.6584 | 348.792 | 119.882 | 228.91 | 0 | 0 | 0 | 0 | 542.418 | 117.899 | 243.65 | 180.869 | 4.71 | 0.17703 | 0.41672
SFm1985CZ092 | SFm | 1985 | CZ09 | rDXGF | 2 | 7177.92 | 2002.77 | 0 | 3785.78 | 0 | 1180.81 | 0 | 13.0405 | 195.517 | 60.4263 | 135.091 | 0 | 0 | 0 | 0 | 427.975 | 117.899 | 128.553 | 181.523 | 4.4882 | 0.17703 | 0.41963
SFm1985CZ093 | SFm | 1985 | CZ09 | rDXGF | 3 | 7395.07 | 2002.77 | 0 | 3790.65 | 0 | 1345.43 | 0 | 17.756 | 238.463 | 82.9206 | 155.542 | 0 | 0 | 0 | 0 | 465.644 | 117.899 | 166.581 | 181.163 | 4.3408 | 0.17703 | 0.41954
SFm1985CZ094 | SFm | 1985 | CZ09 | rDXGF | 4 | 7631.2 | 2002.77 | 0 | 3783.88 | 0 | 1557.67 | 0 | 14.8278 | 272.056 | 68.7325 | 203.324 | 0 | 0 | 0 | 0 | 445.088 | 117.899 | 145.52 | 181.669 | 3.0059 | 0.17703 | 0.4233
SFm1985CZ095 | SFm | 1985 | CZ09 | rDXGF | 5 | 6499.5 | 2002.77 | 0 | 3823.65 | 0 | 426.438 | 0 | 34.94 | 211.69 | 165.455 | 46.2354 | 0 | 0 | 0 | 0 | 608.053 | 117.899 | 311.476 | 178.678 | 3.2662 | 0.17703 | 0.42652
SFm1985CZ101 | SFm | 1985 | CZ10 | rDXGF | 1 | 7082.84 | 2002.77 | 0 | 3777.07 | 0 | 1077.35 | 0 | 17.7864 | 207.854 | 92.6592 | 115.195 | 0 | 0 | 0 | 0 | 491.124 | 117.899 | 191.911 | 181.313 | 4.1833 | 0.17703 | 0.4192
SFm1985CZ102 | SFm | 1985 | CZ10 | rDXGF | 2 | 7225.14 | 2002.77 | 0 | 3769.16 | 0 | 1232.86 | 0 | 13.7483 | 206.596 | 71.8735 | 134.723 | 0 | 0 | 0 | 0 | 456.732 | 117.899 | 156.931 | 181.902 | 4.0532 | 0.17703 | 0.41913
SFm1985CZ103 | SFm | 1985 | CZ10 | rDXGF | 3 | 7573.92 | 2002.77 | 0 | 3793.05 | 0 | 1396.61 | 0 | 32.8322 | 348.652 | 170.51 | 178.142 | 0 | 0 | 0 | 0 | 647.957 | 117.899 | 349.927 | 180.131 | 2.5615 | 0.17703 | 0.42298
SFm1985CZ104 | SFm | 1985 | CZ10 | rDXGF | 4 | 6320.09 | 2002.77 | 0 | 3795.49 | 0 | 339.241 | 0 | 23.7851 | 158.805 | 123.836 | 34.969 | 0 | 0 | 0 | 0 | 546.794 | 117.899 | 248.965 | 179.929 | 2.8331 | 0.17703 | 0.42617
SFm1985CZ105 | SFm | 1985 | CZ10 | rDXGF | 5 | 5945.62 | 2002.77 | 0 | 3792.54 | 0 | 29.4121 | 0 | 19.0273 | 101.862 | 99.0285 | 2.8331 | 0 | 0 | 0 | 0 | 510.308 | 117.899 | 212.27 | 180.139 | 1.3171 | 0.17703 | 0.43233
SFm1996CZ091 | SFm | 1996 | CZ09 | rDXGF | 1 | 8866.44 | 2302.77 | 0 | 4436.62 | 0 | 1819.54 | 0 | 16.0525 | 291.464 | 76.438 | 215.026 | 0 | 0 | 0 | 0 | 450.538 | 117.899 | 153.02 | 179.619 | 4.7531 | 0.20354 | 0.48608
SFm1996CZ092 | SFm | 1996 | CZ09 | rDXGF | 2 | 8325.65 | 2302.77 | 0 | 4436.73 | 0 | 1354.98 | 0 | 13.0706 | 218.104 | 61.7999 | 156.305 | 0 | 0 | 0 | 0 | 427.17 | 117.899 | 129.664 | 179.607 | 4.7021 | 0.20354 | 0.48757
SFm1996CZ093 | SFm | 1996 | CZ09 | rDXGF | 3 | 9170.45 | 2302.77 | 0 | 4426.88 | 0 | 2119.9 | 0 | 11.0149 | 309.881 | 52.0393 | 257.842 | 0 | 0 | 0 | 0 | 404.653 | 117.899 | 106.405 | 180.348 | 4.5458 | 0.20354 | 0.48593
SFm1996CZ094 | SFm | 1996 | CZ09 | rDXGF | 4 | 8608.92 | 2302.77 | 0 | 4438.19 | 0 | 1590.77 | 0 | 15.8011 | 261.394 | 75.1537 | 186.24 | 0 | 0 | 0 | 0 | 451.338 | 117.899 | 153.938 | 179.5 | 4.942 | 0.20354 | 0.4862
SFm1996CZ095 | SFm | 1996 | CZ09 | rDXGF | 5 | 8758.02 | 2302.77 | 0 | 4439.32 | 0 | 1702.9 | 0 | 16.8797 | 296.165 | 80.2544 | 215.91 | 0 | 0 | 0 | 0 | 462.682 | 117.899 | 165.368 | 179.415 | 3.661 | 0.20354 | 0.48998
SFm1996CZ101 | SFm | 1996 | CZ10 | rDXGF | 1 | 8508.21 | 2302.77 | 0 | 4406.5 | 0 | 1529.15 | 0 | 16.1719 | 253.624 | 86.0083 | 167.616 | 0 | 0 | 0 | 0 | 485.77 | 117.899 | 186.843 | 181.027 | 4.6268 | 0.20354 | 0.48259
SFm1996CZ102 | SFm | 1996 | CZ10 | rDXGF | 2 | 8033.2 | 2302.77 | 0 | 4418.47 | 0 | 1071.77 | 0 | 19.8837 | 220.313 | 105.736 | 114.577 | 0 | 0 | 0 | 0 | 523.676 | 117.899 | 225.646 | 180.131 | 4.133 | 0.20354 | 0.48541
SFm1996CZ103 | SFm | 1996 | CZ10 | rDXGF | 3 | 8189.18 | 2302.77 | 0 | 4411.32 | 0 | 1233.5 | 0 | 16.8788 | 224.713 | 89.6925 | 135.02 | 0 | 0 | 0 | 0 | 492.471 | 117.899 | 193.906 | 180.665 | 3.9711 | 0.20354 | 0.48532
SFm1996CZ104 | SFm | 1996 | CZ10 | rDXGF | 4 | 8800.75 | 2302.77 | 0 | 4407.41 | 0 | 1772.6 | 0 | 18.8808 | 299.083 | 100.441 | 198.643 | 0 | 0 | 0 | 0 | 507.844 | 117.899 | 208.981 | 180.964 | 4.3553 | 0.20354 | 0.48244
SFm1996CZ105 | SFm | 1996 | CZ10 | rDXGF | 5 | 8593.26 | 2302.77 | 0 | 4409.41 | 0 | 1588.49 | 0 | 18.6959 | 273.891 | 99.4897 | 174.401 | 0 | 0 | 0 | 0 | 502.333 | 117.899 | 203.622 | 180.812 | 4.5022 | 0.20354 | 0.48252
SFm2003CZ091 | SFm | 2003 | CZ09 | rDXGF | 1 | 11333.6 | 2492.31 | 0 | 4780.32 | 0 | 3534.54 | 0 | 14.5958 | 511.82 | 67.2919 | 444.528 | 0 | 0 | 0 | 0 | 433.106 | 117.899 | 134.926 | 180.279 | 5.3998 | 0.22031 | 0.52037
SFm2003CZ092 | SFm | 2003 | CZ09 | rDXGF | 2 | 9908.28 | 2492.31 | 0 | 4793.63 | 0 | 2257.13 | 0 | 16.2205 | 348.99 | 74.42 | 274.57 | 0 | 0 | 0 | 0 | 450.666 | 117.899 | 153.442 | 179.325 | 5.4596 | 0.22031 | 0.52398
SFm2003CZ093 | SFm | 2003 | CZ09 | rDXGF | 3 | 9537.76 | 2492.31 | 0 | 4796.86 | 0 | 1932.27 | 0 | 15.3544 | 300.963 | 70.5038 | 230.46 | 0 | 0 | 0 | 0 | 438.449 | 117.899 | 141.459 | 179.09 | 4.9972 | 0.22031 | 0.52529
SFm2003CZ094 | SFm | 2003 | CZ09 | rDXGF | 4 | 8705.66 | 2492.31 | 0 | 4812.98 | 0 | 1138.39 | 0 | 23.4819 | 238.5 | 108.101 | 130.399 | 0 | 0 | 0 | 0 | 514.089 | 117.899 | 218.244 | 177.945 | 4.8291 | 0.22031 | 0.52817
SFm2003CZ095 | SFm | 2003 | CZ09 | rDXGF | 5 | 8796.99 | 2492.31 | 0 | 4794.15 | 0 | 1315.56 | 0 | 7.6382 | 187.34 | 34.8095 | 152.53 | 0 | 0 | 0 | 0 | 371.278 | 117.899 | 74.1081 | 179.27 | 4.6409 | 0.22031 | 0.52802
SFm2003CZ101 | SFm | 2003 | CZ10 | rDXGF | 1 | 9183.44 | 2113 | 0 | 3981.52 | 0 | 2652.34 | 0 | 26.3251 | 410.26 | 91.2566 | 319.003 | 0 | 0 | 0 | 0 | 478.497 | 117.899 | 180.685 | 179.912 | 4.2572 | 0.18677 | 0.43636
SFm2003CZ102 | SFm | 2003 | CZ10 | rDXGF | 2 | 8149.1 | 2113 | 0 | 3995.85 | 0 | 1716.41 | 0 | 28.482 | 295.367 | 97.9009 | 197.466 | 0 | 0 | 0 | 0 | 495.193 | 117.899 | 198.407 | 178.887 | 4.2555 | 0.18677 | 0.43933
SFm2003CZ103 | SFm | 2003 | CZ10 | rDXGF | 3 | 7927.7 | 2113 | 0 | 4006.08 | 0 | 1481.53 | 0 | 35.4983 | 291.589 | 122.199 | 169.39 | 0 | 0 | 0 | 0 | 531.116 | 117.899 | 235.055 | 178.161 | 3.7893 | 0.18677 | 0.44125
SFm2003CZ104 | SFm | 2003 | CZ10 | rDXGF | 4 | 7266.5 | 2113 | 0 | 4017.66 | 0 | 870.547 | 0 | 38.4182 | 226.879 | 132.109 | 94.7703 | 0 | 0 | 0 | 0 | 558.018 | 117.899 | 262.783 | 177.335 | 3.5691 | 0.18677 | 0.4441
SFm2003CZ105 | SFm | 2003 | CZ10 | rDXGF | 5 | 7357.17 | 2113 | 0 | 4003.44 | 0 | 1010.3 | 0 | 26.5565 | 203.883 | 91.3365 | 112.546 | 0 | 0 | 0 | 0 | 476.05 | 117.899 | 179.811 | 178.339 | 3.4491 | 0.18677 | 0.44399
SFm2007CZ091 | SFm | 2007 | CZ09 | rDXGF | 1 | 9344.01 | 2492.31 | 0 | 4758.6 | 0 | 1739.21 | 0 | 16.0442 | 337.855 | 70.219 | 267.636 | 0 | 0 | 0 | 0 | 422.895 | 100.634 | 152.296 | 169.965 | 4.253 | 0.22031 | 0.51816
SFm2007CZ092 | SFm | 2007 | CZ09 | rDXGF | 2 | 9279.67 | 2492.31 | 0 | 4766.06 | 0 | 1649.01 | 0 | 21.8143 | 350.475 | 95.9543 | 254.521 | 0 | 0 | 0 | 0 | 467.853 | 100.634 | 197.718 | 169.501 | 4.3463 | 0.22031 | 0.51897
SFm2007CZ093 | SFm | 2007 | CZ09 | rDXGF | 3 | 8954.14 | 2492.31 | 0 | 4762.76 | 0 | 1404.78 | 0 | 15.1797 | 279.116 | 66.498 | 212.618 | 0 | 0 | 0 | 0 | 410.634 | 100.634 | 140.301 | 169.7 | 3.9432 | 0.22031 | 0.52052
SFm2007CZ094 | SFm | 2007 | CZ09 | rDXGF | 4 | 8718.21 | 2492.31 | 0 | 4764.36 | 0 | 1202.94 | 0 | 14.4982 | 244.103 | 63.7554 | 180.347 | 0 | 0 | 0 | 0 | 404.593 | 100.634 | 134.361 | 169.598 | 4.159 | 0.22031 | 0.52085
SFm2007CZ095 | SFm | 2007 | CZ09 | rDXGF | 5 | 8494.77 | 2492.31 | 0 | 4777.77 | 0 | 958.723 | 0 | 23.1579 | 242.811 | 101.712 | 141.099 | 0 | 0 | 0 | 0 | 485.379 | 100.634 | 215.981 | 168.763 | 3.6642 | 0.22031 | 0.5233
SFm2007CZ101 | SFm | 2007 | CZ10 | rDXGF | 1 | 8319.3 | 2113 | 0 | 3949.18 | 0 | 1863.35 | 0 | 25.834 | 367.946 | 84.4624 | 283.484 | 0 | 0 | 0 | 0 | 452.59 | 100.634 | 181.749 | 170.207 | 3.2793 | 0.18677 | 0.43104
SFm2007CZ102 | SFm | 2007 | CZ10 | rDXGF | 2 | 7595.1 | 2113 | 0 | 3969.02 | 0 | 1199.85 | 0 | 32.4516 | 280.787 | 106.344 | 174.443 | 0 | 0 | 0 | 0 | 486.025 | 100.634 | 216.429 | 168.962 | 3.2752 | 0.18677 | 0.43406
SFm2007CZ103 | SFm | 2007 | CZ10 | rDXGF | 3 | 7692.02 | 2113 | 0 | 3970.57 | 0 | 1273.19 | 0 | 35.0868 | 300.176 | 114.835 | 185.341 | 0 | 0 | 0 | 0 | 511.782 | 100.634 | 242.28 | 168.867 | 3.1884 | 0.18677 | 0.43377
SFm2007CZ104 | SFm | 2007 | CZ10 | rDXGF | 4 | 7558.36 | 2113 | 0 | 3959.69 | 0 | 1207.4 | 0 | 24.0792 | 254.201 | 78.7871 | 175.414 | 0 | 0 | 0 | 0 | 434.44 | 100.634 | 164.266 | 169.54 | 3.2439 | 0.18677 | 0.43392
SFm2007CZ105 | SFm | 2007 | CZ10 | rDXGF | 5 | 7915.99 | 2113 | 0 | 3978.52 | 0 | 1421.26 | 0 | 44.9779 | 358.237 | 147.262 | 210.975 | 0 | 0 | 0 | 0 | 574.348 | 100.634 | 305.339 | 168.374 | 3.1004 | 0.18677 | 0.43358
SFm1975CZ111 | SFm | 1975 | CZ11 | rDXGF | 1 | 7870.25 | 1776.38 | 0 | 3250.91 | 0 | 2459.5 | 0 | 15.9618 | 367.501 | 82.9595 | 284.542 | 0 | 0 | 0 | 0 | 489.812 | 117.899 | 184.165 | 187.747 | 2.3597 | 0.14338 | 0.37264
SFm1975CZ112 | SFm | 1975 | CZ11 | rDXGF | 2 | 7362.11 | 1776.38 | 0 | 3296.04 | 0 | 1854.01 | 0 | 38.2711 | 397.415 | 199.066 | 198.349 | 0 | 0 | 0 | 0 | 712.648 | 117.899 | 410.328 | 184.42 | 2.7955 | 0.14338 | 0.37302
SFm1975CZ113 | SFm | 1975 | CZ11 | rDXGF | 3 | 6982.5 | 1776.38 | 0 | 3308.9 | 0 | 1480.48 | 0 | 42.8665 | 373.872 | 223.103 | 150.769 | 0 | 0 | 0 | 0 | 752.96 | 117.899 | 451.601 | 183.459 | 2.9846 | 0.14338 | 0.37313
SFm1975CZ114 | SFm | 1975 | CZ11 | rDXGF | 4 | 6229.47 | 1776.38 | 0 | 3253.8 | 0 | 1061.97 | 0 | 5.0908 | 132.223 | 26.4208 | 105.802 | 0 | 0 | 0 | 0 | 369.397 | 117.899 | 64.0335 | 187.464 | 2.5254 | 0.14338 | 0.3759
SFm1975CZ115 | SFm | 1975 | CZ11 | rDXGF | 5 | 5705.29 | 1776.38 | 0 | 3319.57 | 0 | 326.359 | 0 | 40.6783 | 242.304 | 211.703 | 30.6014 | 0 | 0 | 0 | 0 | 729.019 | 117.899 | 428.487 | 182.633 | 1.509 | 0.14338 | 0.38141
SFm1975CZ121 | SFm | 1975 | CZ12 | rDXGF | 1 | 6635.13 | 1776.38 | 0 | 3293.82 | 0 | 1190.52 | 0 | 41.5977 | 332.813 | 201.964 | 130.848 | 0 | 0 | 0 | 0 | 717.731 | 117.899 | 409.091 | 190.74 | 2.9879 | 0.14338 | 0.36861
SFm1975CZ122 | SFm | 1975 | CZ12 | rDXGF | 2 | 6872.1 | 1776.38 | 0 | 3287.63 | 0 | 1403.46 | 0 | 39.3456 | 365.291 | 191.13 | 174.161 | 0 | 0 | 0 | 0 | 691.783 | 117.899 | 382.68 | 191.203 | 1.805 | 0.14338 | 0.37184
SFm1975CZ123 | SFm | 1975 | CZ12 | rDXGF | 3 | 6054.53 | 1776.38 | 0 | 3240.07 | 0 | 915.741 | 0 | 3.2853 | 119.056 | 15.7054 | 103.351 | 0 | 0 | 0 | 0 | 349.579 | 117.899 | 37.0213 | 194.658 | 2.1183 | 0.14338 | 0.37227
SFm1975CZ124 | SFm | 1975 | CZ12 | rDXGF | 4 | 5852.82 | 1776.38 | 0 | 3257.77 | 0 | 673.149 | 0 | 12.7445 | 132.78 | 61.5089 | 71.2715 | 0 | 0 | 0 | 0 | 447.04 | 117.899 | 135.774 | 193.367 | 2.2595 | 0.14338 | 0.37244
SFm1975CZ125 | SFm | 1975 | CZ12 | rDXGF | 5 | 5708.26 | 1776.38 | 0 | 3285.17 | 0 | 430.964 | 0 | 29.297 | 186.453 | 141.933 | 44.5206 | 0 | 0 | 0 | 0 | 604.529 | 117.899 | 295.273 | 191.356 | 1.831 | 0.14338 | 0.37457
SFm1985CZ111 | SFm | 1985 | CZ11 | rDXGF | 1 | 8625.46 | 1917.17 | 0 | 3548.23 | 0 | 2794.71 | 0 | 10.4863 | 354.859 | 53.7237 | 301.135 | 0 | 0 | 0 | 0 | 427.336 | 117.899 | 121.999 | 187.438 | 3.9177 | 0.15473 | 0.39709
SFm1985CZ112 | SFm | 1985 | CZ11 | rDXGF | 2 | 7259.43 | 1917.17 | 0 | 3590.21 | 0 | 1450.78 | 0 | 25.2571 | 276.003 | 128.586 | 147.417 | 0 | 0 | 0 | 0 | 575.268 | 117.899 | 273.045 | 184.323 | 3.0009 | 0.15473 | 0.40428
SFm1985CZ113 | SFm | 1985 | CZ11 | rDXGF | 3 | 8153.14 | 1917.17 | 0 | 3593.14 | 0 | 2206.39 | 0 | 33.5565 | 402.881 | 170.672 | 232.21 | 0 | 0 | 0 | 0 | 646.279 | 117.899 | 344.25 | 184.129 | 3.5702 | 0.15473 | 0.39999
SFm1985CZ114 | SFm | 1985 | CZ11 | rDXGF | 4 | 7734.19 | 1917.17 | 0 | 3600.71 | 0 | 1810.68 | 0 | 34.7337 | 370.891 | 176.789 | 194.102 | 0 | 0 | 0 | 0 | 660.374 | 117.899 | 358.916 | 183.558 | 2.7319 | 0.15473 | 0.40415
SFm1985CZ115 | SFm | 1985 | CZ11 | rDXGF | 5 | 6891.61 | 1917.17 | 0 | 3613.99 | 0 | 1035.27 | 0 | 36.5853 | 288.592 | 185.833 | 102.759 | 0 | 0 | 0 | 0 | 683.489 | 117.899 | 383.034 | 182.556 | 2.5622 | 0.15473 | 0.40712
SFm1985CZ121 | SFm | 1985 | CZ12 | rDXGF | 1 | 7492.45 | 1917.17 | 0 | 3569.52 | 0 | 1695.82 | 0 | 20.7694 | 289.179 | 97.4172 | 191.761 | 0 | 0 | 0 | 0 | 517.788 | 117.899 | 207.878 | 192.01 | 3.4915 | 0.15473 | 0.39698
SFm1985CZ122 | SFm | 1985 | CZ12 | rDXGF | 2 | 6667.44 | 1917.17 | 0 | 3556.12 | 0 | 1040.74 | 0 | 7.1718 | 146.223 | 33.6841 | 112.539 | 0 | 0 | 0 | 0 | 387.512 | 117.899 | 76.6419 | 192.971 | 3.1623 | 0.15473 | 0.39986
SFm1985CZ123 | SFm | 1985 | CZ12 | rDXGF | 3 | 6978.84 | 1917.17 | 0 | 3582.36 | 0 | 1202.75 | 0 | 25.3446 | 251.205 | 118.915 | 132.291 | 0 | 0 | 0 | 0 | 557.419 | 117.899 | 248.466 | 191.053 | 3.0476 | 0.15473 | 0.39979
SFm1985CZ124 | SFm | 1985 | CZ12 | rDXGF | 4 | 7240.18 | 1917.17 | 0 | 3586.29 | 0 | 1392.55 | 0 | 29.7726 | 314.39 | 139.928 | 174.462 | 0 | 0 | 0 | 0 | 593.185 | 117.899 | 284.521 | 190.765 | 1.7176 | 0.15473 | 0.40311
SFm1985CZ125 | SFm | 1985 | CZ12 | rDXGF | 5 | 6157.44 | 1917.17 | 0 | 3601.51 | 0 | 414.072 | 0 | 31.981 | 192.706 | 150.089 | 42.6163 | 0 | 0 | 0 | 0 | 617.495 | 117.899 | 309.975 | 189.621 | 1.8821 | 0.15473 | 0.40612
SFm1996CZ111 | SFm | 1996 | CZ11 | rDXGF | 1 | 9115.15 | 2179.57 | 0 | 4130.79 | 0 | 2330.9 | 0 | 36.2695 | 437.624 | 156.494 | 281.129 | 0 | 0 | 0 | 0 | 618.805 | 117.899 | 316.028 | 184.877 | 1.8737 | 0.17591 | 0.46156
SFm1996CZ112 | SFm | 1996 | CZ11 | rDXGF | 2 | 9510.81 | 2179.57 | 0 | 4132.98 | 0 | 2690.58 | 0 | 40.2885 | 467.385 | 173.747 | 293.638 | 0 | 0 | 0 | 0 | 644.388 | 117.899 | 341.767 | 184.722 | 3.7997 | 0.17591 | 0.45535
SFm1996CZ113 | SFm | 1996 | CZ11 | rDXGF | 3 | 8475.82 | 2179.57 | 0 | 4150.07 | 0 | 1725.28 | 0 | 43.8207 | 377.078 | 188.715 | 188.363 | 0 | 0 | 0 | 0 | 681.011 | 117.899 | 379.673 | 183.439 | 2.593 | 0.17591 | 0.46226
SFm1996CZ114 | SFm | 1996 | CZ11 | rDXGF | 4 | 8095.88 | 2179.57 | 0 | 4161.17 | 0 | 1357.5 | 0 | 48.6275 | 349.006 | 209.765 | 139.241 | 0 | 0 | 0 | 0 | 702.962 | 117.899 | 402.457 | 182.606 | 2.9099 | 0.17591 | 0.46246
SFm1996CZ115 | SFm | 1996 | CZ11 | rDXGF | 5 | 7401.88 | 2179.57 | 0 | 4119.03 | 0 | 943.688 | 0 | 12.2574 | 147.328 | 52.937 | 94.3908 | 0 | 0 | 0 | 0 | 419.727 | 117.899 | 116.143 | 185.684 | 2.4697 | 0.17591 | 0.46521
SFm1996CZ121 | SFm | 1996 | CZ12 | rDXGF | 1 | 8670.86 | 2179.57 | 0 | 4129.9 | 0 | 1956.82 | 0 | 35.3343 | 369.24 | 140.819 | 228.421 | 0 | 0 | 0 | 0 | 585.946 | 117.899 | 276.971 | 191.075 | 4.0477 | 0.17591 | 0.45293
SFm1996CZ122 | SFm | 1996 | CZ12 | rDXGF | 2 | 8422.47 | 2179.57 | 0 | 4135.13 | 0 | 1722.68 | 0 | 37.6874 | 347.392 | 149.654 | 197.738 | 0 | 0 | 0 | 0 | 609.48 | 117.899 | 300.896 | 190.684 | 3.5484 | 0.17591 | 0.45534
SFm1996CZ123 | SFm | 1996 | CZ12 | rDXGF | 3 | 7660.13 | 2179.57 | 0 | 4139.36 | 0 | 1051.35 | 0 | 35.0464 | 254.8 | 139.474 | 115.326 | 0 | 0 | 0 | 0 | 581.644 | 117.899 | 273.385 | 190.359 | 3.2598 | 0.17591 | 0.4582
SFm1996CZ124 | SFm | 1996 | CZ12 | rDXGF | 4 | 7682.38 | 2179.57 | 0 | 4104.28 | 0 | 1222.08 | 0 | 8.1397 | 168.304 | 31.9764 | 136.327 | 0 | 0 | 0 | 0 | 380.776 | 117.899 | 69.9404 | 192.936 | 3.1382 | 0.17591 | 0.45812
SFm1996CZ125 | SFm | 1996 | CZ12 | rDXGF | 5 | 8039.02 | 2179.57 | 0 | 4121.63 | 0 | 1433.34 | 0 | 24.2301 | 280.245 | 95.8974 | 184.348 | 0 | 0 | 0 | 0 | 507.95 | 117.899 | 198.377 | 191.673 | 1.7051 | 0.17591 | 0.46124
SFm2003CZ111 | SFm | 2003 | CZ11 | rDXGF | 1 | 8685.59 | 2113 | 0 | 3990.38 | 0 | 2112.27 | 0 | 45.5603 | 424.384 | 166.743 | 257.642 | 0 | 0 | 0 | 0 | 629.189 | 117.899 | 329.598 | 181.692 | 1.7435 | 0.17055 | 0.44686
SFm2003CZ112 | SFm | 2003 | CZ11 | rDXGF | 2 | 8267.66 | 2113 | 0 | 3961.51 | 0 | 1912.77 | 0 | 16.0553 | 264.334 | 58.9664 | 205.367 | 0 | 0 | 0 | 0 | 426.906 | 117.899 | 125.317 | 183.689 | 3.1905 | 0.17055 | 0.44365
SFm2003CZ113 | SFm | 2003 | CZ11 | rDXGF | 3 | 8057.02 | 2113 | 0 | 3990.57 | 0 | 1607.19 | 0 | 37.9939 | 308.271 | 138.982 | 169.289 | 0 | 0 | 0 | 0 | 579.852 | 117.899 | 280.289 | 181.663 | 3.3602 | 0.17055 | 0.44379
SFm2003CZ114 | SFm | 2003 | CZ11 | rDXGF | 4 | 8438.82 | 2113 | 0 | 3995.41 | 0 | 1912.75 | 0 | 45.5605 | 372.109 | 166.743 | 205.365 | 0 | 0 | 0 | 0 | 628.836 | 117.899 | 329.603 | 181.333 | 3.1907 | 0.17055 | 0.44365
SFm2003CZ115 | SFm | 2003 | CZ11 | rDXGF | 5 | 7203.49 | 2113 | 0 | 4001.36 | 0 | 828.779 | 0 | 37.9939 | 222.359 | 138.982 | 83.3772 | 0 | 0 | 0 | 0 | 579.073 | 117.899 | 280.289 | 180.884 | 2.2514 | 0.17055 | 0.45055
SFm2003CZ121 | SFm | 2003 | CZ12 | rDXGF | 1 | 6860.61 | 2113 | 0 | 4001 | 0 | 490.734 | 0 | 46.5418 | 209.339 | 157.114 | 52.225 | 0 | 0 | 0 | 0 | 608.277 | 117.899 | 303.315 | 187.062 | 2.0274 | 0.17055 | 0.44718
SFm2003CZ122 | SFm | 2003 | CZ12 | rDXGF | 2 | 8068.66 | 2113 | 0 | 3985.7 | 0 | 1586.44 | 0 | 45.5053 | 338.015 | 153.456 | 184.559 | 0 | 0 | 0 | 0 | 601.148 | 117.899 | 295.087 | 188.161 | 3.5217 | 0.17055 | 0.4385
SFm2003CZ123 | SFm | 2003 | CZ12 | rDXGF | 3 | 7764.74 | 2113 | 0 | 3974.97 | 0 | 1377.64 | 0 | 32.4121 | 266.722 | 108.938 | 157.784 | 0 | 0 | 0 | 0 | 526.699 | 117.899 | 219.895 | 188.905 | 3.1027 | 0.17055 | 0.44073
SFm2003CZ124 | SFm | 2003 | CZ12 | rDXGF | 4 | 7014.78 | 2113 | 0 | 3959.62 | 0 | 803.955 | 0 | 11.5913 | 126.615 | 38.967 | 87.6483 | 0 | 0 | 0 | 0 | 390.527 | 117.899 | 82.6741 | 189.954 | 2.8099 | 0.17055 | 0.4435
SFm2003CZ125 | SFm | 2003 | CZ12 | rDXGF | 5 | 7620.13 | 2113 | 0 | 3994.63 | 0 | 1148.63 | 0 | 49.2622 | 314.617 | 165.763 | 148.854 | 0 | 0 | 0 | 0 | 631.788 | 117.899 | 326.364 | 187.525 | 1.4482 | 0.17055 | 0.44622
SFm2007CZ111 | SFm | 2007 | CZ11 | rDXGF | 1 | 8101.34 | 2113 | 0 | 3937.11 | 0 | 1689.7 | 0 | 27.2653 | 334.271 | 95.205 | 239.066 | 0 | 0 | 0 | 0 | 477.28 | 100.634 | 203.308 | 173.338 | 3.1046 | 0.17055 | 0.43356
SFm2007CZ112 | SFm | 2007 | CZ11 | rDXGF | 2 | 7820.46 | 2113 | 0 | 3922.7 | 0 | 1490.35 | 0 | 14.0696 | 280.345 | 49.1037 | 231.242 | 0 | 0 | 0 | 0 | 386.249 | 100.634 | 111.405 | 174.21 | 1.3239 | 0.17055 | 0.44196
SFm2007CZ113 | SFm | 2007 | CZ11 | rDXGF | 3 | 8139.2 | 2113 | 0 | 3941.59 | 0 | 1709 | 0 | 30.6387 | 344.967 | 107.196 | 237.772 | 0 | 0 | 0 | 0 | 498.8 | 100.634 | 225.103 | 173.063 | 2.6473 | 0.17055 | 0.43595
SFm2007CZ114 | SFm | 2007 | CZ11 | rDXGF | 4 | 7501.73 | 2113 | 0 | 3962.08 | 0 | 1108.79 | 0 | 37.9053 | 279.953 | 132.457 | 147.496 | 0 | 0 | 0 | 0 | 545.275 | 100.634 | 272.855 | 171.785 | 2.5591 | 0.17055 | 0.43894
SFm2007CZ115 | SFm | 2007 | CZ11 | rDXGF | 5 | 7907.3 | 2113 | 0 | 3943.18 | 0 | 1512.88 | 0 | 29.0604 | 309.188 | 101.317 | 207.87 | 0 | 0 | 0 | 0 | 491.097 | 100.634 | 217.503 | 172.96 | 2.5377 | 0.17055 | 0.43737
SFm2007CZ121 | SFm | 2007 | CZ12 | rDXGF | 1 | 8281.11 | 2113 | 0 | 3943.11 | 0 | 1772.86 | 0 | 42.7562 | 409.389 | 137.456 | 271.933 | 0 | 0 | 0 | 0 | 559.828 | 100.634 | 280.129 | 179.065 | 2.8356 | 0.17055 | 0.43042
SFm2007CZ122 | SFm | 2007 | CZ12 | rDXGF | 2 | 7502.28 | 2113 | 0 | 3955.6 | 0 | 1086.16 | 0 | 44.8137 | 302.714 | 143.482 | 159.232 | 0 | 0 | 0 | 0 | 578.648 | 100.634 | 299.739 | 178.275 | 2.7312 | 0.17055 | 0.43338
SFm2007CZ123 | SFm | 2007 | CZ12 | rDXGF | 3 | 7144.41 | 2113 | 0 | 3919.03 | 0 | 934.578 | 0 | 10.1854 | 167.623 | 32.5007 | 135.122 | 0 | 0 | 0 | 0 | 354.565 | 100.634 | 73.4216 | 180.509 | 2.3642 | 0.17055 | 0.43582
SFm2007CZ124 | SFm | 2007 | CZ12 | rDXGF | 4 | 6857.71 | 2113 | 0 | 3961.14 | 0 | 535.765 | 0 | 41.3786 | 206.429 | 132.802 | 73.6268 | 0 | 0 | 0 | 0 | 548.683 | 100.634 | 270.13 | 177.919 | 2.1374 | 0.17055 | 0.43865
SFm2007CZ125 | SFm | 2007 | CZ12 | rDXGF | 5 | 7022.98 | 2113 | 0 | 3970.22 | 0 | 634.627 | 0 | 51.2413 | 253.897 | 164.832 | 89.0654 | 0 | 0 | 0 | 0 | 605.589 | 100.634 | 327.594 | 177.36 | 2.0514 | 0.17055 | 0.43856
SFm1975CZ131 | SFm | 1975 | CZ13 | rDXGF | 1 | 7901.15 | 1776.38 | 0 | 3278.49 | 0 | 2406.61 | 0 | 26.9445 | 412.729 | 133.069 | 279.66 | 0 | 0 | 0 | 0 | 581.131 | 117.899 | 279.899 | 183.333 | 1.9719 | 0.14338 | 0.3724
SFm1975CZ132 | SFm | 1975 | CZ13 | rDXGF | 2 | 7408.99 | 1776.38 | 0 | 3291.65 | 0 | 1944.57 | 0 | 30.8786 | 365.517 | 152.389 | 213.129 | 0 | 0 | 0 | 0 | 619.67 | 117.899 | 319.418 | 182.352 | 2.2404 | 0.14338 | 0.3727
SFm1975CZ133 | SFm | 1975 | CZ13 | rDXGF | 3 | 7000.83 | 1776.38 | 0 | 3300.6 | 0 | 1563.32 | 0 | 33.236 | 327.292 | 164.001 | 163.291 | 0 | 0 | 0 | 0 | 639.64 | 117.899 | 340.059 | 181.681 | 2.3876 | 0.14338 | 0.37288
SFm1975CZ134 | SFm | 1975 | CZ13 | rDXGF | 4 | 6381.34 | 1776.38 | 0 | 3277.52 | 0 | 1127.02 | 0 | 14.3257 | 186.097 | 70.8109 | 115.286 | 0 | 0 | 0 | 0 | 459.363 | 117.899 | 158.113 | 183.35 | 2.03 | 0.14338 | 0.37533
SFm1975CZ135 | SFm | 1975 | CZ13 | rDXGF | 5 | 7270.66 | 1776.38 | 0 | 3298.31 | 0 | 1806.43 | 0 | 33.4607 | 356.089 | 165.415 | 190.675 | 0 | 0 | 0 | 0 | 635.2 | 117.899 | 335.446 | 181.855 | 2.6014 | 0.14338 | 0.37151
SFm1975CZ141 | SFm | 1975 | CZ14 | rDXGF | 1 | 7647.62 | 1797.97 | 0 | 3358.69 | 0 | 2009.14 | 0 | 32.1342 | 449.677 | 245.057 | 204.62 | 0 | 0 | 0 | 0 | 723.923 | 117.899 | 421.46 | 184.564 | 3.7916 | 0.15067 | 0.37777
SFm1975CZ142 | SFm | 1975 | CZ14 | rDXGF | 2 | 9328 | 1797.97 | 0 | 3334.77 | 0 | 3564.52 | 0 | 29.0937 | 601.641 | 221.675 | 379.966 | 0 | 0 | 0 | 0 | 689.967 | 117.899 | 385.695 | 186.373 | 4.7619 | 0.15067 | 0.37041
SFm1975CZ143 | SFm | 1975 | CZ14 | rDXGF | 3 | 7975.27 | 1797.97 | 0 | 3302.07 | 0 | 2572.14 | 0 | 4.4733 | 298.613 | 33.6918 | 264.921 | 0 | 0 | 0 | 0 | 371.627 | 117.899 | 65.0029 | 188.724 | 4.4531 | 0.15067 | 0.37339
SFm1975CZ144 | SFm | 1975 | CZ14 | rDXGF | 4 | 7855.11 | 1797.97 | 0 | 3319.06 | 0 | 2376.14 | 0 | 12.8615 | 349.072 | 97.5846 | 251.487 | 0 | 0 | 0 | 0 | 482.122 | 117.899 | 176.738 | 187.485 | 3.6831 | 0.15067 | 0.37774
SFm1975CZ145 | SFm | 1975 | CZ14 | rDXGF | 5 | 8653.68 | 1797.97 | 0 | 3333.05 | 0 | 2964.94 | 0 | 25.8292 | 531.886 | 196.771 | 335.115 | 0 | 0 | 0 | 0 | 647.052 | 117.899 | 342.667 | 186.485 | 3.3968 | 0.15067 | 0.37763
SFm1985CZ131 | SFm | 1985 | CZ13 | rDXGF | 1 | 8006.27 | 1917.17 | 0 | 3595.35 | 0 | 2104.68 | 0 | 28.109 | 360.955 | 137.23 | 223.725 | 0 | 0 | 0 | 0 | 586.203 | 117.899 | 286.731 | 181.572 | 3.1516 | 0.15473 | 0.39991
SFm1985CZ132 | SFm | 1985 | CZ13 | rDXGF | 2 | 7761.89 | 1917.17 | 0 | 3591.94 | 0 | 1899.22 | 0 | 24.5979 | 328.96 | 120.252 | 208.707 | 0 | 0 | 0 | 0 | 553.123 | 117.899 | 253.405 | 181.818 | 2.1757 | 0.15473 | 0.40389
SFm1985CZ133 | SFm | 1985 | CZ13 | rDXGF | 3 | 7331.03 | 1917.17 | 0 | 3591.51 | 0 | 1537.73 | 0 | 21.0799 | 263.535 | 103.127 | 160.408 | 0 | 0 | 0 | 0 | 523.29 | 117.899 | 223.553 | 181.837 | 2.4189 | 0.15473 | 0.40407
SFm1985CZ134 | SFm | 1985 | CZ13 | rDXGF | 4 | 6880.91 | 1917.17 | 0 | 3604.89 | 0 | 1096.19 | 0 | 25.5927 | 237.062 | 125.265 | 111.797 | 0 | 0 | 0 | 0 | 556.653 | 117.899 | 257.917 | 180.836 | 2.0327 | 0.15473 | 0.4067
SFm1985CZ135 | SFm | 1985 | CZ13 | rDXGF | 5 | 7570.3 | 1917.17 | 0 | 3581.13 | 0 | 1785.07 | 0 | 16.7044 | 270.224 | 81.8761 | 188.348 | 0 | 0 | 0 | 0 | 481.15 | 117.899 | 180.643 | 182.607 | 2.6265 | 0.15473 | 0.40267
SFm1985CZ141 | SFm | 1985 | CZ14 | rDXGF | 1 | 7768.01 | 1946.77 | 0 | 3676.89 | 0 | 1782.78 | 0 | 28.112 | 333.455 | 148.944 | 184.511 | 0 | 0 | 0 | 0 | 607.403 | 117.899 | 305.596 | 183.907 | 3.4119 | 0.16314 | 0.41097
SFm1985CZ142 | SFm | 1985 | CZ14 | rDXGF | 2 | 9499 | 1946.77 | 0 | 3655.41 | 0 | 3357.35 | 0 | 26.8913 | 512.571 | 142.638 | 369.933 | 0 | 0 | 0 | 0 | 589.315 | 117.899 | 285.881 | 185.534 | 5.0452 | 0.16314 | 0.40107
SFm1985CZ143 | SFm | 1985 | CZ14 | rDXGF | 3 | 9297.56 | 1946.77 | 0 | 3642.57 | 0 | 3237.99 | 0 | 18.6423 | 451.585 | 98.5114 | 353.074 | 0 | 0 | 0 | 0 | 511.227 | 117.899 | 206.851 | 186.477 | 4.2909 | 0.16314 | 0.40374
SFm1985CZ144 | SFm | 1985 | CZ14 | rDXGF | 4 | 8316.82 | 1946.77 | 0 | 3659.83 | 0 | 2329.01 | 0 | 21.6436 | 359.566 | 114.421 | 245.145 | 0 | 0 | 0 | 0 | 543.688 | 117.899 | 240.609 | 185.18 | 4.114 | 0.16314 | 0.40673
SFm1985CZ145 | SFm | 1985 | CZ14 | rDXGF | 5 | 8648.55 | 1946.77 | 0 | 3661.86 | 0 | 2604.91 | 0 | 24.9009 | 410.1 | 131.888 | 278.212 | 0 | 0 | 0 | 0 | 575.477 | 117.899 | 272.54 | 185.038 | 3.9404 | 0.16314 | 0.40664
SFm1996CZ131 | SFm | 1996 | CZ13 | rDXGF | 1 | 8552.57 | 2179.57 | 0 | 4150.79 | 0 | 1821.34 | 0 | 38.1936 | 362.679 | 159.209 | 203.47 | 0 | 0 | 0 | 0 | 611.587 | 117.899 | 312.692 | 180.995 | 2.1016 | 0.17591 | 0.46192
SFm1996CZ132 | SFm | 1996 | CZ13 | rDXGF | 2 | 8950.7 | 2179.57 | 0 | 4130.45 | 0 | 2239.99 | 0 | 27.5205 | 373.162 | 114.613 | 258.549 | 0 | 0 | 0 | 0 | 539.939 | 117.899 | 239.532 | 182.508 | 2.1487 | 0.17591 | 0.46047
SFm1996CZ133 | SFm | 1996 | CZ13 | rDXGF | 3 | 8652.5 | 2179.57 | 0 | 4151.43 | 0 | 1912.78 | 0 | 39.4207 | 369.301 | 164.385 | 204.916 | 0 | 0 | 0 | 0 | 622.547 | 117.899 | 323.698 | 180.95 | 3.1711 | 0.17591 | 0.45818
SFm1996CZ134 | SFm | 1996 | CZ13 | rDXGF | 4 | 8922.67 | 2179.57 | 0 | 4128.56 | 0 | 2238.69 | 0 | 25.4854 | 350.366 | 106.233 | 244.133 | 0 | 0 | 0 | 0 | 516.882 | 117.899 | 216.338 | 182.645 | 2.9669 | 0.17591 | 0.45803
SFm1996CZ135 | SFm | 1996 | CZ13 | rDXGF | 5 | 8523.39 | 2179.57 | 0 | 4144.9 | 0 | 1821.15 | 0 | 33.7408 | 344.033 | 140.588 | 203.445 | 0 | 0 | 0 | 0 | 584.538 | 117.899 | 285.208 | 181.431 | 2.1019 | 0.17591 | 0.46192
SFm1996CZ141 | SFm | 1996 | CZ14 | rDXGF | 1 | 8162.71 | 1960.37 | 0 | 3690.9 | 0 | 2156.44 | 0 | 24.625 | 330.373 | 91.6859 | 238.687 | 0 | 0 | 0 | 0 | 489.238 | 117.899 | 186.369 | 184.97 | 3.2744 | 0.16428 | 0.41296
SFm1996CZ142 | SFm | 1996 | CZ14 | rDXGF | 2 | 8186.16 | 1960.37 | 0 | 3696.6 | 0 | 2159.68 | 0 | 28.7035 | 340.789 | 107.303 | 233.485 | 0 | 0 | 0 | 0 | 516.681 | 117.899 | 214.235 | 184.547 | 3.7557 | 0.16428 | 0.41027
SFm1996CZ143 | SFm | 1996 | CZ14 | rDXGF | 3 | 8799.21 | 1960.37 | 0 | 3693.32 | 0 | 2692.88 | 0 | 32.6654 | 419.973 | 122.089 | 297.884 | 0 | 0 | 0 | 0 | 545.589 | 117.899 | 242.884 | 184.806 | 3.7387 | 0.16428 | 0.40871
SFm1996CZ144 | SFm | 1996 | CZ14 | rDXGF | 4 | 8100.32 | 1960.37 | 0 | 3677.76 | 0 | 2159.38 | 0 | 14.7546 | 288.052 | 54.6029 | 233.449 | 0 | 0 | 0 | 0 | 416.131 | 117.899 | 112.296 | 185.935 | 3.7559 | 0.16428 | 0.41027
SFm1996CZ145 | SFm | 1996 | CZ14 | rDXGF | 5 | 8100.27 | 1960.37 | 0 | 3686.66 | 0 | 2120.47 | 0 | 21.0929 | 311.668 | 78.3986 | 233.27 | 0 | 0 | 0 | 0 | 462.087 | 117.899 | 158.907 | 185.281 | 3.1861 | 0.16428 | 0.41289
SFm2003CZ131 | SFm | 2003 | CZ13 | rDXGF | 1 | 8103.94 | 2113 | 0 | 3996.82 | 0 | 1648.77 | 0 | 35.2809 | 310.075 | 124.257 | 185.818 | 0 | 0 | 0 | 0 | 549.092 | 117.899 | 252.353 | 178.839 | 1.9391 | 0.17055 | 0.44725
SFm2003CZ132 | SFm | 2003 | CZ13 | rDXGF | 2 | 8879.18 | 2113 | 0 | 4000.58 | 0 | 2295.97 | 0 | 46.0773 | 423.561 | 162.779 | 260.782 | 0 | 0 | 0 | 0 | 604.726 | 117.899 | 308.236 | 178.59 | 2.5589 | 0.17055 | 0.44331
SFm2003CZ133 | SFm | 2003 | CZ13 | rDXGF | 3 | 8173.4 | 2113 | 0 | 3994.26 | 0 | 1727.98 | 0 | 33.5059 | 304.659 | 118.311 | 186.349 | 0 | 0 | 0 | 0 | 532.337 | 117.899 | 235.418 | 179.019 | 2.9165 | 0.17055 | 0.44362
SFm2003CZ134 | SFm | 2003 | CZ13 | rDXGF | 4 | 8514.52 | 2113 | 0 | 3990.77 | 0 | 2032.27 | 0 | 34.3191 | 344.161 | 120.837 | 223.324 | 0 | 0 | 0 | 0 | 543.478 | 117.899 | 246.306 | 179.272 | 2.7304 | 0.17055 | 0.44345
SFm2003CZ135 | SFm | 2003 | CZ13 | rDXGF | 5 | 8333.33 | 2113 | 0 | 3975.94 | 0 | 1922.06 | 0 | 20.8243 | 301.508 | 73.612 | 227.896 | 0 | 0 | 0 | 0 | 453.155 | 117.899 | 154.953 | 180.302 | 1.7006 | 0.17055 | 0.44689
SFm2003CZ141 | SFm | 2003 | CZ14 | rDXGF | 1 | 11839.1 | 2282.71 | 0 | 4322.99 | 0 | 4557.65 | 0 | 28.0506 | 647.737 | 119.889 | 527.848 | 0 | 0 | 0 | 0 | 543.207 | 117.899 | 240.632 | 184.675 | 4.9204 | 0.19129 | 0.47273
SFm2003CZ142 | SFm | 2003 | CZ14 | rDXGF | 2 | 10418.3 | 2282.71 | 0 | 4345.86 | 0 | 3250.88 | 0 | 32.637 | 506.256 | 139.708 | 366.548 | 0 | 0 | 0 | 0 | 581.274 | 117.899 | 280.332 | 183.043 | 5.0181 | 0.19129 | 0.47594
SFm2003CZ143 | SFm | 2003 | CZ14 | rDXGF | 3 | 10340.4 | 2282.71 | 0 | 4354.78 | 0 | 3144.68 | 0 | 39.52 | 518.72 | 169.691 | 349.029 | 0 | 0 | 0 | 0 | 627.382 | 117.899 | 327.069 | 182.414 | 4.2795 | 0.19129 | 0.47847
SFm2003CZ144 | SFm | 2003 | CZ14 | rDXGF | 4 | 9079.96 | 2282.71 | 0 | 4319.52 | 0 | 2227.65 | 0 | 2.2286 | 247.854 | 9.2857 | 238.568 | 0 | 0 | 0 | 0 | 323.06 | 117.899 | 20.3256 | 184.835 | 4.1377 | 0.19129 | 0.48146
SFm2003CZ145 | SFm | 2003 | CZ14 | rDXGF | 5 | 9628.47 | 2282.71 | 0 | 4360.96 | 0 | 2513.91 | 0 | 37.415 | 433.485 | 160.617 | 272.868 | 0 | 0 | 0 | 0 | 616.536 | 117.899 | 316.67 | 181.966 | 3.9535 | 0.19129 | 0.48132
SFm2007CZ131 | SFm | 2007 | CZ13 | rDXGF | 1 | 9443.46 | 2113 | 0 | 3942.81 | 0 | 2790.17 | 0 | 41.5693 | 555.916 | 139.172 | 416.744 | 0 | 0 | 0 | 0 | 556.118 | 100.634 | 284.823 | 170.661 | 2.7797 | 0.17055 | 0.43019
SFm2007CZ132 | SFm | 2007 | CZ13 | rDXGF | 2 | 8352.31 | 2113 | 0 | 3966.2 | 0 | 1813.18 | 0 | 45.7169 | 414.22 | 152.835 | 261.385 | 0 | 0 | 0 | 0 | 591.59 | 100.634 | 321.759 | 169.197 | 2.8077 | 0.17055 | 0.4334
SFm2007CZ133 | SFm | 2007 | CZ13 | rDXGF | 3 | 8383.39 | 2113 | 0 | 3971.71 | 0 | 1820.02 | 0 | 50.4896 | 428.168 | 168.987 | 259.182 | 0 | 0 | 0 | 0 | 605.965 | 100.634 | 336.475 | 168.856 | 2.3425 | 0.17055 | 0.43582
SFm2007CZ134 | SFm | 2007 | CZ13 | rDXGF | 4 | 7642.47 | 2113 | 0 | 3977.65 | 0 | 1195.28 | 0 | 44.4636 | 312.078 | 149.188 | 162.89 | 0 | 0 | 0 | 0 | 573.07 | 100.634 | 303.964 | 168.472 | 2.2457 | 0.17055 | 0.43879
SFm2007CZ135 | SFm | 2007 | CZ13 | rDXGF | 5 | 7706.02 | 2113 | 0 | 3933.98 | 0 | 1410.72 | 0 | 11.9562 | 236.369 | 40.3142 | 196.055 | 0 | 0 | 0 | 0 | 364.568 | 100.634 | 92.7783 | 171.155 | 2.102 | 0.17055 | 0.43863
SFm2007CZ141 | SFm | 2007 | CZ14 | rDXGF | 1 | 10260 | 2282.71 | 0 | 4288.68 | 0 | 3111.46 | 0 | 24.3686 | 552.747 | 99.062 | 453.685 | 0 | 0 | 0 | 0 | 487.659 | 100.634 | 212.076 | 174.949 | 3.5997 | 0.19129 | 0.46772
SFm2007CZ142 | SFm | 2007 | CZ14 | rDXGF | 2 | 10056.9 | 2282.71 | 0 | 4299.07 | 0 | 2904.23 | 0 | 28.6901 | 542.252 | 116.89 | 425.362 | 0 | 0 | 0 | 0 | 524.653 | 100.634 | 249.716 | 174.302 | 3.2715 | 0.19129 | 0.47054
SFm2007CZ143 | SFm | 2007 | CZ14 | rDXGF | 3 | 9867.79 | 2282.71 | 0 | 4301.66 | 0 | 2742.13 | 0 | 28.7363 | 512.556 | 117.388 | 395.168 | 0 | 0 | 0 | 0 | 515.025 | 100.634 | 240.25 | 174.14 | 3.871 | 0.19129 | 0.468
SFm2007CZ144 | SFm | 2007 | CZ14 | rDXGF | 4 | 9602.61 | 2282.71 | 0 | 4298.16 | 0 | 2537.78 | 0 | 23.3791 | 460.588 | 95.1542 | 365.433 | 0 | 0 | 0 | 0 | 473.717 | 100.634 | 198.732 | 174.35 | 3.7789 | 0.19129 | 0.46946
SFm2007CZ145 | SFm | 2007 | CZ14 | rDXGF | 5 | 10081.7 | 2282.71 | 0 | 4305.51 | 0 | 2905.62 | 0 | 33.1982 | 554.626 | 135.739 | 418.887 | 0 | 0 | 0 | 0 | 558.537 | 100.634 | 283.997 | 173.906 | 3.7469 | 0.19129 | 0.46787
SFm1975CZ151 | SFm | 1975 | CZ15 | rDXGF | 1 | 10010.1 | 1797.97 | 0 | 3427.06 | 0 | 4302.66 | 0 | 7.7152 | 474.702 | 68.3615 | 406.34 | 0 | 0 | 0 | 0 | 375.873 | 117.899 | 112.446 | 145.527 | 3.278 | 0.15067 | 0.38811
SFm1975CZ152 | SFm | 1975 | CZ15 | rDXGF | 2 | 12161.5 | 1797.97 | 0 | 3399.61 | 0 | 6272.96 | 0 | 7.098 | 683.856 | 62.9363 | 620.92 | 0 | 0 | 0 | 0 | 364.53 | 117.899 | 99.0077 | 147.623 | 4.0799 | 0.15067 | 0.38072
SFm1975CZ153 | SFm | 1975 | CZ15 | rDXGF | 3 | 11919.3 | 1797.97 | 0 | 3401.86 | 0 | 6082.07 | 0 | 5.5845 | 631.808 | 49.4834 | 582.324 | 0 | 0 | 0 | 0 | 348.973 | 117.899 | 83.6236 | 147.45 | 4.7222 | 0.15067 | 0.37784
SFm1975CZ154 | SFm | 1975 | CZ15 | rDXGF | 4 | 9217.9 | 1797.97 | 0 | 3438.77 | 0 | 3573.07 | 0 | 8.4562 | 399.63 | 74.974 | 324.656 | 0 | 0 | 0 | 0 | 381.886 | 117.899 | 119.358 | 144.629 | 3.8979 | 0.15067 | 0.38524
SFm1975CZ155 | SFm | 1975 | CZ15 | rDXGF | 5 | 8763.86 | 1797.97 | 0 | 3444.5 | 0 | 3149.65 | 0 | 8.8839 | 362.848 | 78.724 | 284.124 | 0 | 0 | 0 | 0 | 390.052 | 117.899 | 127.964 | 144.189 | 3.4733 | 0.15067 | 0.38815
SFm1975CZ161 | SFm | 1975 | CZ16 | rDXGF | 1 | 6718.31 | 1826.77 | 0 | 3281.24 | 0 | 1242.44 | 0 | 36.0808 | 331.785 | 167.428 | 164.357 | 0 | 0 | 0 | 0 | 677.755 | 117.899 | 335.997 | 223.858 | 2.5768 | 0.14744 | 0.37045
SFm1975CZ162 | SFm | 1975 | CZ16 | rDXGF | 2 | 6642.6 | 1826.77 | 0 | 3307.06 | 0 | 1067.07 | 0 | 53.3138 | 388.387 | 248.188 | 140.199 | 0 | 0 | 0 | 0 | 816.135 | 117.899 | 476.255 | 221.98 | 2.423 | 0.14744 | 0.37189
SFm1975CZ163 | SFm | 1975 | CZ16 | rDXGF | 3 | 6535.65 | 1826.77 | 0 | 3316.65 | 0 | 934.048 | 0 | 59.4344 | 398.741 | 276.337 | 122.405 | 0 | 0 | 0 | 0 | 879.25 | 117.899 | 540.069 | 221.282 | 2.515 | 0.14744 | 0.37196
SFm1975CZ164 | SFm | 1975 | CZ16 | rDXGF | 4 | 6121.09 | 1826.77 | 0 | 3342 | 0 | 475.701 | 0 | 73.4619 | 403.157 | 341.848 | 61.309 | 0 | 0 | 0 | 0 | 993.589 | 117.899 | 656.28 | 219.41 | 1.6267 | 0.14744 | 0.37778
SFm1975CZ165 | SFm | 1975 | CZ16 | rDXGF | 5 | 5912.15 | 1826.77 | 0 | 3325.47 | 0 | 377.355 | 0 | 59.2125 | 323.332 | 275.812 | 47.5203 | 0 | 0 | 0 | 0 | 865.043 | 117.899 | 526.537 | 220.606 | 1.6815 | 0.14744 | 0.37783
SFm1985CZ151 | SFm | 1985 | CZ15 | rDXGF | 1 | 10542.3 | 1946.77 | 0 | 3737.62 | 0 | 4366.01 | 0 | 7.5946 | 484.277 | 44.9596 | 439.317 | 0 | 0 | 0 | 0 | 357.697 | 117.899 | 94.4447 | 145.352 | 2.9165 | 0.16314 | 0.4182
SFm1985CZ152 | SFm | 1985 | CZ15 | rDXGF | 2 | 10173.2 | 1946.77 | 0 | 3748.03 | 0 | 4020.37 | 0 | 9.6617 | 448.375 | 57.1478 | 391.228 | 0 | 0 | 0 | 0 | 376.514 | 117.899 | 114.052 | 144.562 | 3.1661 | 0.16314 | 0.4183
SFm1985CZ153 | SFm | 1985 | CZ15 | rDXGF | 3 | 9647.75 | 1946.77 | 0 | 3754.46 | 0 | 3553.78 | 0 | 8.5712 | 384.163 | 50.7165 | 333.446 | 0 | 0 | 0 | 0 | 365.841 | 117.899 | 103.877 | 144.065 | 3.459 | 0.16314 | 0.41844
SFm1985CZ154 | SFm | 1985 | CZ15 | rDXGF | 4 | 9260.95 | 1946.77 | 0 | 3766.15 | 0 | 3163.86 | 0 | 12.4259 | 371.733 | 73.5311 | 298.202 | 0 | 0 | 0 | 0 | 400.562 | 117.899 | 139.49 | 143.173 | 2.9769 | 0.16314 | 0.42125
SFm1985CZ155 | SFm | 1985 | CZ15 | rDXGF | 5 | 8921.57 | 1946.77 | 0 | 3766.84 | 0 | 2872.97 | 0 | 10.2154 | 324.773 | 60.3923 | 264.381 | 0 | 0 | 0 | 0 | 384.846 | 117.899 | 123.833 | 143.114 | 3.1505 | 0.16314 | 0.42133
SFm1985CZ161 | SFm | 1985 | CZ16 | rDXGF | 1 | 7936.45 | 2077.17 | 0 | 3874.16 | 0 | 1373.08 | 0 | 95.578 | 516.458 | 330.626 | 185.832 | 0 | 0 | 0 | 0 | 956.366 | 117.899 | 619.834 | 218.632 | 2.6059 | 0.16766 | 0.42628
SFm1985CZ162 | SFm | 1985 | CZ16 | rDXGF | 2 | 7031.45 | 2077.17 | 0 | 3821.63 | 0 | 872.726 | 0 | 32.2092 | 227.702 | 110.974 | 116.727 | 0 | 0 | 0 | 0 | 558.429 | 117.899 | 218.106 | 222.423 | 2.4933 | 0.16766 | 0.42926
SFm1985CZ163 | SFm | 1985 | CZ16 | rDXGF | 3 | 7168.1 | 2077.17 | 0 | 3884.71 | 0 | 689.536 | 0 | 95.5752 | 421.099 | 330.618 | 90.4814 | 0 | 0 | 0 | 0 | 955.549 | 117.899 | 619.819 | 217.83 | 1.9636 | 0.16766 | 0.43154
SFm1985CZ164 | SFm | 1985 | CZ16 | rDXGF | 4 | 6869.68 | 2077.17 | 0 | 3898.13 | 0 | 376.909 | 0 | 105.186 | 412.276 | 363.833 | 48.4436 | 0 | 0 | 0 | 0 | 1014.35 | 117.899 | 679.615 | 216.832 | 1.757 | 0.16766 | 0.43367
SFm1985CZ165 | SFm | 1985 | CZ16 | rDXGF | 5 | 6681.99 | 2077.17 | 0 | 3855.06 | 0 | 427.825 | 0 | 59.9584 | 261.977 | 206.886 | 55.0914 | 0 | 0 | 0 | 0 | 733.757 | 117.899 | 395.874 | 219.984 | 1.6818 | 0.16766 | 0.4336
SFm1996CZ151 | SFm | 1996 | CZ15 | rDXGF | 1 | 9569.2 | 1960.37 | 0 | 3777.47 | 0 | 3440.26 | 0 | 11.473 | 379.622 | 47.4154 | 332.207 | 0 | 0 | 0 | 0 | 361.268 | 117.899 | 98.8835 | 144.484 | 3.2142 | 0.16428 | 0.42034
SFm1996CZ152 | SFm | 1996 | CZ15 | rDXGF | 2 | 9942.99 | 1960.37 | 0 | 3775.08 | 0 | 3770.17 | 0 | 13.5905 | 423.775 | 56.0577 | 367.718 | 0 | 0 | 0 | 0 | 377.917 | 117.899 | 115.344 | 144.674 | 3.3437 | 0.16428 | 0.41891
SFm1996CZ153 | SFm | 1996 | CZ15 | rDXGF | 3 | 10430.5 | 1960.37 | 0 | 3765.37 | 0 | 4212.23 | 0 | 12.8658 | 479.697 | 53.1055 | 426.592 | 0 | 0 | 0 | 0 | 373.538 | 117.899 | 110.223 | 145.416 | 3.068 | 0.16428 | 0.41873
SFm1996CZ154 | SFm | 1996 | CZ15 | rDXGF | 4 | 10311 | 1960.37 | 0 | 3768.24 | 0 | 4113.35 | 0 | 12.4492 | 456.56 | 51.3909 | 405.169 | 0 | 0 | 0 | 0 | 370.013 | 117.899 | 106.918 | 145.195 | 3.4751 | 0.16428 | 0.41747
SFm1996CZ155 | SFm | 1996 | CZ15 | rDXGF | 5 | 8580.98 | 1960.37 | 0 | 3793.74 | 0 | 2523.37 | 0 | 13.1236 | 290.366 | 54.1394 | 236.227 | 0 | 0 | 0 | 0 | 371.286 | 117.899 | 110.153 | 143.233 | 2.8256 | 0.16428 | 0.42463
SFm1996CZ161 | SFm | 1996 | CZ16 | rDXGF | 1 | 7859.98 | 2308.37 | 0 | 4358.17 | 0 | 806.488 | 0 | 50.1602 | 336.792 | 231.539 | 105.253 | 0 | 0 | 0 | 0 | 789.611 | 117.899 | 453.245 | 218.466 | 2.3787 | 0.18632 | 0.48288
SFm1996CZ162 | SFm | 1996 | CZ16 | rDXGF | 2 | 7640.1 | 2308.37 | 0 | 4317.86 | 0 | 795.867 | 0 | 20.4037 | 197.607 | 93.5411 | 104.066 | 0 | 0 | 0 | 0 | 530.554 | 117.899 | 191.266 | 221.388 | 2.4343 | 0.18632 | 0.48292
SFm1996CZ163 | SFm | 1996 | CZ16 | rDXGF | 3 | 7805.29 | 2308.37 | 0 | 4328.02 | 0 | 893.23 | 0 | 28.3411 | 247.33 | 130.565 | 116.765 | 0 | 0 | 0 | 0 | 595.093 | 117.899 | 256.535 | 220.658 | 2.2836 | 0.18632 | 0.48281
SFm1996CZ164 | SFm | 1996 | CZ16 | rDXGF | 4 | 7747.43 | 2308.37 | 0 | 4338.82 | 0 | 795.692 | 0 | 35.742 | 268.802 | 164.773 | 104.028 | 0 | 0 | 0 | 0 | 655.44 | 117.899 | 317.668 | 219.872 | 2.4283 | 0.18632 | 0.48292
SFm1996CZ165 | SFm | 1996 | CZ16 | rDXGF | 5 | 7532.53 | 2308.37 | 0 | 4345.92 | 0 | 586.348 | 0 | 38.6506 | 253.24 | 177.908 | 75.3313 | 0 | 0 | 0 | 0 | 690.102 | 117.899 | 352.855 | 219.347 | 1.9618 | 0.18632 | 0.48514
SFm2003CZ151 | SFm | 2003 | CZ15 | rDXGF | 1 | 11804.8 | 2282.71 | 0 | 4435.36 | 0 | 4558.04 | 0 | 10.9214 | 517.804 | 51.2791 | 466.525 | 0 | 0 | 0 | 0 | 367.563 | 117.899 | 106.986 | 142.678 | 3.2032 | 0.19129 | 0.49135
SFm2003CZ152 | SFm | 2003 | CZ15 | rDXGF | 2 | 11070.1 | 2282.71 | 0 | 4450.44 | 0 | 3885.88 | 0 | 13.3407 | 437.681 | 62.5928 | 375.088 | 0 | 0 | 0 | 0 | 388.716 | 117.899 | 129.23 | 141.586 | 3.6704 | 0.19129 | 0.49162
SFm2003CZ153 | SFm | 2003 | CZ15 | rDXGF | 3 | 12345 | 2282.71 | 0 | 4428.69 | 0 | 5052.37 | 0 | 10.9214 | 570.319 | 51.2791 | 519.04 | 0 | 0 | 0 | 0 | 368.047 | 117.899 | 106.985 | 143.162 | 3.6019 | 0.19129 | 0.48854
SFm2003CZ154 | SFm | 2003 | CZ15 | rDXGF | 4 | 10810.3 | 2282.71 | 0 | 4451.01 | 0 | 3628.16 | 0 | 13.7164 | 434.671 | 64.3344 | 370.336 | 0 | 0 | 0 | 0 | 387.933 | 117.899 | 128.491 | 141.543 | 2.5849 | 0.19129 | 0.49556
SFm2003CZ155 | SFm | 2003 | CZ15 | rDXGF | 5 | 11431.1 | 2282.71 | 0 | 4444.1 | 0 | 4215.2 | 0 | 12.6878 | 476.438 | 59.5305 | 416.907 | 0 | 0 | 0 | 0 | 382.892 | 117.899 | 122.946 | 142.047 | 3.4539 | 0.19129 | 0.4915
SFm2003CZ161 | SFm | 2003 | CZ16 | rDXGF | 1 | 7636.9 | 2390.45 | 0 | 4540.08 | 0 | 354.898 | 0 | 52.887 | 298.575 | 253.928 | 44.6474 | 0 | 0 | 0 | 0 | 828.912 | 117.899 | 496.748 | 214.264 | 1.7598 | 0.19293 | 0.5053
SFm2003CZ162 | SFm | 2003 | CZ16 | rDXGF | 2 | 7672.86 | 2390.45 | 0 | 4504.43 | 0 | 544.617 | 0 | 28.2394 | 205.12 | 135.275 | 69.844 | 0 | 0 | 0 | 0 | 600.452 | 117.899 | 265.82 | 216.733 | 2.1406 | 0.19293 | 0.50337
SFm2003CZ163 | SFm | 2003 | CZ16 | rDXGF | 3 | 7505.65 | 2390.45 | 0 | 4494.24 | 0 | 446.143 | 0 | 20.3304 | 154.481 | 96.8995 | 57.5813 | 0 | 0 | 0 | 0 | 533.549 | 117.899 | 198.224 | 217.426 | 1.6702 | 0.19293 | 0.50522
SFm2003CZ164 | SFm | 2003 | CZ16 | rDXGF | 4 | 7576.66 | 2390.45 | 0 | 4519.71 | 0 | 392.458 | 0 | 38.4967 | 235.538 | 184.254 | 51.2843 | 0 | 0 | 0 | 0 | 699.135 | 117.899 | 365.559 | 215.677 | 1.4704 | 0.19293 | 0.50609
SFm2003CZ165 | SFm | 2003 | CZ16 | rDXGF | 5 | 7255.12 | 2390.45 | 0 | 4519.04 | 0 | 124.228 | 0 | 35.6012 | 185.8 | 170.66 | 15.1402 | 0 | 0 | 0 | 0 | 662.668 | 117.899 | 329.058 | 215.711 | 1.3314 | 0.19293 | 0.50773
SFm2007CZ151 | SFm | 2007 | CZ15 | rDXGF | 1 | 11199.5 | 2282.71 | 0 | 4392.17 | 0 | 3955.61 | 0 | 12.1184 | 556.914 | 54.167 | 502.747 | 0 | 0 | 0 | 0 | 350.482 | 100.634 | 115.002 | 134.845 | 3.3668 | 0.19129 | 0.47963
SFm2007CZ152 | SFm | 2007 | CZ15 | rDXGF | 2 | 11649.4 | 2282.71 | 0 | 4379.21 | 0 | 4364.35 | 0 | 9.5594 | 613.553 | 42.76 | 570.793 | 0 | 0 | 0 | 0 | 331.66 | 100.634 | 95.3612 | 135.664 | 3.1168 | 0.19129 | 0.47943
SFm2007CZ153 | SFm | 2007 | CZ15 | rDXGF | 3 | 11010.6 | 2282.71 | 0 | 4396.3 | 0 | 3781.94 | 0 | 12.8462 | 536.802 | 57.3996 | 479.402 | 0 | 0 | 0 | 0 | 360.425 | 100.634 | 125.207 | 134.583 | 3.1728 | 0.19129 | 0.48101
SFm2007CZ154 | SFm | 2007 | CZ15 | rDXGF | 4 | 8953.2 | 2282.71 | 0 | 4430.71 | 0 | 1944.17 | 0 | 11.9934 | 283.618 | 53.6216 | 229.997 | 0 | 0 | 0 | 0 | 345.451 | 100.634 | 112.443 | 132.373 | 2.4386 | 0.19129 | 0.4911
SFm2007CZ155 | SFm | 2007 | CZ15 | rDXGF | 5 | 10354.4 | 2282.71 | 0 | 4406.12 | 0 | 3202.85 | 0 | 11.7797 | 450.975 | 52.6685 | 398.306 | 0 | 0 | 0 | 0 | 350.614 | 100.634 | 116.025 | 133.955 | 2.956 | 0.19129 | 0.4839
SFm2007CZ161 | SFm | 2007 | CZ16 | rDXGF | 1 | 7478.83 | 2390.45 | 0 | 4506.02 | 0 | 254.714 | 0 | 51.3621 | 276.281 | 235.588 | 40.6926 | 0 | 0 | 0 | 0 | 790.034 | 100.634 | 485.247 | 204.153 | 1.4839 | 0.19293 | 0.50058
SFm2007CZ162 | SFm | 2007 | CZ16 | rDXGF | 2 | 7473.33 | 2390.45 | 0 | 4470.13 | 0 | 394.432 | 0 | 27.6339 | 190.684 | 126.427 | 64.2572 | 0 | 0 | 0 | 0 | 568.426 | 100.634 | 261.454 | 206.338 | 1.7649 | 0.19293 | 0.49866
SFm2007CZ163 | SFm | 2007 | CZ16 | rDXGF | 3 | 7407.61 | 2390.45 | 0 | 4459.13 | 0 | 384.917 | 0 | 19.9526 | 153.16 | 90.8287 | 62.3312 | 0 | 0 | 0 | 0 | 503.268 | 100.634 | 195.634 | 207 | 1.7176 | 0.19293 | 0.49863
SFm2007CZ164 | SFm | 2007 | CZ16 | rDXGF | 4 | 7416.79 | 2390.45 | 0 | 4485.58 | 0 | 284.51 | 0 | 37.5091 | 218.742 | 171.51 | 47.2317 | 0 | 0 | 0 | 0 | 664.211 | 100.634 | 358.177 | 205.399 | 1.2697 | 0.19293 | 0.5014
SFm2007CZ165 | SFm | 2007 | CZ16 | rDXGF | 5 | 7172.44 | 2390.45 | 0 | 4484.85 | 0 | 89.543 | 0 | 34.7204 | 172.879 | 159.015 | 13.864 | 0 | 0 | 0 | 0 | 628.751 | 100.634 | 322.684 | 205.432 | 1.165 | 0.19293 | 0.50303

## CalcWts
This tab solves for the best fit weights using a number of methods provided by the Solver feature of Excel. The best of the methods for each case is used for the final weights.
[28 empty] | 5.0742 | 9798.563
[15 empty] | Target | [8 empty] | Weighted
|  | Target |  | Cooling Tstat |  |  |  |  | Heating Tstat | [5 empty] | Cooling | Heating |  | Weights by Tstat | [5 empty] | Cooling | Heating | Cooling | Heating | Total |  |  |  | Cooling Tstat |  |  |  |  | Heating Tstat
index | BldgType | BldgVint | BldgLoc | 1 | 2 | 3 | 4 | 5 | 1 | 2 | 3 | 4 | 5 |  | kWh | therm |  | 1 | 2 | 3 | 4 | 5 | sumWts | kWh | therm | [6 empty] | 1 | 2 | 3 | 4 | 5 | 1 | 2 | 3 | 4 | 5
SFm1975CZ01 | SFm | 1975 | CZ01 | 0 | 0 | 0 | 0 | 0 | 74.8651 | 277.676 | 892.497 | 932.269 | 800.81 | 1 | 67.389 | 337.8083 |  | 0.54045 | 0.17348 | 0.093093 | 0.087893 | 0.10508 | 1 | 0 | 337.8083 | 1 | 9.2758e-09 | 1 | 67.389 | 2.015% |  | 67.389 | 67.389 | 67.389 | 67.389 | 67.389 | 262.9432 | 60.1323 | -554.6887 | -594.4607 | -463.0017
SFm1985CZ01 | SFm | 1985 | CZ01 | 0 | 0 | 0 | 0 | 0 | 20.1669 | 635.216 | 704.434 | 155.427 | 457.298 | 2 | 0 | 337.8083 |  | 0.30051 | 0.16697 | 0.16326 | 0.19274 | 0.17653 | 1 | 0 | 337.8083 | 1 | 2.68e-09 | 1 | 8.9628e-06 | 2.68e-07% |  | 0 | 0 | 0 | 0 | 0 | 317.6414 | -297.4077 | -366.6257 | 182.3813 | -119.4897
SFm1996CZ01 | SFm | 1996 | CZ01 | 0 | 0 | 0 | 0 | 0 | 16.9508 | 604.788 | 138.831 | 592.033 | 649.369 | 3 | 0 | 251.3312 |  | 0.46193 | 0.11969 | 0.18335 | 0.12143 | 0.1136 | 1 | 0 | 251.3312 | 1 | 2.7608e-09 | 1 | 6.8694e-06 | 2.761e-07% |  | 0 | 0 | 0 | 0 | 0 | 234.3804 | -353.4568 | 112.5002 | -340.7018 | -398.0378
SFm2003CZ01 | SFm | 2003 | CZ01 | 0 | 0 | 0 | 0 | 0 | 17.5629 | 672.761 | 143.689 | 429.752 | 531.903 | 4 | 0 | 251.3312 |  | 0.4093 | 0.1197 | 0.18454 | 0.14948 | 0.13697 | 1 | 0 | 251.3312 | 1 | 4.4912e-08 | 1 | 0.00011175 | 4.491e-06% |  | 0 | 0 | 0 | 0 | 0 | 233.7683 | -421.4298 | 107.6422 | -178.4208 | -280.5718
SFm2007CZ01 | SFm | 2007 | CZ01 | 0 | 0 | 0 | 0 | 0 | 123.697 | 554.031 | 13.631 | 569.371 | 607.67 | 5 | 0 | 251.3312 |  | 0.44268 | 0.11645 | 0.22137 | 0.11347 | 0.10603 | 1 | 0 | 251.3311 | 1 | 2.3006e-07 | 1 | 0.00057244 | 2.301e-05% |  | 0 | 0 | 0 | 0 | 0 | 127.6342 | -302.6998 | 237.7002 | -318.0398 | -356.3388
SFm1975CZ02 | SFm | 1975 | CZ02 | 391.4389 | 548.7414 | 262.5308 | 160.1127 | 270.4993 | 337.304 | 150.394 | 255.393 | 182.819 | 429.227 | 6 | 428.7102 | 315.3393 |  | 0.51836 | 0.15665 | 0.10087 | 0.020393 | 0.20373 | 1 | 373.7205 | 315.3393 | 0.12827 | 1.8372e-12 | 0.12827 | 54.9897 | 1.573% |  | 37.2713 | -120.0312 | 166.1794 | 268.5975 | 158.2109 | -21.9647 | 164.9453 | 59.9463 | 132.5203 | -113.8877
SFm1985CZ02 | SFm | 1985 | CZ02 | 621.1992 | 300.2664 | 492.4145 | 122.0742 | 0.90112 | 300.149 | 64.9718 | 329.016 | 297.37 | 375.134 | 7 | 434.0449 | 349.1982 |  | 0.02 | 0.02 | 0.83889 | 0.02 | 0.10111 | 1 | 434.0448 | 327.1877 | 2.9523e-07 | 0.063031 | 0.063032 | 217.9038 | 5.932% |  | -187.1543 | 133.7785 | -58.3696 | 311.9707 | 433.1438 | 49.0492 | 284.2264 | 20.1822 | 51.8282 | -25.9358
SFm1996CZ02 | SFm | 1996 | CZ02 | 859.9063 | 504.4956 | 681.9817 | 198.4933 | 2.4215 | 305.725 | 352.765 | 256.115 | 10.3919 | 86.434 | 8 | 527.3475 | 252.0388 |  | 0.26962 | 0.29942 | 0.19007 | 0.072575 | 0.16831 | 1 | 527.3475 | 252.0386 | 5.8024e-08 | 8.2876e-07 | 8.8679e-07 | 0.0020985 | 6.943e-05% |  | -332.5588 | 22.8519 | -154.6342 | 328.8542 | 524.926 | -53.6862 | -100.7262 | -4.0762 | 241.6469 | 165.6048
SFm2003CZ02 | SFm | 2003 | CZ02 | 638.9867 | 428.1879 | 226.8123 | 346.542 | 130.3784 | 95.8345 | 429.483 | 261.474 | 311.873 | 13.2889 | 9 | 504.2869 | 289.4488 |  | 0.37764 | 0.56236 | 0.020001 | 0.020001 | 0.02 | 1 | 496.1764 | 289.4488 | 0.016083 | 1.5064e-09 | 0.016083 | 8.1104 | 0.2413% |  | -134.6998 | 76.099 | 277.4746 | 157.7449 | 373.9085 | 193.6143 | -140.0342 | 27.9748 | -22.4242 | 276.1599
SFm2007CZ02 | SFm | 2007 | CZ02 | 843.298 | 433.3243 | 281.9235 | 122.9757 | 145.6201 | 289.767 | 327.157 | 241.191 | 241.189 | 289.775 | 10 | 504.2869 | 289.4488 |  | 0.39851 | 0.24047 | 0.099332 | 0.09234 | 0.16934 | 1 | 504.2868 | 289.4488 | 1.9577e-07 | 1.6026e-10 | 1.9593e-07 | 9.9184e-05 | 2.943e-06% |  | -339.0111 | 70.9626 | 222.3634 | 381.3112 | 358.6668 | -0.31824 | -37.7082 | 48.2578 | 48.2598 | -0.32624
SFm1975CZ03 | SFm | 1975 | CZ03 | 172.6184 | 106.4049 | 64.7724 | 172.8282 | 146.7779 | 423.624 | 88.108 | 275.392 | 376.211 | 314.996 | 11 | 160.6316 | 283.4964 |  | 0.21414 | 0.30315 | 0.02 | 0.24197 | 0.22074 | 1 | 144.7355 | 283.4964 | 0.09896 | 6.7345e-12 | 0.09896 | 15.8961 | 0.5386% |  | -11.9868 | 54.2267 | 95.8593 | -12.1966 | 13.8537 | -140.1276 | 195.3884 | 8.1044 | -92.7146 | -31.4996
SFm1985CZ03 | SFm | 1985 | CZ03 | 318.7586 | 119.6418 | 61.9049 | 19.5946 | 20.8443 | 380.908 | 258.556 | 155 | 344.294 | 282.591 | 12 | 174.3253 | 302.6212 |  | 0.43065 | 0.18019 | 0.18239 | 0.085758 | 0.12101 | 1 | 174.3253 | 302.621 | 4.6249e-08 | 5.0744e-07 | 5.5369e-07 | 0.0015283 | 4.821e-05% |  | -144.4333 | 54.6835 | 112.4204 | 154.7307 | 153.4811 | -78.2868 | 44.0652 | 147.6212 | -41.6728 | 20.0302
SFm1996CZ03 | SFm | 1996 | CZ03 | 204.951 | 164.4413 | 101.3632 | 114.6823 | 124.2035 | 221.072 | 303.162 | 167.561 | 239.439 | 125.624 | 13 | 165.956 | 307.0213 |  | 0.02 | 0.92 | 0.02 | 0.02 | 0.02 | 1 | 162.19 | 293.983 | 0.022693 | 0.042467 | 0.06516 | 132.8453 | 4.324% |  | -38.995 | 1.5147 | 64.5928 | 51.2737 | 41.7525 | 85.9493 | 3.8593 | 139.4603 | 67.5823 | 181.3973
SFm2003CZ03 | SFm | 2003 | CZ03 | 212.8346 | 118.5168 | 46.2823 | 145.7407 | 128.8834 | 313.491 | 73.6461 | 247.495 | 247.486 | 204.402 | 14 | 172.8421 | 275.687 |  | 0.59524 | 0.031918 | 0.098509 | 0.14565 | 0.12868 | 1 | 172.842 | 275.6831 | 1.361e-07 | 1.4338e-05 | 1.4474e-05 | 0.039157 | 0.001349% |  | -39.9925 | 54.3253 | 126.5598 | 27.1014 | 43.9587 | -37.804 | 202.0409 | 28.192 | 28.201 | 71.285
SFm2007CZ03 | SFm | 2007 | CZ03 | 338.8244 | 136.5767 | 107.7361 | 196.0686 | 225.7276 | 41.7233 | 311.078 | 305.653 | 337.94 | 248.166 | 15 | 172.8421 | 275.687 |  | 0.090905 | 0.27313 | 0.29497 | 0.13532 | 0.20568 | 1 | 172.8421 | 275.687 | 2.3079e-11 | 8.9983e-08 | 9.0006e-08 | 0.00024559 | 8.462e-06% |  | -165.9823 | 36.2654 | 65.106 | -23.2265 | -52.8855 | 233.9637 | -35.391 | -29.966 | -62.253 | 27.521
SFm1975CZ04 | SFm | 1975 | CZ04 | 780.5721 | 379.4852 | 458.9675 | 688.6378 | 312.8799 | 91.7535 | 248.016 | 294.861 | 335.935 | 16.9093 | 16 | 600.7894 | 222.8783 |  | 0.30493 | 0.16337 | 0.20316 | 0.27873 | 0.049808 | 1 | 600.7882 | 222.8783 | 2.0497e-06 | 1.1039e-07 | 2.1601e-06 | 0.001475 | 5.254e-05% |  | -179.7827 | 221.3042 | 141.8219 | -87.8484 | 287.9095 | 131.1248 | -25.1377 | -71.9827 | -113.0567 | 205.969
SFm1985CZ04 | SFm | 1985 | CZ04 | 1986.961 | 1078.165 | 777.8335 | 362.2515 | 426.1864 | 304.153 | 31.158 | 249.663 | 219.48 | 232.393 | 17 | 700.6722 | 238.6431 |  | 0.1172 | 0.02 | 0.27602 | 0.28997 | 0.29681 | 1 | 700.6722 | 237.8011 | 1.9165e-09 | 0.0035283 | 0.0035283 | 8.336 | 0.2729% |  | -1286.2888 | -377.4928 | -77.1613 | 338.4207 | 274.4858 | -65.5099 | 207.4851 | -11.0199 | 19.1631 | 6.2501
SFm1996CZ04 | SFm | 1996 | CZ04 | 835.2834 | 682.2643 | 569.5214 | 791.6154 | 939.39 | 231.762 | 197.868 | 235.588 | 211.124 | 147.924 | 18 | 711.2683 | 237.2973 |  | 0.48033 | 0.02 | 0.45967 | 0.02 | 0.02 | 1 | 711.2683 | 230.7533 | 1.2274e-09 | 0.027577 | 0.027577 | 64.786 | 2.163% |  | -124.0151 | 29.004 | 141.7469 | -80.3471 | -228.1217 | 5.5353 | 39.4293 | 1.7093 | 26.1733 | 89.3733
SFm2003CZ04 | SFm | 2003 | CZ04 | 1890.865 | 1001.053 | 676.8461 | 307.6813 | 359.715 | 309.973 | 213.862 | 316.488 | 6.5308 | 59.9439 | 19 | 826.3179 | 271.9612 |  | 0.10683 | 0.16335 | 0.62848 | 0.02 | 0.081342 | 1 | 826.3182 | 271.9611 | 2.7236e-07 | 2.1037e-07 | 4.8273e-07 | 0.00079147 | 2.249e-05% |  | -1064.5471 | -174.7351 | 149.4718 | 518.6366 | 466.6029 | -38.0118 | 58.0992 | -44.5268 | 265.4304 | 212.0173
SFm2007CZ04 | SFm | 2007 | CZ04 | 1416.09 | 746.546 | 501.1836 | 228.1764 | 266.0665 | 260.497 | 212.059 | 312.155 | 337.798 | 60.0965 | 20 | 826.3179 | 271.9612 |  | 0.38943 | 0.15027 | 0.20534 | 0.21329 | 0.041677 | 1 | 826.3179 | 271.9612 | 3.0056e-09 | 2.0005e-09 | 5.0062e-09 | 7.8699e-06 | 2.237e-07% |  | -589.7721 | 79.7719 | 325.1343 | 598.1415 | 560.2514 | 11.4642 | 59.9022 | -40.1938 | -65.8368 | 211.8647
SFm1975CZ05 | SFm | 1975 | CZ05 | 85.2205 | 45.3141 | 84.2138 | 45.5598 | 4.1813 | 88.7666 | 288.124 | 429.082 | 350.138 | 288.121 | 21 | 78.703 | 346.9408 |  | 0.036869 | 0.081591 | 0.84153 | 0.020009 | 0.02 | 1 | 78.703 | 400.6352 | 4.094e-07 | 0.15477 | 0.15477 | 531.5745 | 13.14% |  | -6.5175 | 33.3889 | -5.5108 | 33.1433 | 74.5217 | 258.1742 | 58.8168 | -82.1412 | -3.1972 | 58.8198
SFm1985CZ05 | SFm | 1985 | CZ05 | 111.9441 | 78.2359 | 94.5481 | 81.2151 | 119.312 | 249.153 | 149.798 | 388.39 | 279.184 | 295.13 | 22 | 108.7105 | 274.5487 |  | 0.51501 | 0.035764 | 0.10136 | 0.072596 | 0.27527 | 1 | 108.7728 | 274.5487 | 0.00057236 | 2.836e-09 | 0.00057236 | 0.062229 | 0.002201% |  | -3.2336 | 30.4746 | 14.1624 | 27.4954 | -10.6015 | 25.3957 | 124.7507 | -113.8413 | -4.6353 | -20.5813
SFm1996CZ05 | SFm | 1996 | CZ05 | 148.525 | 100.0009 | 127.948 | 101.5874 | 211.1437 | 368.484 | 291.265 | 227.879 | 334.458 | 452.918 | 23 | 127.905 | 419.5689 |  | 0.50345 | 0.02 | 0.02 | 0.43655 | 0.020003 | 1 | 127.905 | 350.9625 | 4.665e-09 | 0.16352 | 0.16352 | 679.2036 | 18.85% |  | -20.62 | 27.9041 | -0.042966 | 26.3176 | -83.2387 | 51.0849 | 128.3039 | 191.6899 | 85.1109 | -33.3491
SFm2003CZ05 | SFm | 2003 | CZ05 | 154.3066 | 102.4608 | 135.7496 | 204.3683 | 212.3876 | 380.222 | 234.791 | 326.495 | 263.928 | 343.893 | 24 | 146.5674 | 314.6101 |  | 0.31635 | 0.2665 | 0.22355 | 0.097678 | 0.095924 | 1 | 146.8027 | 314.6101 | 0.0016049 | 1.0952e-07 | 0.001605 | 0.23557 | 0.007223% |  | -7.7392 | 44.1066 | 10.8178 | -57.8009 | -65.8202 | -65.6119 | 79.8191 | -11.8849 | 50.6821 | -29.2829
SFm2007CZ05 | SFm | 2007 | CZ05 | 118.5093 | 100.5691 | 79.3955 | 117.8013 | 118.5093 | 176.265 | 284.123 | 319.271 | 336.479 | 176.265 | 25 | 146.5674 | 314.6101 |  | 0.035409 | 0.21525 | 0.02 | 0.70074 | 0.028601 | 1 | 113.3693 | 314.6101 | 0.2265 | 5.7395e-09 | 0.2265 | 33.1982 | 1.028% |  | 28.0581 | 45.9983 | 67.1719 | 28.7661 | 28.0581 | 138.3451 | 30.4871 | -4.6609 | -21.8689 | 138.3451
SFm1975CZ06 | SFm | 1975 | CZ06 | 1546.181 | 775.44 | 450.0139 | 178.0214 | 200.7075 | 98.445 | 17.2876 | 126.298 | 126.313 | 177.667 | 26 | 534.0246 | 173.5683 |  | 0.22583 | 0.02 | 0.073913 | 0.02 | 0.66026 | 1 | 534.0244 | 151.7448 | 2.9718e-07 | 0.12573 | 0.12574 | 216.0537 | 10.61% |  | -1012.1564 | -241.4154 | 84.0107 | 356.0032 | 333.3171 | 75.1233 | 156.2807 | 47.2703 | 47.2553 | -4.0987
SFm1985CZ06 | SFm | 1985 | CZ06 | 2015.357 | 1011.662 | 559.7396 | 214.0697 | 61.2802 | 158.145 | 231.986 | 244.761 | 8.0681 | 164.941 | 27 | 570.3883 | 211.2008 |  | 0.02008 | 0.28374 | 0.39373 | 0.025846 | 0.2766 | 1 | 570.3882 | 211.2008 | 8.7846e-08 | 1.2327e-07 | 2.1112e-07 | 0.00030786 | 1.157e-05% |  | -1444.9687 | -441.2737 | 10.6487 | 356.3186 | 509.1081 | 53.0558 | -20.7852 | -33.5602 | 203.1327 | 46.2598
SFm1996CZ06 | SFm | 1996 | CZ06 | 2427.658 | 1311.008 | 791.4128 | 320.6387 | 355.8516 | 66.1598 | 68.2335 | 186.702 | 116.323 | 68.2327 | 28 | 645.1946 | 197.7177 |  | 0.02 | 0.02 | 0.5485 | 0.28689 | 0.12461 | 1 | 645.1946 | 146.9686 | 1.9768e-08 | 0.25667 | 0.25667 | 502.4161 | 23.92% |  | -1782.4634 | -665.8134 | -146.2182 | 324.5559 | 289.343 | 131.5579 | 129.4842 | 11.0157 | 81.3947 | 129.485
SFm2003CZ06 | SFm | 2003 | CZ06 | 1168.607 | 1349.669 | 813.3196 | 329.0142 | 732.1119 | 94.9475 | 82.6232 | 119.48 | 119.761 | 55.6564 | 29 | 796.607 | 182.8071 |  | 0.02 | 0.02 | 0.87202 | 0.067976 | 0.02 | 1 | 796.607 | 116.9948 | 5.8511e-09 | 0.36001 | 0.36001 | 651.5413 | 33.33% |  | -372 | -553.062 | -16.7126 | 467.5928 | 64.4951 | 87.8596 | 100.1839 | 63.3271 | 63.0461 | 127.1507
SFm2007CZ06 | SFm | 2007 | CZ06 | 1761.873 | 906.418 | 509.02 | 200.9384 | 221.6977 | 122.398 | 186.977 | 3.4754 | 65.1916 | 195.794 | 30 | 796.607 | 182.8071 |  | 0.20556 | 0.36947 | 0.02 | 0.02 | 0.38497 | 1 | 796.607 | 170.9908 | 1.4858e-08 | 0.064638 | 0.064638 | 116.9813 | 4.699% |  | -965.266 | -109.811 | 287.587 | 595.6686 | 574.9093 | 60.4091 | -4.1699 | 179.3317 | 117.6155 | -12.9869
SFm1975CZ07 | SFm | 1975 | CZ07 | 1320.024 | 323.6066 | 110.8327 | 1318.992 | 607.9968 | 146.926 | 48.1793 | 146.506 | 90.9637 | 84.3792 | 31 | 533.5912 | 132.5415 |  | 0.26658 | 0.050468 | 0.53354 | 0.021641 | 0.12777 | 1 | 533.5911 | 132.5157 | 1.2692e-07 | 0.00019462 | 0.00019475 | 0.25544 | 0.01384% |  | -786.4328 | 209.9846 | 422.7585 | -785.4008 | -74.4056 | -14.3845 | 84.3622 | -13.9645 | 41.5778 | 48.1623
SFm1985CZ07 | SFm | 1985 | CZ07 | 1818.424 | 429.9503 | 140.8862 | 1810.494 | 838.021 | 197.243 | 60.4616 | 196.492 | 54.0224 | 64.1559 | 32 | 695.0384 | 161.145 |  | 0.24636 | 0.1513 | 0.4909 | 0.02 | 0.091443 | 1 | 695.0384 | 161.1449 | 2.4247e-08 | 5.6674e-07 | 5.9099e-07 | 0.000921 | 4.021e-05% |  | -1123.3856 | 265.0881 | 554.1522 | -1115.4556 | -142.9826 | -36.098 | 100.6834 | -35.347 | 107.1226 | 96.9891
SFm1996CZ07 | SFm | 1996 | CZ07 | 717.3726 | 277.2573 | 420.4334 | 517.0932 | 245.9761 | 82.6737 | 79.3745 | 87.2192 | 108.028 | 54.3148 | 33 | 599.7147 | 151.9287 |  | 0.52439 | 0.02 | 0.12606 | 0.30955 | 0.02 | 1 | 599.7145 | 90.462 | 3.7706e-07 | 0.40458 | 0.40458 | 608.5208 | 40.7% |  | -117.6579 | 322.4574 | 179.2813 | 82.6215 | 353.7386 | 69.255 | 72.5542 | 64.7095 | 43.9007 | 97.6139
SFm2003CZ07 | SFm | 2003 | CZ07 | 945.738 | 272.0673 | 614.2371 | 1075.592 | 904.802 | 123.177 | 123.177 | 62.1585 | 155.733 | 160.034 | 34 | 905.5576 | 137.6114 |  | 0.36463 | 0.070545 | 0.053391 | 0.26921 | 0.24223 | 1 | 905.5571 | 137.6114 | 5.1714e-07 | 3.9444e-09 | 5.2108e-07 | 0.00047367 | 2.089e-05% |  | -40.1804 | 633.4903 | 291.3205 | -170.0344 | 0.75556 | 14.4344 | 14.4344 | 75.4529 | -18.1216 | -22.4226
SFm2007CZ07 | SFm | 2007 | CZ07 | 1124.093 | 465.7612 | 461.5925 | 1124.083 | 679.645 | 69.2388 | 133.497 | 69.2253 | 63.8996 | 65.2943 | 35 | 905.5576 | 137.6114 |  | 0.64168 | 0.29832 | 0.02 | 0.02 | 0.02 | 1 | 905.5575 | 88.2226 | 7.9504e-08 | 0.3589 | 0.3589 | 488.9488 | 27.49% |  | -218.5354 | 439.7964 | 443.9651 | -218.5254 | 225.9126 | 68.3726 | 4.1144 | 68.3861 | 73.7118 | 72.3171
SFm1975CZ08 | SFm | 1975 | CZ08 | 1216.472 | 1373.959 | 754.5117 | 1094.562 | 567.7358 | 9.8402 | 120.328 | 130.565 | 147.363 | 156.231 | 36 | 1008.4 | 161.5835 |  | 0.02 | 0.21876 | 0.02 | 0.46996 | 0.27128 | 1 | 1008.3998 | 140.7682 | 2.4266e-07 | 0.12882 | 0.12882 | 206.0718 | 8.579% |  | -208.072 | -365.559 | 253.8883 | -86.162 | 440.6642 | 151.7433 | 41.2555 | 31.0185 | 14.2205 | 5.3525
SFm1985CZ08 | SFm | 1985 | CZ08 | 1722.879 | 1556.896 | 1768.375 | 981.69 | 1103.944 | 170.757 | 128.45 | 155.483 | 190.476 | 157.709 | 37 | 1245.3034 | 204.4722 |  | 0.31561 | 0.02 | 0.02 | 0.62439 | 0.02 | 1 | 1245.303 | 181.6567 | 3.2796e-07 | 0.11158 | 0.11158 | 225.8744 | 7.421% |  | -477.5756 | -311.5926 | -523.0716 | 263.6134 | 141.3594 | 33.7152 | 76.0222 | 48.9892 | 13.9962 | 46.7632
SFm1996CZ08 | SFm | 1996 | CZ08 | 1704.114 | 1250.377 | 1076.371 | 1249.23 | 1895.167 | 125.296 | 115.592 | 110.156 | 86.6136 | 99.9277 | 38 | 1179.2587 | 178.9555 |  | 0.02 | 0.40516 | 0.53484 | 0.02 | 0.02 | 1 | 1179.2587 | 111.9858 | 5.3544e-10 | 0.37423 | 0.37423 | 662.9995 | 28.98% |  | -524.8553 | -71.1183 | 102.8877 | -69.9713 | -715.9083 | 53.6595 | 63.3635 | 68.7995 | 92.3419 | 79.0278
SFm2003CZ08 | SFm | 2003 | CZ08 | 2166.999 | 1908.609 | 1409.283 | 1246.442 | 819.7626 | 103.968 | 129.944 | 111.753 | 141.49 | 171.632 | 39 | 1892.4645 | 167.7947 |  | 0.57879 | 0.22359 | 0.02 | 0.088334 | 0.089288 | 1 | 1892.4637 | 119.2876 | 4.189e-07 | 0.28909 | 0.28909 | 480.2211 | 15.63% |  | -274.5345 | -16.1445 | 483.1815 | 646.0225 | 1072.7019 | 63.8267 | 37.8507 | 56.0417 | 26.3047 | -3.8373
SFm2007CZ08 | SFm | 2007 | CZ08 | 2379.211 | 1453.464 | 1075.034 | 948.503 | 1075.031 | 105.697 | 97.9019 | 160.524 | 173.88 | 162.519 | 40 | 1892.4645 | 167.7947 |  | 0.6328 | 0.02 | 0.11015 | 0.12184 | 0.11521 | 1 | 1892.4634 | 126.4344 | 6.2039e-07 | 0.24649 | 0.24649 | 409.4681 | 13.02% |  | -486.7465 | 439.0005 | 817.4305 | 943.9615 | 817.4335 | 62.0977 | 69.8928 | 7.2707 | -6.0853 | 5.2757
SFm1975CZ09 | SFm | 1975 | CZ09 | 1620.204 | 1924.172 | 1148.329 | 1598.564 | 891.6596 | 113.281 | 193.434 | 172.129 | 176.246 | 237.932 | 41 | 1558.7169 | 199.0857 |  | 0.02 | 0.50771 | 0.059162 | 0.15998 | 0.25316 | 1 | 1558.7169 | 199.0857 | 7.1535e-10 | 2.4333e-07 | 2.4404e-07 | 0.0004807 | 1.362e-05% |  | -61.4871 | -365.4551 | 410.3879 | -39.8471 | 667.0573 | 85.8047 | 5.6517 | 26.9567 | 22.8397 | -38.8463
SFm1985CZ09 | SFm | 1985 | CZ09 | 2155.81 | 1315.901 | 1500.972 | 1760.994 | 472.6734 | 243.65 | 128.553 | 166.581 | 145.52 | 311.476 | 42 | 1321.6967 | 209.2996 |  | 0.15732 | 0.18621 | 0.19401 | 0.17675 | 0.28571 | 1 | 1321.6967 | 209.2996 | 2.7236e-08 | 3.251e-08 | 5.9746e-08 | 0.00010336 | 3.046e-06% |  | -834.1133 | 5.7957 | -179.2753 | -439.2973 | 849.0233 | -34.3504 | 80.7466 | 42.7186 | 63.7796 | -102.1764
SFm1996CZ09 | SFm | 1996 | CZ09 | 2034.566 | 1511.285 | 2377.742 | 1777.01 | 1918.81 | 153.02 | 129.664 | 106.405 | 153.938 | 165.368 | 43 | 1746.3302 | 197.5328 |  | 0.02 | 0.34092 | 0.02 | 0.31762 | 0.30145 | 1 | 1746.3302 | 148.139 | 1.1679e-11 | 0.25005 | 0.25005 | 488.9986 | 15.22% |  | -288.2358 | 235.0452 | -631.4118 | -30.6798 | -172.4798 | 44.5128 | 67.8688 | 91.1278 | 43.5948 | 32.1648
SFm2003CZ09 | SFm | 2003 | CZ09 | 3979.068 | 2531.7 | 2162.73 | 1268.789 | 1468.09 | 134.926 | 153.442 | 141.459 | 218.244 | 74.1081 | 44 | 1804.4042 | 213.2309 |  | 0.02 | 0.36388 | 0.02 | 0.57612 | 0.02 | 1 | 1804.4041 | 188.5792 | 5.6457e-08 | 0.11561 | 0.11561 | 244.052 | 6.647% |  | -2174.6638 | -727.2958 | -358.3258 | 535.6152 | 336.3142 | 78.3049 | 59.7889 | 71.7719 | -5.0131 | 139.1228
SFm2007CZ09 | SFm | 2007 | CZ09 | 2006.846 | 1903.531 | 1617.398 | 1383.287 | 1099.822 | 152.296 | 197.718 | 140.301 | 134.361 | 215.981 | 45 | 1804.4042 | 213.2309 |  | 0.02 | 0.83416 | 0.02 | 0.02 | 0.10584 | 1 | 1804.4039 | 196.3271 | 1.4731e-07 | 0.079275 | 0.079275 | 167.3487 | 4.465% |  | -202.4418 | -99.1268 | 187.0062 | 421.1172 | 704.5822 | 60.9349 | 15.5129 | 72.9299 | 78.8699 | -2.7501
SFm1975CZ10 | SFm | 1975 | CZ10 | 1161.407 | 1597.93 | 1014.217 | 412.0166 | 51.5996 | 53.3356 | 216.991 | 175.9 | 252.352 | 274.402 | 46 | 1231.5706 | 218.4216 |  | 0.020046 | 0.64418 | 0.11814 | 0.13286 | 0.08478 | 1 | 1231.5618 | 218.4215 | 7.1069e-06 | 2.3022e-07 | 7.3372e-06 | 0.0092505 | 0.0002726% |  | 70.1636 | -366.3594 | 217.3536 | 819.554 | 1179.971 | 165.086 | 1.4306 | 42.5216 | -33.9304 | -55.9804
SFm1985CZ10 | SFm | 1985 | CZ10 | 1192.545 | 1367.583 | 1574.752 | 374.21 | 32.2451 | 191.911 | 156.931 | 349.927 | 248.965 | 212.27 | 47 | 1212.4776 | 239.4929 |  | 0.33047 | 0.21614 | 0.30929 | 0.090915 | 0.053187 | 1 | 1212.477 | 239.4929 | 5.1903e-07 | 5.4463e-10 | 5.1957e-07 | 0.0006306 | 1.76e-05% |  | 19.9326 | -155.1054 | -362.2744 | 838.2676 | 1180.2324 | 47.5819 | 82.5619 | -110.4341 | -9.4721 | 27.2229
SFm1996CZ10 | SFm | 1996 | CZ10 | 1696.766 | 1186.347 | 1368.52 | 1971.243 | 1762.891 | 186.843 | 225.646 | 193.906 | 208.981 | 203.622 | 48 | 1625.6776 | 229.4416 |  | 0.02 | 0.41261 | 0.02 | 0.52739 | 0.02 | 1 | 1625.6771 | 215.0057 | 3.3237e-07 | 0.062918 | 0.062918 | 142.916 | 3.807% |  | -71.0884 | 439.3306 | 257.1576 | -345.5654 | -137.2134 | 42.5986 | 3.7956 | 35.5356 | 20.4606 | 25.8196
SFm2003CZ10 | SFm | 2003 | CZ10 | 2971.343 | 1913.876 | 1650.92 | 965.3173 | 1122.846 | 180.685 | 198.407 | 235.055 | 262.783 | 179.811 | 49 | 1658.8579 | 203.9902 |  | 0.15987 | 0.22654 | 0.15632 | 0.13488 | 0.3224 | 1 | 1658.8579 | 203.99 | 3.8824e-10 | 1.2762e-06 | 1.2766e-06 | 0.002578 | 7.008e-05% |  | -1312.4851 | -255.0181 | 7.9379 | 693.5406 | 536.0119 | 23.3052 | 5.5832 | -31.0648 | -58.7928 | 24.1792
SFm2007CZ10 | SFm | 2007 | CZ10 | 2146.834 | 1374.293 | 1458.531 | 1382.814 | 1632.235 | 181.749 | 216.429 | 242.28 | 164.266 | 305.339 | 50 | 1658.8579 | 203.9902 |  | 0.32036 | 0.19016 | 0.15892 | 0.24688 | 0.083689 | 1 | 1658.8578 | 203.9901 | 3.8169e-08 | 4.8251e-07 | 5.2068e-07 | 0.0010377 | 2.821e-05% |  | -487.9761 | 284.5649 | 200.3269 | 276.0439 | 26.6229 | 22.2412 | -12.4388 | -38.2898 | 39.7242 | -101.3488
SFm1975CZ11 | SFm | 1975 | CZ11 | 2744.042 | 2052.359 | 1631.249 | 1167.772 | 356.9604 | 184.165 | 410.328 | 451.601 | 64.0335 | 428.487 | 51 | 1478.4571 | 277.2877 |  | 0.068158 | 0.049141 | 0.43608 | 0.39438 | 0.052234 | 1 | 1478.4398 | 277.2877 | 1.168e-05 | 6.8054e-08 | 1.1748e-05 | 0.017455 | 0.0004133% |  | -1265.5849 | -573.9019 | -152.7919 | 310.6851 | 1121.4967 | 93.1227 | -133.0403 | -174.3133 | 213.2542 | -151.1993
SFm1985CZ11 | SFm | 1985 | CZ11 | 3095.845 | 1598.197 | 2438.6 | 2004.782 | 1138.029 | 121.999 | 273.045 | 344.25 | 358.916 | 383.034 | 52 | 1797.4726 | 295.6587 |  | 0.031511 | 0.63845 | 0.18094 | 0.079189 | 0.069915 | 1 | 1797.4726 | 295.6587 | 2.8528e-08 | 2.6155e-12 | 2.8531e-08 | 5.1287e-05 | 1.086e-06% |  | -1298.3724 | 199.2756 | -641.1274 | -207.3094 | 659.4436 | 173.6597 | 22.6137 | -48.5913 | -63.2573 | -87.3753
SFm1996CZ11 | SFm | 1996 | CZ11 | 2612.029 | 2984.218 | 1913.643 | 1496.741 | 1038.0788 | 316.028 | 341.767 | 379.673 | 402.457 | 116.143 | 53 | 1864.6113 | 301.3449 |  | 0.15777 | 0.18389 | 0.089618 | 0.30931 | 0.25941 | 1 | 1864.6091 | 301.3449 | 1.176e-06 | 1.7792e-09 | 1.1778e-06 | 0.002198 | 4.534e-05% |  | -747.4177 | -1119.6067 | -49.0317 | 367.8703 | 826.5325 | -14.6831 | -40.4221 | -78.3281 | -101.1121 | 185.2019
SFm2003CZ11 | SFm | 2003 | CZ11 | 2369.912 | 2118.137 | 1776.479 | 2118.115 | 912.1562 | 329.598 | 125.317 | 280.289 | 329.603 | 280.289 | 54 | 1871.6646 | 210.4619 |  | 0.095389 | 0.52017 | 0.051423 | 0.1233 | 0.20972 | 1 | 1871.6643 | 210.4619 | 1.3888e-07 | 3.697e-14 | 1.3888e-07 | 0.00025993 | 6.572e-06% |  | -498.2474 | -246.4724 | 95.1856 | -246.4504 | 959.5084 | -119.1361 | 85.1449 | -69.8271 | -119.1411 | -69.8271
SFm2007CZ11 | SFm | 2007 | CZ11 | 1928.766 | 1721.592 | 1946.772 | 1256.286 | 1720.75 | 203.308 | 111.405 | 225.103 | 272.855 | 217.503 | 55 | 1871.6646 | 210.4619 |  | 0.56162 | 0.027796 | 0.2299 | 0.038534 | 0.14215 | 1 | 1871.6638 | 210.4619 | 4.1056e-07 | 1.4002e-08 | 4.2456e-07 | 0.00079761 | 2.017e-05% |  | -57.1014 | 150.0726 | -75.1074 | 615.3786 | 150.9146 | 7.1539 | 99.0569 | -14.6411 | -62.3931 | -7.0411
SFm1975CZ12 | SFm | 1975 | CZ12 | 1321.368 | 1577.621 | 1019.092 | 744.4205 | 475.4846 | 409.091 | 382.68 | 37.0213 | 135.774 | 295.273 | 56 | 1034.6738 | 270.8279 |  | 0.25732 | 0.18709 | 0.15872 | 0.18243 | 0.21444 | 1 | 1034.6952 | 270.8278 | 2.0635e-05 | 1.3966e-07 | 2.0775e-05 | 0.021725 | 0.0005847% |  | -286.6942 | -542.9472 | 15.5818 | 290.2533 | 559.1892 | -138.2631 | -111.8521 | 233.8066 | 135.0539 | -24.4451
SFm1985CZ12 | SFm | 1985 | CZ12 | 1887.581 | 1153.279 | 1335.041 | 1567.012 | 456.6883 | 207.878 | 76.6419 | 248.466 | 284.521 | 309.975 | 57 | 1033.3355 | 278.7576 |  | 0.027368 | 0.032366 | 0.21913 | 0.29042 | 0.43071 | 1 | 1033.3355 | 278.7576 | 3.6562e-10 | 3.7093e-09 | 4.0749e-09 | 1.0614e-05 | 2.798e-07% |  | -854.2455 | -119.9435 | -301.7055 | -533.6765 | 576.6472 | 70.8796 | 202.1157 | 30.2916 | -5.7634 | -31.2174
SFm1996CZ12 | SFm | 1996 | CZ12 | 2185.241 | 1920.418 | 1166.676 | 1358.407 | 1617.688 | 276.971 | 300.896 | 273.385 | 69.9404 | 198.377 | 58 | 1275.649 | 264.8238 |  | 0.02 | 0.062366 | 0.81391 | 0.02 | 0.083723 | 1 | 1275.6495 | 264.8237 | 3.9681e-07 | 1.676e-07 | 5.644e-07 | 0.00094558 | 2.426e-05% |  | -909.592 | -644.769 | 108.973 | -82.758 | -342.039 | -12.1472 | -36.0722 | -8.5612 | 194.8834 | 66.4468
SFm2003CZ12 | SFm | 2003 | CZ12 | 542.959 | 1770.999 | 1535.424 | 891.6033 | 1297.484 | 303.315 | 295.087 | 219.895 | 82.6741 | 326.364 | 59 | 1039.5773 | 225.5154 |  | 0.30093 | 0.1062 | 0.16795 | 0.29837 | 0.12655 | 1 | 1039.5771 | 225.5154 | 2.1112e-07 | 6.5257e-09 | 2.1765e-07 | 0.00023405 | 7.153e-06% |  | 496.6183 | -731.4217 | -495.8467 | 147.974 | -257.9067 | -77.7996 | -69.5716 | 5.6204 | 142.8413 | -100.8486
SFm2007CZ12 | SFm | 2007 | CZ12 | 2044.793 | 1245.392 | 1069.7 | 609.3918 | 723.6924 | 280.129 | 299.739 | 73.4216 | 270.13 | 327.594 | 60 | 1039.5773 | 225.5154 |  | 0.098817 | 0.19355 | 0.31395 | 0.2123 | 0.18139 | 1 | 1039.5773 | 225.5154 | 4.0204e-08 | 4.2694e-09 | 4.4473e-08 | 5.1327e-05 | 1.569e-06% |  | -1005.2157 | -205.8147 | -30.1227 | 430.1855 | 315.8849 | -54.6136 | -74.2236 | 152.0938 | -44.6146 | -102.0786
SFm1975CZ13 | SFm | 1975 | CZ13 | 2686.27 | 2157.699 | 1726.611 | 1242.306 | 1997.105 | 279.899 | 319.418 | 340.059 | 158.113 | 335.446 | 61 | 1914.0212 | 265.4262 |  | 0.23682 | 0.16276 | 0.14301 | 0.30968 | 0.14773 | 1 | 1914.0212 | 265.4261 | 3.4317e-09 | 3.6039e-07 | 3.6382e-07 | 0.00095356 | 2.1e-05% |  | -772.2488 | -243.6778 | 187.4102 | 671.7152 | -83.0838 | -14.4728 | -53.9918 | -74.6328 | 107.3132 | -70.0198
SFm1985CZ13 | SFm | 1985 | CZ13 | 2328.405 | 2107.927 | 1698.138 | 1207.987 | 1973.418 | 286.731 | 253.405 | 223.553 | 257.917 | 180.643 | 62 | 1819.1429 | 277.9905 |  | 0.50699 | 0.02 | 0.02 | 0.43301 | 0.02 | 1 | 1819.1429 | 270.2025 | 1.3611e-11 | 0.028015 | 0.028015 | 77.1009 | 1.716% |  | -509.2621 | -288.7841 | 121.0049 | 611.1559 | -154.2751 | -8.7405 | 24.5855 | 54.4375 | 20.0735 | 97.3475
SFm1996CZ13 | SFm | 1996 | CZ13 | 2024.81 | 2498.539 | 2117.696 | 2482.823 | 2024.595 | 312.692 | 239.532 | 323.698 | 216.338 | 285.208 | 63 | 2409.7988 | 293.2918 |  | 0.32485 | 0.28413 | 0.35102 | 0.02 | 0.02 | 1 | 2201.1707 | 293.2917 | 0.086575 | 3.4236e-07 | 0.086575 | 208.629 | 4.087% |  | 384.9888 | -88.7402 | 292.1028 | -73.0242 | 385.2038 | -19.4002 | 53.7598 | -30.4062 | 76.9538 | 8.0838
SFm2003CZ13 | SFm | 2003 | CZ13 | 1834.588 | 2556.752 | 1914.329 | 2255.594 | 2149.956 | 252.353 | 308.236 | 235.418 | 246.306 | 154.953 | 64 | 2062.6681 | 212.8269 |  | 0.19881 | 0.024716 | 0.22757 | 0.17963 | 0.36927 | 1 | 2062.6682 | 212.8269 | 5.8296e-08 | 5.4212e-08 | 1.1251e-07 | 0.00023447 | 5.623e-06% |  | 228.0801 | -494.0839 | 148.3391 | -192.9259 | -87.2879 | -39.5261 | -95.4091 | -22.5911 | -33.4791 | 57.8739
SFm2007CZ13 | SFm | 2007 | CZ13 | 3206.914 | 2074.565 | 2079.202 | 1358.17 | 1606.775 | 284.823 | 321.759 | 336.475 | 303.964 | 92.7783 | 65 | 2062.6681 | 212.8269 |  | 0.20844 | 0.050912 | 0.23575 | 0.051652 | 0.45324 | 1 | 2062.6608 | 212.8269 | 3.5275e-06 | 7.8827e-08 | 3.6063e-06 | 0.0074421 | 0.0001785% |  | -1144.2459 | -11.8969 | -16.5339 | 704.4981 | 455.8931 | -71.9961 | -108.9321 | -123.6481 | -91.1371 | 120.0486
SFm1975CZ14 | SFm | 1975 | CZ14 | 2213.76 | 3944.486 | 2837.061 | 2627.627 | 3300.055 | 421.46 | 385.695 | 65.0029 | 176.738 | 342.667 | 66 | 3055.0461 | 274.1985 |  | 0.14491 | 0.21926 | 0.20096 | 0.20202 | 0.23284 | 1 | 3055.0465 | 274.1985 | 1.0759e-07 | 2.4782e-07 | 3.5541e-07 | 0.0010014 | 1.736e-05% |  | 841.2861 | -889.4399 | 217.9851 | 427.4191 | -245.0089 | -147.2615 | -111.4965 | 209.1956 | 97.4605 | -68.4685
SFm1985CZ14 | SFm | 1985 | CZ14 | 1967.291 | 3727.283 | 3591.064 | 2574.155 | 2883.122 | 305.596 | 285.881 | 206.851 | 240.609 | 272.54 | 67 | 2711.1289 | 268.338 |  | 0.35132 | 0.11312 | 0.16516 | 0.20278 | 0.16762 | 1 | 2711.1289 | 268.3381 | 1.5191e-09 | 2.4129e-07 | 2.4281e-07 | 0.00064512 | 1.202e-05% |  | 743.8379 | -1016.1541 | -879.9351 | 136.9739 | -171.9931 | -37.258 | -17.543 | 61.487 | 27.729 | -4.202
SFm1996CZ14 | SFm | 1996 | CZ14 | 2395.127 | 2393.165 | 2990.764 | 2392.829 | 2353.74 | 186.369 | 214.235 | 242.884 | 112.296 | 158.907 | 68 | 2505.3945 | 211.1993 |  | 0.18635 | 0.58381 | 0.18856 | 0.020625 | 0.020651 | 1 | 2505.3943 | 211.1993 | 6.3247e-08 | 1.0109e-08 | 7.3355e-08 | 0.00017959 | 3.907e-06% |  | 110.2675 | 112.2295 | -485.3695 | 112.5655 | 151.6545 | 24.8303 | -3.0357 | -31.6847 | 98.9033 | 52.2923
SFm2003CZ14 | SFm | 2003 | CZ14 | 5085.498 | 3617.428 | 3493.709 | 2466.218 | 2786.778 | 240.632 | 280.332 | 327.069 | 20.3256 | 316.67 | 69 | 4167.7869 | 248.914 |  | 0.53912 | 0.14141 | 0.068488 | 0.075371 | 0.17561 | 1 | 4167.7868 | 248.9139 | 4.5126e-08 | 2.833e-07 | 3.2842e-07 | 0.00088619 | 1.336e-05% |  | -917.7111 | 550.3589 | 674.0779 | 1701.5689 | 1381.0089 | 8.282 | -31.418 | -78.155 | 228.5884 | -67.756
SFm2007CZ14 | SFm | 2007 | CZ14 | 3565.145 | 3329.592 | 3137.298 | 2903.213 | 3324.507 | 212.076 | 249.716 | 240.25 | 198.732 | 283.997 | 70 | 4167.7869 | 248.914 |  | 0.44239 | 0.02 | 0.02 | 0.02 | 0.49761 | 1 | 3418.8947 | 248.914 | 0.17969 | 1.9476e-07 | 0.17969 | 748.8928 | 12.73% |  | 602.6419 | 838.1949 | 1030.4889 | 1264.5739 | 843.2799 | 36.838 | -0.802 | 8.664 | 50.182 | -35.083
SFm1975CZ15 | SFm | 1975 | CZ15 | 4709 | 6893.88 | 6664.394 | 3897.726 | 3433.774 | 112.446 | 99.0077 | 83.6236 | 119.358 | 127.964 | 71 | 3480.8868 | 130.3615 |  | 0.02 | 0.02 | 0.02 | 0.02 | 0.92 | 1 | 3602.3721 | 126.0156 | 0.034901 | 0.033337 | 0.068238 | 164.5094 | 3.392% |  | -1228.1132 | -3412.9932 | -3183.5072 | -416.8392 | 47.1128 | 17.9155 | 31.3538 | 46.7379 | 11.0035 | 2.3975
SFm1985CZ15 | SFm | 1985 | CZ15 | 4805.327 | 4411.598 | 3887.226 | 3462.062 | 3137.351 | 94.4447 | 114.052 | 103.877 | 139.49 | 123.833 | 72 | 3141.7083 | 137.8007 |  | 0.02 | 0.02 | 0.02 | 0.92 | 0.02 | 1 | 3509.9272 | 137.0549 | 0.1172 | 0.0054117 | 0.12262 | 375.6017 | 7.718% |  | -1663.6187 | -1269.8897 | -745.5177 | -320.3537 | 4.3573 | 43.356 | 23.7487 | 33.9237 | -1.6893 | 13.9677
SFm1996CZ15 | SFm | 1996 | CZ15 | 3772.467 | 4137.888 | 4638.822 | 4518.519 | 2759.597 | 98.8835 | 115.344 | 110.223 | 106.918 | 110.153 | 73 | 4097.3817 | 113.5375 |  | 0.02 | 0.02 | 0.66771 | 0.02 | 0.27229 | 1 | 4097.3817 | 110.0135 | 7.3327e-09 | 0.031038 | 0.031038 | 34.8878 | 0.6727% |  | 324.9147 | -40.5063 | -541.4403 | -421.1373 | 1337.7847 | 14.654 | -1.8065 | 3.3145 | 6.6195 | 3.3845
SFm2003CZ15 | SFm | 2003 | CZ15 | 5024.565 | 4260.968 | 5571.41 | 3998.496 | 4632.107 | 106.986 | 129.23 | 106.985 | 128.491 | 122.946 | 74 | 4357.3208 | 136.8636 |  | 0.020166 | 0.54848 | 0.020652 | 0.15552 | 0.25519 | 1 | 4357.3208 | 126.6035 | 6.5597e-09 | 0.074966 | 0.074966 | 101.5754 | 1.81% |  | -667.2442 | 96.3528 | -1214.0892 | 358.8248 | -274.7862 | 29.8776 | 7.6336 | 29.8786 | 8.3726 | 13.9176
SFm2007CZ15 | SFm | 2007 | CZ15 | 4458.357 | 4935.143 | 4261.342 | 2174.167 | 3601.156 | 115.002 | 95.3612 | 125.207 | 112.443 | 116.025 | 75 | 4357.3208 | 136.8636 |  | 0.44139 | 0.20493 | 0.20143 | 0.020002 | 0.13226 | 1 | 4357.3206 | 113.1168 | 5.0327e-08 | 0.17351 | 0.17351 | 235.0942 | 4.292% |  | -101.0362 | -577.8222 | 95.9788 | 2183.1538 | 756.1648 | 21.8616 | 41.5024 | 11.6566 | 24.4206 | 20.8386
SFm1975CZ16 | SFm | 1975 | CZ16 | 1406.797 | 1207.269 | 1056.453 | 537.01 | 424.8753 | 335.997 | 476.255 | 540.069 | 656.28 | 526.537 | 76 | 975.6512 | 379.4167 |  | 0.52182 | 0.02 | 0.032461 | 0.02 | 0.40572 | 1 | 975.6512 | 429.1384 | 1.5624e-08 | 0.13105 | 0.13105 | 492.2454 | 9.423% |  | -431.1458 | -231.6178 | -80.8018 | 438.6412 | 550.7759 | 43.4197 | -96.8383 | -160.6523 | -276.8633 | -147.1203
SFm1985CZ16 | SFm | 1985 | CZ16 | 1558.912 | 989.453 | 780.0174 | 425.3526 | 482.9164 | 619.834 | 218.106 | 619.819 | 679.615 | 395.874 | 77 | 774.16 | 488.1883 |  | 0.11154 | 0.23434 | 0.218 | 0.21206 | 0.22406 | 1 | 774.1935 | 488.1882 | 4.3316e-05 | 1.0692e-07 | 4.3423e-05 | 0.03405 | 0.0006073% |  | -784.752 | -215.293 | -5.8574 | 348.8074 | 291.2436 | -131.6457 | 270.0823 | -131.6307 | -191.4267 | 92.3143
SFm1996CZ16 | SFm | 1996 | CZ16 | 911.741 | 899.933 | 1009.995 | 899.72 | 661.6793 | 453.245 | 191.266 | 256.535 | 317.668 | 352.855 | 78 | 902.0563 | 236.7035 |  | 0.02 | 0.58472 | 0.21157 | 0.093711 | 0.090005 | 1 | 901.9909 | 236.7035 | 7.2575e-05 | 2.1763e-11 | 7.2575e-05 | 0.065467 | 0.002017% |  | -9.6847 | 2.1233 | -107.9387 | 2.3363 | 240.377 | -216.5415 | 45.4375 | -19.8315 | -80.9645 | -116.1515
SFm2003CZ16 | SFm | 2003 | CZ16 | 399.5454 | 614.461 | 503.7243 | 443.7423 | 139.3682 | 496.748 | 265.82 | 198.224 | 365.559 | 329.058 | 79 | 437.1309 | 236.7035 |  | 0.020246 | 0.052874 | 0.71318 | 0.024718 | 0.18898 | 1 | 437.1309 | 236.7034 | 4.8213e-12 | 3.6306e-07 | 3.6306e-07 | 0.00085078 | 3.06e-05% |  | 37.5855 | -177.3301 | -66.5934 | -6.6114 | 297.7627 | -260.0445 | -29.1165 | 38.4795 | -128.8555 | -92.3545
SFm2007CZ16 | SFm | 2007 | CZ16 | 295.4066 | 458.6892 | 447.2482 | 331.7417 | 103.407 | 485.247 | 261.454 | 195.634 | 358.177 | 322.684 | 80 | 437.1309 | 236.7035 |  | 0.021652 | 0.39459 | 0.52509 | 0.038672 | 0.02 | 1 | 437.1318 | 236.7035 | 2.0432e-06 | 4.8806e-11 | 2.0433e-06 | 0.00089326 | 3.213e-05% |  | 141.7243 | -21.5583 | -10.1173 | 105.3892 | 333.7239 | -248.5435 | -24.7505 | 41.0695 | -121.4735 | -85.9805
| SFm | 2007 | CZ16 | 295.4066 | 458.6892 | 447.2482 | 331.7417 | 103.407 | 485.247 | 261.454 | 195.634 | 358.177 | 322.684 | 80 | 437.1309 | 236.7035 | 0.02 | 0.52182 | 0.02 | 0.032461 | 0.02 | 0.40572 | 1 | 226.4295 | 402.8732 | 0.48201 | 0.70202 | 1.184 | 1855.7815 | 44.03%
[17 empty] | 0.8 | 0.021652 | 0.39459 | 0.52509 | 0.038672 | 0.02
[10 empty] | Current Method: | 1 | SFm | 1975 | CZ01 | 67.389 | 337.8083 |  | 0.54045 | 0.17348 | 0.093093 | 0.087893 | 0.10508 | 1 | 0 | 337.8083 | 1 | 9.2758e-09 | 1 | 67.389 | 2.015% | FALSE | 25308
[10 empty] | min clg & htg fractions | 2 | SFm | 1985 | CZ01 | 0 | 337.8083 |  | 0.30051 | 0.16697 | 0.16326 | 0.19274 | 0.17653 | 1 | 0 | 337.8083 | 1 | 2.68e-09 | 1 | 8.9628e-06 | 2.68e-07% | FALSE |  | kwh | therm
[10 empty] | using evolutionary solve | 3 | SFm | 1996 | CZ01 | 0 | 251.3312 |  | 0.46193 | 0.11969 | 0.18335 | 0.12143 | 0.1136 | 1 | 0 | 251.3312 | 1 | 2.7608e-09 | 1 | 6.8694e-06 | 2.761e-07% | FALSE | site | 3413 | 100000
[11 empty] | 4 | SFm | 2003 | CZ01 | 0 | 251.3312 |  | 0.4093 | 0.1197 | 0.18454 | 0.14948 | 0.13697 | 1 | 0 | 251.3312 | 1 | 4.4912e-08 | 1 | 0.00011175 | 4.491e-06% | FALSE | source | 10342.4242 | 102040.8163
[11 empty] | 5 | SFm | 2007 | CZ01 | 0 | 251.3312 |  | 0.44268 | 0.11645 | 0.22137 | 0.11347 | 0.10603 | 1 | 0 | 251.3311 | 1 | 2.3006e-07 | 1 | 0.00057244 | 2.301e-05% | FALSE | kWh/therm (site): |  | 29.2997
[11 empty] | 6 | SFm | 1975 | CZ02 | 428.7102 | 315.3393 |  | 0.51836 | 0.15665 | 0.10087 | 0.020393 | 0.20373 | 1 | 373.7205 | 315.3393 | 0.12827 | 1.8372e-12 | 0.12827 | 54.9897 | 1.573% | FALSE | kWh/therm (source): |  | 9.8662
[11 empty] | 7 | SFm | 1985 | CZ02 | 434.0449 | 349.1982 |  | 0.02 | 0.02 | 0.83889 | 0.02 | 0.10111 | 1 | 434.0448 | 327.1877 | 2.9523e-07 | 0.063031 | 0.063032 | 217.9038 | 5.932% | FALSE
[11 empty] | 8 | SFm | 1996 | CZ02 | 527.3475 | 252.0388 |  | 0.26962 | 0.29942 | 0.19007 | 0.072575 | 0.16831 | 1 | 527.3475 | 252.0386 | 5.8024e-08 | 8.2876e-07 | 8.8679e-07 | 0.0020985 | 6.943e-05% | FALSE
[11 empty] | 9 | SFm | 2003 | CZ02 | 504.2869 | 289.4488 |  | 0.37764 | 0.56236 | 0.020001 | 0.020001 | 0.02 | 1 | 496.1764 | 289.4488 | 0.016083 | 1.5064e-09 | 0.016083 | 8.1104 | 0.2413% | FALSE
[11 empty] | 10 | SFm | 2007 | CZ02 | 504.2869 | 289.4488 |  | 0.39851 | 0.24047 | 0.099332 | 0.09234 | 0.16934 | 1 | 504.2868 | 289.4488 | 1.9577e-07 | 1.6026e-10 | 1.9593e-07 | 9.9184e-05 | 2.943e-06% | FALSE
[11 empty] | 11 | SFm | 1975 | CZ03 | 160.6316 | 283.4964 |  | 0.21414 | 0.30315 | 0.02 | 0.24197 | 0.22074 | 1 | 144.7355 | 283.4964 | 0.09896 | 6.7345e-12 | 0.09896 | 15.8961 | 0.5386% | FALSE
[11 empty] | 12 | SFm | 1985 | CZ03 | 174.3253 | 302.6212 |  | 0.43065 | 0.18019 | 0.18239 | 0.085758 | 0.12101 | 1 | 174.3253 | 302.621 | 4.6249e-08 | 5.0744e-07 | 5.5369e-07 | 0.0015283 | 4.821e-05% | TRUE
[11 empty] | 13 | SFm | 1996 | CZ03 | 165.956 | 307.0213 |  | 0.02 | 0.92 | 0.02 | 0.02 | 0.02 | 1 | 162.19 | 293.983 | 0.022693 | 0.042467 | 0.06516 | 132.8453 | 4.324% | FALSE
[11 empty] | 14 | SFm | 2003 | CZ03 | 172.8421 | 275.687 |  | 0.59524 | 0.031918 | 0.098509 | 0.14565 | 0.12868 | 1 | 172.842 | 275.6831 | 1.361e-07 | 1.4338e-05 | 1.4474e-05 | 0.039157 | 0.001349% | FALSE
[11 empty] | 15 | SFm | 2007 | CZ03 | 172.8421 | 275.687 |  | 0.090905 | 0.27313 | 0.29497 | 0.13532 | 0.20568 | 1 | 172.8421 | 275.687 | 2.3079e-11 | 8.9983e-08 | 9.0006e-08 | 0.00024559 | 8.462e-06% | TRUE
[11 empty] | 16 | SFm | 1975 | CZ04 | 600.7894 | 222.8783 |  | 0.30493 | 0.16337 | 0.20316 | 0.27873 | 0.049808 | 1 | 600.7882 | 222.8783 | 2.0497e-06 | 1.1039e-07 | 2.1601e-06 | 0.001475 | 5.254e-05% | FALSE
[11 empty] | 17 | SFm | 1985 | CZ04 | 700.6722 | 238.6431 |  | 0.1172 | 0.02 | 0.27602 | 0.28997 | 0.29681 | 1 | 700.6722 | 237.8011 | 1.9165e-09 | 0.0035283 | 0.0035283 | 8.336 | 0.2729% | FALSE |  |  |  |  | 0
[11 empty] | 18 | SFm | 1996 | CZ04 | 711.2683 | 237.2973 |  | 0.48033 | 0.02 | 0.45967 | 0.02 | 0.02 | 1 | 711.2683 | 230.7533 | 1.2274e-09 | 0.027577 | 0.027577 | 64.786 | 2.163% | FALSE
[11 empty] | 19 | SFm | 2003 | CZ04 | 826.3179 | 271.9612 |  | 0.10683 | 0.16335 | 0.62848 | 0.02 | 0.081342 | 1 | 826.3182 | 271.9611 | 2.7236e-07 | 2.1037e-07 | 4.8273e-07 | 0.00079147 | 2.249e-05% | TRUE
[11 empty] | 20 | SFm | 2007 | CZ04 | 826.3179 | 271.9612 |  | 0.38943 | 0.15027 | 0.20534 | 0.21329 | 0.041677 | 1 | 826.3179 | 271.9612 | 3.0056e-09 | 2.0005e-09 | 5.0062e-09 | 7.8699e-06 | 2.237e-07% | TRUE
[11 empty] | 21 | SFm | 1975 | CZ05 | 78.703 | 346.9408 |  | 0.036869 | 0.081591 | 0.84153 | 0.020009 | 0.02 | 1 | 78.703 | 400.6352 | 4.094e-07 | 0.15477 | 0.15477 | 531.5745 | 13.14% | FALSE
[11 empty] | 22 | SFm | 1985 | CZ05 | 108.7105 | 274.5487 |  | 0.51501 | 0.035764 | 0.10136 | 0.072596 | 0.27527 | 1 | 108.7728 | 274.5487 | 0.00057236 | 2.836e-09 | 0.00057236 | 0.062229 | 0.002201% | FALSE
[11 empty] | 23 | SFm | 1996 | CZ05 | 127.905 | 419.5689 |  | 0.50345 | 0.02 | 0.02 | 0.43655 | 0.020003 | 1 | 127.905 | 350.9625 | 4.665e-09 | 0.16352 | 0.16352 | 679.2036 | 18.85% | FALSE
[11 empty] | 24 | SFm | 2003 | CZ05 | 146.5674 | 314.6101 |  | 0.31635 | 0.2665 | 0.22355 | 0.097678 | 0.095924 | 1 | 146.8027 | 314.6101 | 0.0016049 | 1.0952e-07 | 0.001605 | 0.23557 | 0.007223% | FALSE
[11 empty] | 25 | SFm | 2007 | CZ05 | 146.5674 | 314.6101 |  | 0.035409 | 0.21525 | 0.02 | 0.70074 | 0.028601 | 1 | 113.3693 | 314.6101 | 0.2265 | 5.7395e-09 | 0.2265 | 33.1982 | 1.028% | TRUE
[11 empty] | 26 | SFm | 1975 | CZ06 | 534.0246 | 173.5683 |  | 0.22583 | 0.02 | 0.073913 | 0.02 | 0.66026 | 1 | 534.0244 | 151.7448 | 2.9718e-07 | 0.12573 | 0.12574 | 216.0537 | 10.61% | FALSE
[11 empty] | 27 | SFm | 1985 | CZ06 | 570.3883 | 211.2008 |  | 0.02008 | 0.28374 | 0.39373 | 0.025846 | 0.2766 | 1 | 570.3882 | 211.2008 | 8.7846e-08 | 1.2327e-07 | 2.1112e-07 | 0.00030786 | 1.157e-05% | FALSE
[11 empty] | 28 | SFm | 1996 | CZ06 | 645.1946 | 197.7177 |  | 0.02 | 0.02 | 0.5485 | 0.28689 | 0.12461 | 1 | 645.1946 | 146.9686 | 1.9768e-08 | 0.25667 | 0.25667 | 502.4161 | 23.92% | FALSE
[11 empty] | 29 | SFm | 2003 | CZ06 | 796.607 | 182.8071 |  | 0.02 | 0.02 | 0.87202 | 0.067976 | 0.02 | 1 | 796.607 | 116.9948 | 5.8511e-09 | 0.36001 | 0.36001 | 651.5413 | 33.33% | FALSE
[11 empty] | 30 | SFm | 2007 | CZ06 | 796.607 | 182.8071 |  | 0.20556 | 0.36947 | 0.02 | 0.02 | 0.38497 | 1 | 796.607 | 170.9908 | 1.4858e-08 | 0.064638 | 0.064638 | 116.9813 | 4.699% | FALSE
[11 empty] | 31 | SFm | 1975 | CZ07 | 533.5912 | 132.5415 |  | 0.26658 | 0.050468 | 0.53354 | 0.021641 | 0.12777 | 1 | 533.5911 | 132.5157 | 1.2692e-07 | 0.00019462 | 0.00019475 | 0.25544 | 0.01384% | FALSE
[11 empty] | 32 | SFm | 1985 | CZ07 | 695.0384 | 161.145 |  | 0.24636 | 0.1513 | 0.4909 | 0.02 | 0.091443 | 1 | 695.0384 | 161.1449 | 2.4247e-08 | 5.6674e-07 | 5.9099e-07 | 0.000921 | 4.021e-05% | TRUE
[11 empty] | 33 | SFm | 1996 | CZ07 | 599.7147 | 151.9287 |  | 0.52439 | 0.02 | 0.12606 | 0.30955 | 0.02 | 1 | 599.7145 | 90.462 | 3.7706e-07 | 0.40458 | 0.40458 | 608.5208 | 40.7% | FALSE
[11 empty] | 34 | SFm | 2003 | CZ07 | 905.5576 | 137.6114 |  | 0.36463 | 0.070545 | 0.053391 | 0.26921 | 0.24223 | 1 | 905.5571 | 137.6114 | 5.1714e-07 | 3.9444e-09 | 5.2108e-07 | 0.00047367 | 2.089e-05% | TRUE
[11 empty] | 35 | SFm | 2007 | CZ07 | 905.5576 | 137.6114 |  | 0.64168 | 0.29832 | 0.02 | 0.02 | 0.02 | 1 | 905.5575 | 88.2226 | 7.9504e-08 | 0.3589 | 0.3589 | 488.9488 | 27.49% | FALSE
[11 empty] | 36 | SFm | 1975 | CZ08 | 1008.4 | 161.5835 |  | 0.02 | 0.21876 | 0.02 | 0.46996 | 0.27128 | 1 | 1008.3998 | 140.7682 | 2.4266e-07 | 0.12882 | 0.12882 | 206.0718 | 8.579% | FALSE
[11 empty] | 37 | SFm | 1985 | CZ08 | 1245.3034 | 204.4722 |  | 0.31561 | 0.02 | 0.02 | 0.62439 | 0.02 | 1 | 1245.303 | 181.6567 | 3.2796e-07 | 0.11158 | 0.11158 | 225.8744 | 7.421% | FALSE
[11 empty] | 38 | SFm | 1996 | CZ08 | 1179.2587 | 178.9555 |  | 0.02 | 0.40516 | 0.53484 | 0.02 | 0.02 | 1 | 1179.2587 | 111.9858 | 5.3544e-10 | 0.37423 | 0.37423 | 662.9995 | 28.98% | TRUE
[11 empty] | 39 | SFm | 2003 | CZ08 | 1892.4645 | 167.7947 |  | 0.57879 | 0.22359 | 0.02 | 0.088334 | 0.089288 | 1 | 1892.4637 | 119.2876 | 4.189e-07 | 0.28909 | 0.28909 | 480.2211 | 15.63% | FALSE
[11 empty] | 40 | SFm | 2007 | CZ08 | 1892.4645 | 167.7947 |  | 0.6328 | 0.02 | 0.11015 | 0.12184 | 0.11521 | 1 | 1892.4634 | 126.4344 | 6.2039e-07 | 0.24649 | 0.24649 | 409.4681 | 13.02% | FALSE
[11 empty] | 41 | SFm | 1975 | CZ09 | 1558.7169 | 199.0857 |  | 0.02 | 0.50771 | 0.059162 | 0.15998 | 0.25316 | 1 | 1558.7169 | 199.0857 | 7.1535e-10 | 2.4333e-07 | 2.4404e-07 | 0.0004807 | 1.362e-05% | FALSE
[11 empty] | 42 | SFm | 1985 | CZ09 | 1321.6967 | 209.2996 |  | 0.15732 | 0.18621 | 0.19401 | 0.17675 | 0.28571 | 1 | 1321.6967 | 209.2996 | 2.7236e-08 | 3.251e-08 | 5.9746e-08 | 0.00010336 | 3.046e-06% | TRUE
[11 empty] | 43 | SFm | 1996 | CZ09 | 1746.3302 | 197.5328 |  | 0.02 | 0.34092 | 0.02 | 0.31762 | 0.30145 | 1 | 1746.3302 | 148.139 | 1.1679e-11 | 0.25005 | 0.25005 | 488.9986 | 15.22% | FALSE
[11 empty] | 44 | SFm | 2003 | CZ09 | 1804.4042 | 213.2309 |  | 0.02 | 0.36388 | 0.02 | 0.57612 | 0.02 | 1 | 1804.4041 | 188.5792 | 5.6457e-08 | 0.11561 | 0.11561 | 244.052 | 6.647% | TRUE
[11 empty] | 45 | SFm | 2007 | CZ09 | 1804.4042 | 213.2309 |  | 0.02 | 0.83416 | 0.02 | 0.02 | 0.10584 | 1 | 1804.4039 | 196.3271 | 1.4731e-07 | 0.079275 | 0.079275 | 167.3487 | 4.465% | FALSE
[11 empty] | 46 | SFm | 1975 | CZ10 | 1231.5706 | 218.4216 |  | 0.020046 | 0.64418 | 0.11814 | 0.13286 | 0.08478 | 1 | 1231.5618 | 218.4215 | 7.1069e-06 | 2.3022e-07 | 7.3372e-06 | 0.0092505 | 0.0002726% | FALSE
[11 empty] | 47 | SFm | 1985 | CZ10 | 1212.4776 | 239.4929 |  | 0.33047 | 0.21614 | 0.30929 | 0.090915 | 0.053187 | 1 | 1212.477 | 239.4929 | 5.1903e-07 | 5.4463e-10 | 5.1957e-07 | 0.0006306 | 1.76e-05% | FALSE
[11 empty] | 48 | SFm | 1996 | CZ10 | 1625.6776 | 229.4416 |  | 0.02 | 0.41261 | 0.02 | 0.52739 | 0.02 | 1 | 1625.6771 | 215.0057 | 3.3237e-07 | 0.062918 | 0.062918 | 142.916 | 3.807% | FALSE
[11 empty] | 49 | SFm | 2003 | CZ10 | 1658.8579 | 203.9902 |  | 0.15987 | 0.22654 | 0.15632 | 0.13488 | 0.3224 | 1 | 1658.8579 | 203.99 | 3.8824e-10 | 1.2762e-06 | 1.2766e-06 | 0.002578 | 7.008e-05% | FALSE
[11 empty] | 50 | SFm | 2007 | CZ10 | 1658.8579 | 203.9902 |  | 0.32036 | 0.19016 | 0.15892 | 0.24688 | 0.083689 | 1 | 1658.8578 | 203.9901 | 3.8169e-08 | 4.8251e-07 | 5.2068e-07 | 0.0010377 | 2.821e-05% | FALSE
[11 empty] | 51 | SFm | 1975 | CZ11 | 1478.4571 | 277.2877 |  | 0.068158 | 0.049141 | 0.43608 | 0.39438 | 0.052234 | 1 | 1478.4398 | 277.2877 | 1.168e-05 | 6.8054e-08 | 1.1748e-05 | 0.017455 | 0.0004133% | FALSE
[11 empty] | 52 | SFm | 1985 | CZ11 | 1797.4726 | 295.6587 |  | 0.031511 | 0.63845 | 0.18094 | 0.079189 | 0.069915 | 1 | 1797.4726 | 295.6587 | 2.8528e-08 | 2.6155e-12 | 2.8531e-08 | 5.1287e-05 | 1.086e-06% | TRUE
[11 empty] | 53 | SFm | 1996 | CZ11 | 1864.6113 | 301.3449 |  | 0.15777 | 0.18389 | 0.089618 | 0.30931 | 0.25941 | 1 | 1864.6091 | 301.3449 | 1.176e-06 | 1.7792e-09 | 1.1778e-06 | 0.002198 | 4.534e-05% | FALSE
[11 empty] | 54 | SFm | 2003 | CZ11 | 1871.6646 | 210.4619 |  | 0.095389 | 0.52017 | 0.051423 | 0.1233 | 0.20972 | 1 | 1871.6643 | 210.4619 | 1.3888e-07 | 3.697e-14 | 1.3888e-07 | 0.00025993 | 6.572e-06% | TRUE
[11 empty] | 55 | SFm | 2007 | CZ11 | 1871.6646 | 210.4619 |  | 0.56162 | 0.027796 | 0.2299 | 0.038534 | 0.14215 | 1 | 1871.6638 | 210.4619 | 4.1056e-07 | 1.4002e-08 | 4.2456e-07 | 0.00079761 | 2.017e-05% | TRUE
[11 empty] | 56 | SFm | 1975 | CZ12 | 1034.6738 | 270.8279 |  | 0.25732 | 0.18709 | 0.15872 | 0.18243 | 0.21444 | 1 | 1034.6952 | 270.8278 | 2.0635e-05 | 1.3966e-07 | 2.0775e-05 | 0.021725 | 0.0005847% | FALSE
[11 empty] | 57 | SFm | 1985 | CZ12 | 1033.3355 | 278.7576 |  | 0.027368 | 0.032366 | 0.21913 | 0.29042 | 0.43071 | 1 | 1033.3355 | 278.7576 | 3.6562e-10 | 3.7093e-09 | 4.0749e-09 | 1.0614e-05 | 2.798e-07% | TRUE
[11 empty] | 58 | SFm | 1996 | CZ12 | 1275.649 | 264.8238 |  | 0.02 | 0.062366 | 0.81391 | 0.02 | 0.083723 | 1 | 1275.6495 | 264.8237 | 3.9681e-07 | 1.676e-07 | 5.644e-07 | 0.00094558 | 2.426e-05% | TRUE
[11 empty] | 59 | SFm | 2003 | CZ12 | 1039.5773 | 225.5154 |  | 0.30093 | 0.1062 | 0.16795 | 0.29837 | 0.12655 | 1 | 1039.5771 | 225.5154 | 2.1112e-07 | 6.5257e-09 | 2.1765e-07 | 0.00023405 | 7.153e-06% | FALSE
[11 empty] | 60 | SFm | 2007 | CZ12 | 1039.5773 | 225.5154 |  | 0.098817 | 0.19355 | 0.31395 | 0.2123 | 0.18139 | 1 | 1039.5773 | 225.5154 | 4.0204e-08 | 4.2694e-09 | 4.4473e-08 | 5.1327e-05 | 1.569e-06% | TRUE
[11 empty] | 61 | SFm | 1975 | CZ13 | 1914.0212 | 265.4262 |  | 0.23682 | 0.16276 | 0.14301 | 0.30968 | 0.14773 | 1 | 1914.0212 | 265.4261 | 3.4317e-09 | 3.6039e-07 | 3.6382e-07 | 0.00095356 | 2.1e-05% | TRUE
[11 empty] | 62 | SFm | 1985 | CZ13 | 1819.1429 | 277.9905 |  | 0.50699 | 0.02 | 0.02 | 0.43301 | 0.02 | 1 | 1819.1429 | 270.2025 | 1.3611e-11 | 0.028015 | 0.028015 | 77.1009 | 1.716% | TRUE
[11 empty] | 63 | SFm | 1996 | CZ13 | 2409.7988 | 293.2918 |  | 0.32485 | 0.28413 | 0.35102 | 0.02 | 0.02 | 1 | 2201.1707 | 293.2917 | 0.086575 | 3.4236e-07 | 0.086575 | 208.629 | 4.087% | FALSE
[11 empty] | 64 | SFm | 2003 | CZ13 | 2062.6681 | 212.8269 |  | 0.19881 | 0.024716 | 0.22757 | 0.17963 | 0.36927 | 1 | 2062.6682 | 212.8269 | 5.8296e-08 | 5.4212e-08 | 1.1251e-07 | 0.00023447 | 5.623e-06% | TRUE
[11 empty] | 65 | SFm | 2007 | CZ13 | 2062.6681 | 212.8269 |  | 0.20844 | 0.050912 | 0.23575 | 0.051652 | 0.45324 | 1 | 2062.6608 | 212.8269 | 3.5275e-06 | 7.8827e-08 | 3.6063e-06 | 0.0074421 | 0.0001785% | FALSE
[11 empty] | 66 | SFm | 1975 | CZ14 | 3055.0461 | 274.1985 |  | 0.14491 | 0.21926 | 0.20096 | 0.20202 | 0.23284 | 1 | 3055.0465 | 274.1985 | 1.0759e-07 | 2.4782e-07 | 3.5541e-07 | 0.0010014 | 1.736e-05% | FALSE
[11 empty] | 67 | SFm | 1985 | CZ14 | 2711.1289 | 268.338 |  | 0.35132 | 0.11312 | 0.16516 | 0.20278 | 0.16762 | 1 | 2711.1289 | 268.3381 | 1.5191e-09 | 2.4129e-07 | 2.4281e-07 | 0.00064512 | 1.202e-05% | FALSE
[11 empty] | 68 | SFm | 1996 | CZ14 | 2505.3945 | 211.1993 |  | 0.18635 | 0.58381 | 0.18856 | 0.020625 | 0.020651 | 1 | 2505.3943 | 211.1993 | 6.3247e-08 | 1.0109e-08 | 7.3355e-08 | 0.00017959 | 3.907e-06% | FALSE
[11 empty] | 69 | SFm | 2003 | CZ14 | 4167.7869 | 248.914 |  | 0.53912 | 0.14141 | 0.068488 | 0.075371 | 0.17561 | 1 | 4167.7868 | 248.9139 | 4.5126e-08 | 2.833e-07 | 3.2842e-07 | 0.00088619 | 1.336e-05% | FALSE
[11 empty] | 70 | SFm | 2007 | CZ14 | 4167.7869 | 248.914 |  | 0.44239 | 0.02 | 0.02 | 0.02 | 0.49761 | 1 | 3418.8947 | 248.914 | 0.17969 | 1.9476e-07 | 0.17969 | 748.8928 | 12.73% | FALSE
[11 empty] | 71 | SFm | 1975 | CZ15 | 3480.8868 | 130.3615 |  | 0.02 | 0.02 | 0.02 | 0.02 | 0.92 | 1 | 3602.3721 | 126.0156 | 0.034901 | 0.033337 | 0.068238 | 164.5094 | 3.392% | TRUE
[11 empty] | 72 | SFm | 1985 | CZ15 | 3141.7083 | 137.8007 |  | 0.02 | 0.02 | 0.02 | 0.92 | 0.02 | 1 | 3509.9272 | 137.0549 | 0.1172 | 0.0054117 | 0.12262 | 375.6017 | 7.718% | FALSE
[11 empty] | 73 | SFm | 1996 | CZ15 | 4097.3817 | 113.5375 |  | 0.02 | 0.02 | 0.66771 | 0.02 | 0.27229 | 1 | 4097.3817 | 110.0135 | 7.3327e-09 | 0.031038 | 0.031038 | 34.8878 | 0.6727% | FALSE
[11 empty] | 74 | SFm | 2003 | CZ15 | 4357.3208 | 136.8636 |  | 0.020166 | 0.54848 | 0.020652 | 0.15552 | 0.25519 | 1 | 4357.3208 | 126.6035 | 6.5597e-09 | 0.074966 | 0.074966 | 101.5754 | 1.81% | FALSE
[11 empty] | 75 | SFm | 2007 | CZ15 | 4357.3208 | 136.8636 |  | 0.44139 | 0.20493 | 0.20143 | 0.020002 | 0.13226 | 1 | 4357.3206 | 113.1168 | 5.0327e-08 | 0.17351 | 0.17351 | 235.0942 | 4.292% | FALSE
[11 empty] | 76 | SFm | 1975 | CZ16 | 975.6512 | 379.4167 |  | 0.52182 | 0.02 | 0.032461 | 0.02 | 0.40572 | 1 | 975.6512 | 429.1384 | 1.5624e-08 | 0.13105 | 0.13105 | 492.2454 | 9.423% | FALSE
[11 empty] | 77 | SFm | 1985 | CZ16 | 774.16 | 488.1883 |  | 0.11154 | 0.23434 | 0.218 | 0.21206 | 0.22406 | 1 | 774.1935 | 488.1882 | 4.3316e-05 | 1.0692e-07 | 4.3423e-05 | 0.03405 | 0.0006073% | FALSE
[11 empty] | 78 | SFm | 1996 | CZ16 | 902.0563 | 236.7035 |  | 0.02 | 0.58472 | 0.21157 | 0.093711 | 0.090005 | 1 | 901.9909 | 236.7035 | 7.2575e-05 | 2.1763e-11 | 7.2575e-05 | 0.065467 | 0.002017% | FALSE
[11 empty] | 79 | SFm | 2003 | CZ16 | 437.1309 | 236.7035 |  | 0.020246 | 0.052874 | 0.71318 | 0.024718 | 0.18898 | 1 | 437.1309 | 236.7034 | 4.8213e-12 | 3.6306e-07 | 3.6306e-07 | 0.00085078 | 3.06e-05% | TRUE
[11 empty] | 80 | SFm | 2007 | CZ16 | 437.1309 | 236.7035 |  | 0.021652 | 0.39459 | 0.52509 | 0.038672 | 0.02 | 1 | 437.1318 | 236.7035 | 2.0432e-06 | 4.8806e-11 | 2.0433e-06 | 0.00089326 | 3.213e-05% | FALSE
[10 empty] | Method 1: | 1 | SFm | 1975 | CZ01 | 67.389 | 337.8083 |  | 0.54045 | 0.17348 | 0.093093 | 0.087893 | 0.10508 | 1 | 0 | 337.8083 | 1 | 9.2758e-09 | 1 | 67.389 | 2.015%
[10 empty] | min clg & htg kWh equivalent | 2 | SFm | 1985 | CZ01 | 0 | 337.8083 |  | 0.30051 | 0.16697 | 0.16326 | 0.19274 | 0.17653 | 1 | 0 | 337.8083 | 1 | 2.68e-09 | 1 | 8.9628e-06 | 2.68e-07%
[10 empty] | using non-linear solve | 3 | SFm | 1996 | CZ01 | 0 | 251.3312 |  | 0.46193 | 0.11969 | 0.18335 | 0.12143 | 0.1136 | 1 | 0 | 251.3312 | 1 | 2.7608e-09 | 1 | 6.8694e-06 | 2.761e-07%
[11 empty] | 4 | SFm | 2003 | CZ01 | 0 | 251.3312 |  | 0.4093 | 0.1197 | 0.18454 | 0.14948 | 0.13697 | 1 | 0 | 251.3312 | 1 | 4.4912e-08 | 1 | 0.00011175 | 4.491e-06%
[11 empty] | 5 | SFm | 2007 | CZ01 | 0 | 251.3312 |  | 0.44268 | 0.11645 | 0.22137 | 0.11347 | 0.10603 | 1 | 0 | 251.3311 | 1 | 2.3006e-07 | 1 | 0.00057244 | 2.301e-05%
[11 empty] | 6 | SFm | 1975 | CZ02 | 428.7102 | 315.3393 |  | 0.51836 | 0.15665 | 0.10087 | 0.020393 | 0.20373 | 1 | 373.7205 | 315.3393 | 0.12827 | 1.8372e-12 | 0.12827 | 54.9897 | 1.573%
[11 empty] | 7 | SFm | 1985 | CZ02 | 434.0449 | 349.1982 |  | 0.02 | 0.02 | 0.83889 | 0.02 | 0.10111 | 1 | 434.0448 | 327.1877 | 2.9523e-07 | 0.063031 | 0.063032 | 217.9038 | 5.932%
[11 empty] | 8 | SFm | 1996 | CZ02 | 527.3475 | 252.0388 |  | 0.26962 | 0.29942 | 0.19007 | 0.072575 | 0.16831 | 1 | 527.3475 | 252.0386 | 5.8024e-08 | 8.2876e-07 | 8.8679e-07 | 0.0020985 | 6.943e-05%
[11 empty] | 9 | SFm | 2003 | CZ02 | 504.2869 | 289.4488 |  | 0.37764 | 0.56236 | 0.020001 | 0.020001 | 0.02 | 1 | 496.1764 | 289.4488 | 0.016083 | 1.5064e-09 | 0.016083 | 8.1104 | 0.2413%
[11 empty] | 10 | SFm | 2007 | CZ02 | 504.2869 | 289.4488 |  | 0.39851 | 0.24047 | 0.099332 | 0.09234 | 0.16934 | 1 | 504.2868 | 289.4488 | 1.9577e-07 | 1.6026e-10 | 1.9593e-07 | 9.9184e-05 | 2.943e-06%
[11 empty] | 11 | SFm | 1975 | CZ03 | 160.6316 | 283.4964 |  | 0.21414 | 0.30315 | 0.02 | 0.24197 | 0.22074 | 1 | 144.7355 | 283.4964 | 0.09896 | 6.7345e-12 | 0.09896 | 15.8961 | 0.5386%
[11 empty] | 12 | SFm | 1985 | CZ03 | 174.3253 | 302.6212 |  | 0.32737 | 0.17066 | 0.1506 | 0.18089 | 0.17048 | 1 | 141.1922 | 302.621 | 0.19007 | 5.0017e-07 | 0.19007 | 33.1347 | 1.056%
[11 empty] | 13 | SFm | 1996 | CZ03 | 165.956 | 307.0213 |  | 0.02 | 0.92 | 0.02 | 0.02 | 0.02 | 1 | 162.19 | 293.983 | 0.022693 | 0.042467 | 0.06516 | 132.8453 | 4.324%
[11 empty] | 14 | SFm | 2003 | CZ03 | 172.8421 | 275.687 |  | 0.5953 | 0.031919 | 0.098481 | 0.14563 | 0.12867 | 1 | 172.8487 | 275.687 | 3.8424e-05 | 2.8426e-08 | 3.8452e-05 | 0.0067188 | 0.0002315%
[11 empty] | 15 | SFm | 2007 | CZ03 | 172.8421 | 275.687 |  | 0.098227 | 0.22678 | 0.22669 | 0.22835 | 0.21995 | 1 | 183.0986 | 275.687 | 0.059341 | 8.5793e-09 | 0.059341 | 10.2566 | 0.3522%
[11 empty] | 16 | SFm | 1975 | CZ04 | 600.7894 | 222.8783 |  | 0.30493 | 0.16337 | 0.20316 | 0.27873 | 0.049808 | 1 | 600.7882 | 222.8783 | 2.0497e-06 | 1.1039e-07 | 2.1601e-06 | 0.001475 | 5.254e-05%
[11 empty] | 17 | SFm | 1985 | CZ04 | 700.6722 | 238.6431 |  | 0.1172 | 0.02 | 0.27602 | 0.28997 | 0.29681 | 1 | 700.6722 | 237.8011 | 1.9165e-09 | 0.0035283 | 0.0035283 | 8.336 | 0.2729%
[11 empty] | 18 | SFm | 1996 | CZ04 | 711.2683 | 237.2973 |  | 0.48033 | 0.02 | 0.45967 | 0.02 | 0.02 | 1 | 711.2683 | 230.7533 | 1.2274e-09 | 0.027577 | 0.027577 | 64.786 | 2.163%
[11 empty] | 19 | SFm | 2003 | CZ04 | 826.3179 | 271.9612 |  | 0.08875 | 0.23662 | 0.60214 | 0.02 | 0.052491 | 1 | 837.2729 | 271.9612 | 0.013258 | 6.1333e-08 | 0.013258 | 10.9551 | 0.3104%
[11 empty] | 20 | SFm | 2007 | CZ04 | 826.3179 | 271.9612 |  | 0.38943 | 0.15027 | 0.20534 | 0.21329 | 0.041677 | 1 | 826.3167 | 271.9611 | 1.4463e-06 | 5.0055e-07 | 1.9469e-06 | 0.0025428 | 7.227e-05%
[11 empty] | 21 | SFm | 1975 | CZ05 | 78.703 | 346.9408 |  | 0.021178 | 0.14465 | 0.32643 | 0.27455 | 0.23319 | 1 | 49.3331 | 346.9408 | 0.37317 | 1.6667e-09 | 0.37317 | 29.3699 | 0.843%
[11 empty] | 22 | SFm | 1985 | CZ05 | 108.7105 | 274.5487 |  | 0.51501 | 0.035764 | 0.10136 | 0.072596 | 0.27527 | 1 | 108.7728 | 274.5487 | 0.00057236 | 2.836e-09 | 0.00057236 | 0.062229 | 0.002201%
[11 empty] | 23 | SFm | 1996 | CZ05 | 127.905 | 419.5689 |  | 0.25737 | 0.02 | 0.026732 | 0.02 | 0.67589 | 1 | 188.3893 | 419.5689 | 0.47288 | 4.2388e-08 | 0.47288 | 60.4845 | 1.393%
[11 empty] | 24 | SFm | 2003 | CZ05 | 146.5674 | 314.6101 |  | 0.31635 | 0.2665 | 0.22355 | 0.097678 | 0.095924 | 1 | 146.8027 | 314.6101 | 0.0016049 | 1.0952e-07 | 0.001605 | 0.23557 | 0.007223%
[11 empty] | 25 | SFm | 2007 | CZ05 | 146.5674 | 314.6101 |  | 0.024256 | 0.16554 | 0.35515 | 0.43506 | 0.02 | 1 | 101.3403 | 314.6101 | 0.30858 | 2.1422e-08 | 0.30858 | 45.2272 | 1.406%
[11 empty] | 26 | SFm | 1975 | CZ06 | 534.0246 | 173.5683 |  | 0.22583 | 0.02 | 0.073913 | 0.02 | 0.66026 | 1 | 534.0244 | 151.7448 | 2.9718e-07 | 0.12573 | 0.12574 | 216.0537 | 10.61%
[11 empty] | 27 | SFm | 1985 | CZ06 | 570.3883 | 211.2008 |  | 0.02008 | 0.28374 | 0.39373 | 0.025846 | 0.2766 | 1 | 570.3882 | 211.2008 | 8.7846e-08 | 1.2327e-07 | 2.1112e-07 | 0.00030786 | 1.157e-05%
[11 empty] | 28 | SFm | 1996 | CZ06 | 645.1946 | 197.7177 |  | 0.02 | 0.02 | 0.92 | 0.02 | 0.02 | 1 | 816.4029 | 178.1448 | 0.26536 | 0.098994 | 0.36435 | 364.9796 | 14.15%
[11 empty] | 29 | SFm | 2003 | CZ06 | 796.607 | 182.8071 |  | 0.02 | 0.02 | 0.87202 | 0.067976 | 0.02 | 1 | 796.607 | 116.9948 | 5.8511e-09 | 0.36001 | 0.36001 | 651.5413 | 33.33%
[11 empty] | 30 | SFm | 2007 | CZ06 | 796.607 | 182.8071 |  | 0.20556 | 0.36947 | 0.02 | 0.02 | 0.38497 | 1 | 796.607 | 170.9908 | 1.4858e-08 | 0.064638 | 0.064638 | 116.9813 | 4.699%
[11 empty] | 31 | SFm | 1975 | CZ07 | 533.5912 | 132.5415 |  | 0.26658 | 0.050468 | 0.53354 | 0.021641 | 0.12777 | 1 | 533.5911 | 132.5157 | 1.2692e-07 | 0.00019462 | 0.00019475 | 0.25544 | 0.01384%
[11 empty] | 32 | SFm | 1985 | CZ07 | 695.0384 | 161.145 |  | 0.24636 | 0.1513 | 0.4909 | 0.02 | 0.091443 | 1 | 695.0373 | 161.145 | 1.6576e-06 | 1.2385e-08 | 1.67e-06 | 0.0011718 | 5.116e-05%
[11 empty] | 33 | SFm | 1996 | CZ07 | 599.7147 | 151.9287 |  | 0.52439 | 0.02 | 0.12606 | 0.30955 | 0.02 | 1 | 599.7145 | 90.462 | 3.7706e-07 | 0.40458 | 0.40458 | 608.5208 | 40.7%
[11 empty] | 34 | SFm | 2003 | CZ07 | 905.5576 | 137.6114 |  | 0.36463 | 0.070544 | 0.053391 | 0.26921 | 0.24222 | 1 | 905.5577 | 137.6111 | 1.9987e-07 | 1.8591e-06 | 2.0589e-06 | 0.0027137 | 0.0001197%
[11 empty] | 35 | SFm | 2007 | CZ07 | 905.5576 | 137.6114 |  | 0.64168 | 0.29832 | 0.02 | 0.02 | 0.02 | 1 | 905.5575 | 88.2226 | 7.9504e-08 | 0.3589 | 0.3589 | 488.9488 | 27.49%
[11 empty] | 36 | SFm | 1975 | CZ08 | 1008.4 | 161.5835 |  | 0.02 | 0.21876 | 0.02 | 0.46996 | 0.27128 | 1 | 1008.3998 | 140.7682 | 2.4266e-07 | 0.12882 | 0.12882 | 206.0718 | 8.579%
[11 empty] | 37 | SFm | 1985 | CZ08 | 1245.3034 | 204.4722 |  | 0.31561 | 0.02 | 0.02 | 0.62439 | 0.02 | 1 | 1245.303 | 181.6567 | 3.2796e-07 | 0.11158 | 0.11158 | 225.8744 | 7.421%
[11 empty] | 38 | SFm | 1996 | CZ08 | 1179.2587 | 178.9555 |  | 0.02 | 0.40516 | 0.53484 | 0.02 | 0.02 | 1 | 1179.2587 | 111.9858 | 1.1259e-08 | 0.37423 | 0.37423 | 662.9995 | 28.98%
[11 empty] | 39 | SFm | 2003 | CZ08 | 1892.4645 | 167.7947 |  | 0.57879 | 0.22359 | 0.02 | 0.088334 | 0.089288 | 1 | 1892.4637 | 119.2876 | 4.189e-07 | 0.28909 | 0.28909 | 480.2211 | 15.63%
[11 empty] | 40 | SFm | 2007 | CZ08 | 1892.4645 | 167.7947 |  | 0.6328 | 0.02 | 0.11015 | 0.12184 | 0.11521 | 1 | 1892.4634 | 126.4344 | 6.2039e-07 | 0.24649 | 0.24649 | 409.4681 | 13.02%
[11 empty] | 41 | SFm | 1975 | CZ09 | 1558.7169 | 199.0857 |  | 0.02 | 0.50771 | 0.059162 | 0.15998 | 0.25316 | 1 | 1558.7169 | 199.0857 | 7.1535e-10 | 2.4333e-07 | 2.4404e-07 | 0.0004807 | 1.362e-05%
[11 empty] | 42 | SFm | 1985 | CZ09 | 1321.6967 | 209.2996 |  | 0.15732 | 0.18621 | 0.19401 | 0.17675 | 0.28571 | 1 | 1321.6968 | 209.2996 | 6.7735e-08 | 3.5956e-08 | 1.0369e-07 | 0.00016403 | 4.833e-06%
[11 empty] | 43 | SFm | 1996 | CZ09 | 1746.3302 | 197.5328 |  | 0.02 | 0.34092 | 0.02 | 0.31763 | 0.30146 | 1 | 1746.3327 | 148.1393 | 1.3815e-06 | 0.25005 | 0.25005 | 488.9989 | 15.22%
[11 empty] | 44 | SFm | 2003 | CZ09 | 1804.4042 | 213.2309 |  | 0.023757 | 0.16208 | 0.24395 | 0.32708 | 0.24313 | 1 | 1804.4042 | 151.9857 | 6.927e-10 | 0.28723 | 0.28723 | 606.3283 | 18.32%
[11 empty] | 45 | SFm | 2007 | CZ09 | 1804.4042 | 213.2309 |  | 0.02 | 0.83416 | 0.02 | 0.02 | 0.10584 | 1 | 1804.4039 | 196.3271 | 1.4731e-07 | 0.079275 | 0.079275 | 167.3487 | 4.465%
[11 empty] | 46 | SFm | 1975 | CZ10 | 1231.5706 | 218.4216 |  | 0.020046 | 0.64418 | 0.11814 | 0.13286 | 0.08478 | 1 | 1231.5618 | 218.4215 | 7.1069e-06 | 2.3022e-07 | 7.3372e-06 | 0.0092505 | 0.0002726%
[11 empty] | 47 | SFm | 1985 | CZ10 | 1212.4776 | 239.4929 |  | 0.33047 | 0.21614 | 0.30929 | 0.090915 | 0.053187 | 1 | 1212.477 | 239.4929 | 5.1903e-07 | 5.4463e-10 | 5.1957e-07 | 0.0006306 | 1.76e-05%
[11 empty] | 48 | SFm | 1996 | CZ10 | 1625.6776 | 229.4416 |  | 0.02 | 0.41261 | 0.02 | 0.52739 | 0.02 | 1 | 1625.6771 | 215.0057 | 3.3237e-07 | 0.062918 | 0.062918 | 142.916 | 3.807%
[11 empty] | 49 | SFm | 2003 | CZ10 | 1658.8579 | 203.9902 |  | 0.15987 | 0.22654 | 0.15632 | 0.13488 | 0.3224 | 1 | 1658.8579 | 203.99 | 3.8824e-10 | 1.2762e-06 | 1.2766e-06 | 0.002578 | 7.008e-05%
[11 empty] | 50 | SFm | 2007 | CZ10 | 1658.8579 | 203.9902 |  | 0.32036 | 0.19016 | 0.15892 | 0.24688 | 0.083689 | 1 | 1658.8578 | 203.9901 | 3.8169e-08 | 4.8251e-07 | 5.2068e-07 | 0.0010377 | 2.821e-05%
[11 empty] | 51 | SFm | 1975 | CZ11 | 1478.4571 | 277.2877 |  | 0.068158 | 0.049141 | 0.43608 | 0.39438 | 0.052234 | 1 | 1478.4398 | 277.2877 | 1.168e-05 | 6.8054e-08 | 1.1748e-05 | 0.017455 | 0.0004133%
[11 empty] | 52 | SFm | 1985 | CZ11 | 1797.4726 | 295.6587 |  | 0.031511 | 0.63845 | 0.18093 | 0.079189 | 0.069915 | 1 | 1797.4716 | 295.6586 | 5.3509e-07 | 5.7113e-07 | 1.1062e-06 | 0.0026335 | 5.574e-05%
[11 empty] | 53 | SFm | 1996 | CZ11 | 1864.6113 | 301.3449 |  | 0.15777 | 0.18389 | 0.089618 | 0.30931 | 0.25941 | 1 | 1864.6091 | 301.3449 | 1.176e-06 | 1.7792e-09 | 1.1778e-06 | 0.002198 | 4.534e-05%
[11 empty] | 54 | SFm | 2003 | CZ11 | 1871.6646 | 210.4619 |  | 0.095389 | 0.52017 | 0.051423 | 0.1233 | 0.20972 | 1 | 1871.6644 | 210.4619 | 1.1273e-07 | 3.7442e-08 | 1.5017e-07 | 0.000289 | 7.307e-06%
[11 empty] | 55 | SFm | 2007 | CZ11 | 1871.6646 | 210.4619 |  | 0.56164 | 0.027795 | 0.22989 | 0.038535 | 0.14215 | 1 | 1871.6643 | 210.4617 | 1.5601e-07 | 1.0675e-06 | 1.2236e-06 | 0.0025163 | 6.362e-05%
[11 empty] | 56 | SFm | 1975 | CZ12 | 1034.6738 | 270.8279 |  | 0.25732 | 0.18709 | 0.15872 | 0.18243 | 0.21444 | 1 | 1034.6952 | 270.8278 | 2.0635e-05 | 1.3966e-07 | 2.0775e-05 | 0.021725 | 0.0005847%
[11 empty] | 57 | SFm | 1985 | CZ12 | 1033.3355 | 278.7576 |  | 0.027368 | 0.032366 | 0.21913 | 0.29042 | 0.43071 | 1 | 1033.334 | 278.7577 | 1.4251e-06 | 3.2195e-07 | 1.7471e-06 | 0.0023611 | 6.225e-05%
[11 empty] | 58 | SFm | 1996 | CZ12 | 1275.649 | 264.8238 |  | 0.02 | 0.30265 | 0.48549 | 0.020001 | 0.17185 | 1 | 1496.5135 | 264.8237 | 0.17314 | 2.1706e-07 | 0.17314 | 220.8651 | 5.363%
[11 empty] | 59 | SFm | 2003 | CZ12 | 1039.5773 | 225.5154 |  | 0.30093 | 0.1062 | 0.16795 | 0.29837 | 0.12655 | 1 | 1039.5771 | 225.5154 | 2.1112e-07 | 6.5257e-09 | 2.1765e-07 | 0.00023405 | 7.153e-06%
[11 empty] | 60 | SFm | 2007 | CZ12 | 1039.5773 | 225.5154 |  | 0.098817 | 0.19355 | 0.31395 | 0.2123 | 0.18139 | 1 | 1039.5773 | 225.5154 | 4.2607e-08 | 3.175e-08 | 7.4358e-08 | 0.00011518 | 3.52e-06%
[11 empty] | 61 | SFm | 1975 | CZ13 | 1914.0212 | 265.4262 |  | 0.23682 | 0.16276 | 0.14301 | 0.30968 | 0.14773 | 1 | 1914.0213 | 265.4261 | 7.6897e-08 | 3.2149e-07 | 3.9839e-07 | 0.00099198 | 2.184e-05%
[11 empty] | 62 | SFm | 1985 | CZ13 | 1819.1429 | 277.9905 |  | 0.50699 | 0.02 | 0.02 | 0.43301 | 0.02 | 1 | 1819.1429 | 270.2025 | 5.793e-11 | 0.028015 | 0.028015 | 77.1009 | 1.716%
[11 empty] | 63 | SFm | 1996 | CZ13 | 2409.7988 | 293.2918 |  | 0.32485 | 0.28413 | 0.35102 | 0.02 | 0.02 | 1 | 2201.1707 | 293.2917 | 0.086575 | 3.4236e-07 | 0.086575 | 208.629 | 4.087%
[11 empty] | 64 | SFm | 2003 | CZ13 | 2062.6681 | 212.8269 |  | 0.19881 | 0.024716 | 0.22757 | 0.17964 | 0.36927 | 1 | 2062.6678 | 212.8271 | 1.062e-07 | 9.6392e-07 | 1.0701e-06 | 0.00225 | 5.396e-05%
[11 empty] | 65 | SFm | 2007 | CZ13 | 2062.6681 | 212.8269 |  | 0.20844 | 0.050912 | 0.23575 | 0.051652 | 0.45324 | 1 | 2062.6608 | 212.8269 | 3.5275e-06 | 7.8827e-08 | 3.6063e-06 | 0.0074421 | 0.0001785%
[11 empty] | 66 | SFm | 1975 | CZ14 | 3055.0461 | 274.1985 |  | 0.14491 | 0.21926 | 0.20096 | 0.20202 | 0.23284 | 1 | 3055.0465 | 274.1985 | 1.0759e-07 | 2.4782e-07 | 3.5541e-07 | 0.0010014 | 1.736e-05%
[11 empty] | 67 | SFm | 1985 | CZ14 | 2711.1289 | 268.338 |  | 0.35132 | 0.11312 | 0.16516 | 0.20278 | 0.16762 | 1 | 2711.1289 | 268.3381 | 1.5191e-09 | 2.4129e-07 | 2.4281e-07 | 0.00064512 | 1.202e-05%
[11 empty] | 68 | SFm | 1996 | CZ14 | 2505.3945 | 211.1993 |  | 0.18635 | 0.58381 | 0.18856 | 0.020625 | 0.020651 | 1 | 2505.3943 | 211.1993 | 6.3247e-08 | 1.0109e-08 | 7.3355e-08 | 0.00017959 | 3.907e-06%
[11 empty] | 69 | SFm | 2003 | CZ14 | 4167.7869 | 248.914 |  | 0.53912 | 0.14141 | 0.068488 | 0.075371 | 0.17561 | 1 | 4167.7868 | 248.9139 | 4.5126e-08 | 2.833e-07 | 3.2842e-07 | 0.00088619 | 1.336e-05%
[11 empty] | 70 | SFm | 2007 | CZ14 | 4167.7869 | 248.914 |  | 0.44239 | 0.02 | 0.02 | 0.02 | 0.49761 | 1 | 3418.8947 | 248.914 | 0.17969 | 1.9476e-07 | 0.17969 | 748.8928 | 12.73%
[11 empty] | 71 | SFm | 1975 | CZ15 | 3480.8868 | 130.3615 |  | 0.02 | 0.02 | 0.02 | 0.02 | 0.92 | 1 | 3602.3721 | 126.0156 | 0.034901 | 0.033337 | 0.068238 | 164.5094 | 3.392%
[11 empty] | 72 | SFm | 1985 | CZ15 | 3141.7083 | 137.8007 |  | 0.02 | 0.02 | 0.02 | 0.02 | 0.92 | 1 | 3217.6872 | 122.9636 | 0.024184 | 0.10767 | 0.13185 | 222.8656 | 5.025%
[11 empty] | 73 | SFm | 1996 | CZ15 | 4097.3817 | 113.5375 |  | 0.02 | 0.02 | 0.66771 | 0.02 | 0.27229 | 1 | 4097.3817 | 110.0135 | 7.3327e-09 | 0.031038 | 0.031038 | 34.8878 | 0.6727%
[11 empty] | 74 | SFm | 2003 | CZ15 | 4357.3208 | 136.8636 |  | 0.020166 | 0.54848 | 0.020652 | 0.15552 | 0.25519 | 1 | 4357.3208 | 126.6035 | 6.5597e-09 | 0.074966 | 0.074966 | 101.5754 | 1.81%
[11 empty] | 75 | SFm | 2007 | CZ15 | 4357.3208 | 136.8636 |  | 0.44139 | 0.20493 | 0.20143 | 0.020002 | 0.13226 | 1 | 4357.3206 | 113.1168 | 5.0327e-08 | 0.17351 | 0.17351 | 235.0942 | 4.292%
[11 empty] | 76 | SFm | 1975 | CZ16 | 975.6512 | 379.4167 |  | 0.76239 | 0.10453 | 0.059663 | 0.02 | 0.053416 | 1 | 1295.1927 | 379.4167 | 0.32752 | 2.3109e-09 | 0.32752 | 319.5415 | 6.326%
[11 empty] | 77 | SFm | 1985 | CZ16 | 774.16 | 488.1883 |  | 0.11154 | 0.23434 | 0.218 | 0.21206 | 0.22406 | 1 | 774.1935 | 488.1882 | 4.3316e-05 | 1.0692e-07 | 4.3423e-05 | 0.03405 | 0.0006073%
[11 empty] | 78 | SFm | 1996 | CZ16 | 902.0563 | 236.7035 |  | 0.02 | 0.58472 | 0.21157 | 0.093711 | 0.090005 | 1 | 901.9909 | 236.7035 | 7.2575e-05 | 2.1763e-11 | 7.2575e-05 | 0.065467 | 0.002017%
[11 empty] | 79 | SFm | 2003 | CZ16 | 437.1309 | 236.7035 |  | 0.020271 | 0.052817 | 0.71324 | 0.024708 | 0.18897 | 1 | 437.1275 | 236.7035 | 7.6789e-06 | 5.4069e-10 | 7.6795e-06 | 0.003358 | 0.0001208%
[11 empty] | 80 | SFm | 2007 | CZ16 | 437.1309 | 236.7035 |  | 0.021652 | 0.39459 | 0.52509 | 0.038672 | 0.02 | 1 | 437.1318 | 236.7035 | 2.0432e-06 | 4.8806e-11 | 2.0433e-06 | 0.00089326 | 3.213e-05%
[10 empty] | Method 2: | 1 | SFm | 1975 | CZ01 | 67.389 | 337.8083 |  | 0.54045 | 0.17348 | 0.093093 | 0.087893 | 0.10508 | 1.0011 | 0 | 337.8083 | 1 | 9.2758e-09 | 1 | 67.389 | 2.015%
[10 empty] | min clg & htg fraction | 2 | SFm | 1985 | CZ01 | 0 | 337.8083 |  | 0.30051 | 0.16697 | 0.16326 | 0.19274 | 0.17653 | 0.99924 | 0 | 337.8083 | 1 | 2.68e-09 | 1 | 8.9628e-06 | 2.68e-07%
[10 empty] | using non-linear solve | 3 | SFm | 1996 | CZ01 | 0 | 251.3312 |  | 0.46193 | 0.11969 | 0.18335 | 0.12143 | 0.1136 | 0.99955 | 0 | 251.3312 | 1 | 2.7608e-09 | 1 | 6.8694e-06 | 2.761e-07%
[11 empty] | 4 | SFm | 2003 | CZ01 | 0 | 251.3312 |  | 0.4093 | 0.1197 | 0.18454 | 0.14948 | 0.13697 | 1.0016 | 0 | 251.3312 | 1 | 4.4912e-08 | 1 | 0.00011175 | 4.491e-06%
[11 empty] | 5 | SFm | 2007 | CZ01 | 0 | 251.3312 |  | 0.44268 | 0.11645 | 0.22137 | 0.11347 | 0.10603 | 1.0015 | 0 | 251.3311 | 1 | 2.3006e-07 | 1 | 0.00057244 | 2.301e-05%
[11 empty] | 6 | SFm | 1975 | CZ02 | 428.7102 | 315.3393 |  | 0.51836 | 0.15665 | 0.10087 | 0.020393 | 0.20373 | 1.0015 | 373.7205 | 315.3393 | 0.12827 | 1.8372e-12 | 0.12827 | 54.9897 | 1.573%
[11 empty] | 7 | SFm | 1985 | CZ02 | 434.0449 | 349.1982 |  | 0.02 | 0.02 | 0.83889 | 0.02 | 0.10111 | 0.99839 | 434.0448 | 327.1877 | 2.9523e-07 | 0.063031 | 0.063032 | 217.9038 | 5.932%
[11 empty] | 8 | SFm | 1996 | CZ02 | 527.3475 | 252.0388 |  | 0.26962 | 0.29942 | 0.19007 | 0.072575 | 0.16831 | 1.0017 | 527.3475 | 252.0386 | 5.8024e-08 | 8.2876e-07 | 8.8679e-07 | 0.0020985 | 6.943e-05%
[11 empty] | 9 | SFm | 2003 | CZ02 | 504.2869 | 289.4488 |  | 0.37764 | 0.56236 | 0.020001 | 0.020001 | 0.02 | 0.99857 | 496.1764 | 289.4488 | 0.016083 | 1.5064e-09 | 0.016083 | 8.1104 | 0.2413%
[11 empty] | 10 | SFm | 2007 | CZ02 | 504.2869 | 289.4488 |  | 0.39851 | 0.24047 | 0.099332 | 0.09234 | 0.16934 | 1.0012 | 504.2868 | 289.4488 | 1.9577e-07 | 1.6026e-10 | 1.9593e-07 | 9.9184e-05 | 2.943e-06%
[11 empty] | 11 | SFm | 1975 | CZ03 | 160.6316 | 283.4964 |  | 0.21414 | 0.30315 | 0.02 | 0.24197 | 0.22074 | 1.0012 | 144.7355 | 283.4964 | 0.09896 | 6.7345e-12 | 0.09896 | 15.8961 | 0.5386%
[11 empty] | 12 | SFm | 1985 | CZ03 | 174.3253 | 302.6212 |  | 0.43065 | 0.18019 | 0.18239 | 0.085758 | 0.12101 | 1.0001 | 174.3253 | 302.621 | 4.6249e-08 | 5.0744e-07 | 5.5369e-07 | 0.0015283 | 4.821e-05%
[11 empty] | 13 | SFm | 1996 | CZ03 | 165.956 | 307.0213 |  | 0.02 | 0.92 | 0.02 | 0.02 | 0.02 | 1.0018 | 162.19 | 293.983 | 0.022693 | 0.042467 | 0.06516 | 132.8453 | 4.324%
[11 empty] | 14 | SFm | 2003 | CZ03 | 172.8421 | 275.687 |  | 0.59524 | 0.031918 | 0.098509 | 0.14565 | 0.12868 | 1.0015 | 172.842 | 275.6831 | 1.361e-07 | 1.4338e-05 | 1.4474e-05 | 0.039157 | 0.001349%
[11 empty] | 15 | SFm | 2007 | CZ03 | 172.8421 | 275.687 |  | 0.090905 | 0.27313 | 0.29497 | 0.13532 | 0.20568 | 1.0019 | 172.8421 | 275.687 | 2.3079e-11 | 8.9983e-08 | 9.0006e-08 | 0.00024559 | 8.462e-06%
[11 empty] | 16 | SFm | 1975 | CZ04 | 600.7894 | 222.8783 |  | 0.30493 | 0.16337 | 0.20316 | 0.27873 | 0.049808 | 1.002 | 600.7882 | 222.8783 | 2.0497e-06 | 1.1039e-07 | 2.1601e-06 | 0.001475 | 5.254e-05%
[11 empty] | 17 | SFm | 1985 | CZ04 | 700.6722 | 238.6431 |  | 0.1172 | 0.02 | 0.27602 | 0.28997 | 0.29681 | 0.99864 | 700.6722 | 237.8011 | 1.9165e-09 | 0.0035283 | 0.0035283 | 8.336 | 0.2729%
[11 empty] | 18 | SFm | 1996 | CZ04 | 711.2683 | 237.2973 |  | 0.48033 | 0.02 | 0.45967 | 0.02 | 0.02 | 1.0019 | 711.2683 | 230.7533 | 1.2274e-09 | 0.027577 | 0.027577 | 64.786 | 2.163%
[11 empty] | 19 | SFm | 2003 | CZ04 | 826.3179 | 271.9612 |  | 0.10683 | 0.16335 | 0.62848 | 0.02 | 0.081342 | 1.002 | 826.3182 | 271.9611 | 2.7236e-07 | 2.1037e-07 | 4.8273e-07 | 0.00079147 | 2.249e-05%
[11 empty] | 20 | SFm | 2007 | CZ04 | 826.3179 | 271.9612 |  | 0.38943 | 0.15027 | 0.20534 | 0.21329 | 0.041677 | 0.99807 | 826.3179 | 271.9612 | 3.0056e-09 | 2.0005e-09 | 5.0062e-09 | 7.8699e-06 | 2.237e-07%
[11 empty] | 21 | SFm | 1975 | CZ05 | 78.703 | 346.9408 |  | 0.036869 | 0.081591 | 0.84153 | 0.020009 | 0.02 | 0.99957 | 78.703 | 400.6352 | 4.094e-07 | 0.15477 | 0.15477 | 531.5745 | 13.14%
[11 empty] | 22 | SFm | 1985 | CZ05 | 108.7105 | 274.5487 |  | 0.51501 | 0.035764 | 0.10136 | 0.072596 | 0.27527 | 0.99848 | 108.7728 | 274.5487 | 0.00057236 | 2.836e-09 | 0.00057236 | 0.062229 | 0.002201%
[11 empty] | 23 | SFm | 1996 | CZ05 | 127.905 | 419.5689 |  | 0.50345 | 0.02 | 0.02 | 0.43655 | 0.020003 | 1.0018 | 127.905 | 350.9625 | 4.665e-09 | 0.16352 | 0.16352 | 679.2036 | 18.85%
[11 empty] | 24 | SFm | 2003 | CZ05 | 146.5674 | 314.6101 |  | 0.31635 | 0.2665 | 0.22355 | 0.097678 | 0.095924 | 0.99956 | 146.8027 | 314.6101 | 0.0016049 | 1.0952e-07 | 0.001605 | 0.23557 | 0.007223%
[11 empty] | 25 | SFm | 2007 | CZ05 | 146.5674 | 314.6101 |  | 0.035409 | 0.21525 | 0.02 | 0.70074 | 0.028601 | 1.0019 | 113.3693 | 314.6101 | 0.2265 | 5.7395e-09 | 0.2265 | 33.1982 | 1.028%
[11 empty] | 26 | SFm | 1975 | CZ06 | 534.0246 | 173.5683 |  | 0.22583 | 0.02 | 0.073913 | 0.02 | 0.66026 | 0.99803 | 534.0244 | 151.7448 | 2.9718e-07 | 0.12573 | 0.12574 | 216.0537 | 10.61%
[11 empty] | 27 | SFm | 1985 | CZ06 | 570.3883 | 211.2008 |  | 0.02008 | 0.28374 | 0.39373 | 0.025846 | 0.2766 | 0.9994 | 570.3882 | 211.2008 | 8.7846e-08 | 1.2327e-07 | 2.1112e-07 | 0.00030786 | 1.157e-05%
[11 empty] | 28 | SFm | 1996 | CZ06 | 645.1946 | 197.7177 |  | 0.02 | 0.02 | 0.5485 | 0.28689 | 0.12461 | 1.0003 | 645.1946 | 146.9686 | 1.9768e-08 | 0.25667 | 0.25667 | 502.4161 | 23.92%
[11 empty] | 29 | SFm | 2003 | CZ06 | 796.607 | 182.8071 |  | 0.02 | 0.02 | 0.87202 | 0.067976 | 0.02 | 0.99825 | 796.607 | 116.9948 | 5.8511e-09 | 0.36001 | 0.36001 | 651.5413 | 33.33%
[11 empty] | 30 | SFm | 2007 | CZ06 | 796.607 | 182.8071 |  | 0.20556 | 0.36947 | 0.02 | 0.02 | 0.38497 | 1.0014 | 796.607 | 170.9908 | 1.4858e-08 | 0.064638 | 0.064638 | 116.9813 | 4.699%
[11 empty] | 31 | SFm | 1975 | CZ07 | 533.5912 | 132.5415 |  | 0.26658 | 0.050468 | 0.53354 | 0.021641 | 0.12777 | 0.99817 | 533.5911 | 132.5157 | 1.2692e-07 | 0.00019462 | 0.00019475 | 0.25544 | 0.01384%
[11 empty] | 32 | SFm | 1985 | CZ07 | 695.0384 | 161.145 |  | 0.24636 | 0.1513 | 0.4909 | 0.02 | 0.091443 | 1.0012 | 695.0384 | 161.1449 | 2.4247e-08 | 5.6674e-07 | 5.9099e-07 | 0.000921 | 4.021e-05%
[11 empty] | 33 | SFm | 1996 | CZ07 | 599.7147 | 151.9287 |  | 0.52439 | 0.02 | 0.12606 | 0.30955 | 0.02 | 0.99833 | 599.7145 | 90.462 | 3.7706e-07 | 0.40458 | 0.40458 | 608.5208 | 40.7%
[11 empty] | 34 | SFm | 2003 | CZ07 | 905.5576 | 137.6114 |  | 0.36463 | 0.070545 | 0.053391 | 0.26921 | 0.24223 | 0.99945 | 905.5571 | 137.6114 | 5.1714e-07 | 3.9444e-09 | 5.2108e-07 | 0.00047367 | 2.089e-05%
[11 empty] | 35 | SFm | 2007 | CZ07 | 905.5576 | 137.6114 |  | 0.64168 | 0.29832 | 0.02 | 0.02 | 0.02 | 1.0018 | 905.5575 | 88.2226 | 7.9504e-08 | 0.3589 | 0.3589 | 488.9488 | 27.49%
[11 empty] | 36 | SFm | 1975 | CZ08 | 1008.4 | 161.5835 |  | 0.02 | 0.21876 | 0.02 | 0.46996 | 0.27128 | 0.998 | 1008.3998 | 140.7682 | 2.4266e-07 | 0.12882 | 0.12882 | 206.0718 | 8.579%
[11 empty] | 37 | SFm | 1985 | CZ08 | 1245.3034 | 204.4722 |  | 0.31561 | 0.02 | 0.02 | 0.62439 | 0.02 | 1.0006 | 1245.303 | 181.6567 | 3.2796e-07 | 0.11158 | 0.11158 | 225.8744 | 7.421%
[11 empty] | 38 | SFm | 1996 | CZ08 | 1179.2587 | 178.9555 |  | 0.02 | 0.40516 | 0.53484 | 0.02 | 0.02 | 0.99824 | 1179.2587 | 111.9858 | 5.3544e-10 | 0.37423 | 0.37423 | 662.9995 | 28.98%
[11 empty] | 39 | SFm | 2003 | CZ08 | 1892.4645 | 167.7947 |  | 0.57879 | 0.22359 | 0.02 | 0.088334 | 0.089288 | 1.0019 | 1892.4637 | 119.2876 | 4.189e-07 | 0.28909 | 0.28909 | 480.2211 | 15.63%
[11 empty] | 40 | SFm | 2007 | CZ08 | 1892.4645 | 167.7947 |  | 0.6328 | 0.02 | 0.11015 | 0.12184 | 0.11521 | 1.0019 | 1892.4634 | 126.4344 | 6.2039e-07 | 0.24649 | 0.24649 | 409.4681 | 13.02%
[11 empty] | 41 | SFm | 1975 | CZ09 | 1558.7169 | 199.0857 |  | 0.02 | 0.50771 | 0.059162 | 0.15998 | 0.25316 | 0.99872 | 1558.7169 | 199.0857 | 7.1535e-10 | 2.4333e-07 | 2.4404e-07 | 0.0004807 | 1.362e-05%
[11 empty] | 42 | SFm | 1985 | CZ09 | 1321.6967 | 209.2996 |  | 0.15732 | 0.18621 | 0.19401 | 0.17675 | 0.28571 | 0.99846 | 1321.6967 | 209.2996 | 2.7236e-08 | 3.251e-08 | 5.9746e-08 | 0.00010336 | 3.046e-06%
[11 empty] | 43 | SFm | 1996 | CZ09 | 1746.3302 | 197.5328 |  | 0.02 | 0.34092 | 0.02 | 0.31762 | 0.30145 | 0.99997 | 1746.3302 | 148.139 | 1.1679e-11 | 0.25005 | 0.25005 | 488.9986 | 15.22%
[11 empty] | 44 | SFm | 2003 | CZ09 | 1804.4042 | 213.2309 |  | 0.02 | 0.36388 | 0.02 | 0.57612 | 0.02 | 1.0008 | 1804.4041 | 188.5792 | 5.6457e-08 | 0.11561 | 0.11561 | 244.052 | 6.647%
[11 empty] | 45 | SFm | 2007 | CZ09 | 1804.4042 | 213.2309 |  | 0.02 | 0.83416 | 0.02 | 0.02 | 0.10584 | 0.99823 | 1804.4039 | 196.3271 | 1.4731e-07 | 0.079275 | 0.079275 | 167.3487 | 4.465%
[11 empty] | 46 | SFm | 1975 | CZ10 | 1231.5706 | 218.4216 |  | 0.020046 | 0.64418 | 0.11814 | 0.13286 | 0.08478 | 1.0012 | 1231.5618 | 218.4215 | 7.1069e-06 | 2.3022e-07 | 7.3372e-06 | 0.0092505 | 0.0002726%
[11 empty] | 47 | SFm | 1985 | CZ10 | 1212.4776 | 239.4929 |  | 0.33047 | 0.21614 | 0.30929 | 0.090915 | 0.053187 | 1 | 1212.477 | 239.4929 | 5.1903e-07 | 5.4463e-10 | 5.1957e-07 | 0.0006306 | 1.76e-05%
[11 empty] | 48 | SFm | 1996 | CZ10 | 1625.6776 | 229.4416 |  | 0.02 | 0.41261 | 0.02 | 0.52739 | 0.02 | 0.99907 | 1625.6771 | 215.0057 | 3.3237e-07 | 0.062918 | 0.062918 | 142.916 | 3.807%
[11 empty] | 49 | SFm | 2003 | CZ10 | 1658.8579 | 203.9902 |  | 0.15987 | 0.22654 | 0.15632 | 0.13488 | 0.3224 | 1 | 1658.8579 | 203.99 | 3.8824e-10 | 1.2762e-06 | 1.2766e-06 | 0.002578 | 7.008e-05%
[11 empty] | 50 | SFm | 2007 | CZ10 | 1658.8579 | 203.9902 |  | 0.32036 | 0.19016 | 0.15892 | 0.24688 | 0.083689 | 0.99815 | 1658.8578 | 203.9901 | 3.8169e-08 | 4.8251e-07 | 5.2068e-07 | 0.0010377 | 2.821e-05%
[11 empty] | 51 | SFm | 1975 | CZ11 | 1478.4571 | 277.2877 |  | 0.068158 | 0.049141 | 0.43608 | 0.39438 | 0.052234 | 0.99815 | 1478.4398 | 277.2877 | 1.168e-05 | 6.8054e-08 | 1.1748e-05 | 0.017455 | 0.0004133%
[11 empty] | 52 | SFm | 1985 | CZ11 | 1797.4726 | 295.6587 |  | 0.031511 | 0.63845 | 0.18094 | 0.079189 | 0.069915 | 0.99841 | 1797.4726 | 295.6587 | 2.8528e-08 | 2.6155e-12 | 2.8531e-08 | 5.1287e-05 | 1.086e-06%
[11 empty] | 53 | SFm | 1996 | CZ11 | 1864.6113 | 301.3449 |  | 0.15777 | 0.18389 | 0.089618 | 0.30931 | 0.25941 | 0.99921 | 1864.6091 | 301.3449 | 1.176e-06 | 1.7792e-09 | 1.1778e-06 | 0.002198 | 4.534e-05%
[11 empty] | 54 | SFm | 2003 | CZ11 | 1871.6646 | 210.4619 |  | 0.095389 | 0.52017 | 0.051423 | 0.1233 | 0.20972 | 0.99993 | 1871.6643 | 210.4619 | 1.3888e-07 | 3.697e-14 | 1.3888e-07 | 0.00025993 | 6.572e-06%
[11 empty] | 55 | SFm | 2007 | CZ11 | 1871.6646 | 210.4619 |  | 0.56162 | 0.027796 | 0.2299 | 0.038534 | 0.14215 | 0.99814 | 1871.6638 | 210.4619 | 4.1056e-07 | 1.4002e-08 | 4.2456e-07 | 0.00079761 | 2.017e-05%
[11 empty] | 56 | SFm | 1975 | CZ12 | 1034.6738 | 270.8279 |  | 0.25732 | 0.18709 | 0.15872 | 0.18243 | 0.21444 | 1.0001 | 1034.6952 | 270.8278 | 2.0635e-05 | 1.3966e-07 | 2.0775e-05 | 0.021725 | 0.0005847%
[11 empty] | 57 | SFm | 1985 | CZ12 | 1033.3355 | 278.7576 |  | 0.027368 | 0.032366 | 0.21913 | 0.29042 | 0.43071 | 1.0003 | 1033.3355 | 278.7576 | 3.6562e-10 | 3.7093e-09 | 4.0749e-09 | 1.0614e-05 | 2.798e-07%
[11 empty] | 58 | SFm | 1996 | CZ12 | 1275.649 | 264.8238 |  | 0.02 | 0.062366 | 0.81391 | 0.02 | 0.083723 | 0.99819 | 1275.6495 | 264.8237 | 3.9681e-07 | 1.676e-07 | 5.644e-07 | 0.00094558 | 2.426e-05%
[11 empty] | 59 | SFm | 2003 | CZ12 | 1039.5773 | 225.5154 |  | 0.30093 | 0.1062 | 0.16795 | 0.29837 | 0.12655 | 0.99883 | 1039.5771 | 225.5154 | 2.1112e-07 | 6.5257e-09 | 2.1765e-07 | 0.00023405 | 7.153e-06%
[11 empty] | 60 | SFm | 2007 | CZ12 | 1039.5773 | 225.5154 |  | 0.098817 | 0.19355 | 0.31395 | 0.2123 | 0.18139 | 0.99823 | 1039.5773 | 225.5154 | 4.0204e-08 | 4.2694e-09 | 4.4473e-08 | 5.1327e-05 | 1.569e-06%
[11 empty] | 61 | SFm | 1975 | CZ13 | 1914.0212 | 265.4262 |  | 0.23682 | 0.16276 | 0.14301 | 0.30968 | 0.14773 | 1.0001 | 1914.0212 | 265.4261 | 3.4317e-09 | 3.6039e-07 | 3.6382e-07 | 0.00095356 | 2.1e-05%
[11 empty] | 62 | SFm | 1985 | CZ13 | 1819.1429 | 277.9905 |  | 0.50699 | 0.02 | 0.02 | 0.43301 | 0.02 | 1.0009 | 1819.1429 | 270.2025 | 1.3611e-11 | 0.028015 | 0.028015 | 77.1009 | 1.716%
[11 empty] | 63 | SFm | 1996 | CZ13 | 2409.7988 | 293.2918 |  | 0.32485 | 0.28413 | 0.35102 | 0.02 | 0.02 | 0.99856 | 2201.1707 | 293.2917 | 0.086575 | 3.4236e-07 | 0.086575 | 208.629 | 4.087%
[11 empty] | 64 | SFm | 2003 | CZ13 | 2062.6681 | 212.8269 |  | 0.19881 | 0.024716 | 0.22757 | 0.17963 | 0.36927 | 0.99817 | 2062.6682 | 212.8269 | 5.8296e-08 | 5.4212e-08 | 1.1251e-07 | 0.00023447 | 5.623e-06%
[11 empty] | 65 | SFm | 2007 | CZ13 | 2062.6681 | 212.8269 |  | 0.20844 | 0.050912 | 0.23575 | 0.051652 | 0.45324 | 0.99801 | 2062.6608 | 212.8269 | 3.5275e-06 | 7.8827e-08 | 3.6063e-06 | 0.0074421 | 0.0001785%
[11 empty] | 66 | SFm | 1975 | CZ14 | 3055.0461 | 274.1985 |  | 0.14491 | 0.21926 | 0.20096 | 0.20202 | 0.23284 | 0.99811 | 3055.0465 | 274.1985 | 1.0759e-07 | 2.4782e-07 | 3.5541e-07 | 0.0010014 | 1.736e-05%
[11 empty] | 67 | SFm | 1985 | CZ14 | 2711.1289 | 268.338 |  | 0.35132 | 0.11312 | 0.16516 | 0.20278 | 0.16762 | 0.99813 | 2711.1289 | 268.3381 | 1.5191e-09 | 2.4129e-07 | 2.4281e-07 | 0.00064512 | 1.202e-05%
[11 empty] | 68 | SFm | 1996 | CZ14 | 2505.3945 | 211.1993 |  | 0.18635 | 0.58381 | 0.18856 | 0.020625 | 0.020651 | 0.99826 | 2505.3943 | 211.1993 | 6.3247e-08 | 1.0109e-08 | 7.3355e-08 | 0.00017959 | 3.907e-06%
[11 empty] | 69 | SFm | 2003 | CZ14 | 4167.7869 | 248.914 |  | 0.53912 | 0.14141 | 0.068488 | 0.075371 | 0.17561 | 1.0015 | 4167.7868 | 248.9139 | 4.5126e-08 | 2.833e-07 | 3.2842e-07 | 0.00088619 | 1.336e-05%
[11 empty] | 70 | SFm | 2007 | CZ14 | 4167.7869 | 248.914 |  | 0.44239 | 0.02 | 0.02 | 0.02 | 0.49761 | 1.002 | 3418.8947 | 248.914 | 0.17969 | 1.9476e-07 | 0.17969 | 748.8928 | 12.73%
[11 empty] | 71 | SFm | 1975 | CZ15 | 3480.8868 | 130.3615 |  | 0.02 | 0.02 | 0.02 | 0.02 | 0.92 | 0.99831 | 3602.3721 | 126.0156 | 0.034901 | 0.033337 | 0.068238 | 164.5094 | 3.392%
[11 empty] | 72 | SFm | 1985 | CZ15 | 3141.7083 | 137.8007 |  | 0.02 | 0.02 | 0.02 | 0.92 | 0.02 | 0.99948 | 3509.9272 | 137.0549 | 0.1172 | 0.0054117 | 0.12262 | 375.6017 | 7.718%
[11 empty] | 73 | SFm | 1996 | CZ15 | 4097.3817 | 113.5375 |  | 0.02 | 0.02 | 0.66771 | 0.02 | 0.27229 | 1.0015 | 4097.3817 | 110.0135 | 7.3327e-09 | 0.031038 | 0.031038 | 34.8878 | 0.6727%
[11 empty] | 74 | SFm | 2003 | CZ15 | 4357.3208 | 136.8636 |  | 0.020166 | 0.54848 | 0.020652 | 0.15552 | 0.25519 | 0.99887 | 4357.3208 | 126.6035 | 6.5597e-09 | 0.074966 | 0.074966 | 101.5754 | 1.81%
[11 empty] | 75 | SFm | 2007 | CZ15 | 4357.3208 | 136.8636 |  | 0.44139 | 0.20493 | 0.20143 | 0.020002 | 0.13226 | 0.99801 | 4357.3206 | 113.1168 | 5.0327e-08 | 0.17351 | 0.17351 | 235.0942 | 4.292%
[11 empty] | 76 | SFm | 1975 | CZ16 | 975.6512 | 379.4167 |  | 0.52182 | 0.02 | 0.032461 | 0.02 | 0.40572 | 0.998 | 975.6512 | 429.1384 | 1.5624e-08 | 0.13105 | 0.13105 | 492.2454 | 9.423%
[11 empty] | 77 | SFm | 1985 | CZ16 | 774.16 | 488.1883 |  | 0.11154 | 0.23434 | 0.218 | 0.21206 | 0.22406 | 0.99915 | 774.1935 | 488.1882 | 4.3316e-05 | 1.0692e-07 | 4.3423e-05 | 0.03405 | 0.0006073%
[11 empty] | 78 | SFm | 1996 | CZ16 | 902.0563 | 236.7035 |  | 0.02 | 0.58472 | 0.21157 | 0.093711 | 0.090005 | 0.998 | 901.9909 | 236.7035 | 7.2575e-05 | 2.1763e-11 | 7.2575e-05 | 0.065467 | 0.002017%
[11 empty] | 79 | SFm | 2003 | CZ16 | 437.1309 | 236.7035 |  | 0.020246 | 0.052874 | 0.71318 | 0.024718 | 0.18898 | 0.998 | 437.1309 | 236.7034 | 4.8213e-12 | 3.6306e-07 | 3.6306e-07 | 0.00085078 | 3.06e-05%
[11 empty] | 80 | SFm | 2007 | CZ16 | 437.1309 | 236.7035 |  | 0.021652 | 0.39459 | 0.52509 | 0.038672 | 0.02 | 0.99902 | 437.1318 | 236.7035 | 2.0432e-06 | 4.8806e-11 | 2.0433e-06 | 0.00089326 | 3.213e-05%
[10 empty] | Best of the | 1 | SFm | 1975 | CZ01 | 67.389 | 337.8083 |  | 0.54045 | 0.17348 | 0.093093 | 0.087893 | 0.10508 | 1.0011 | 0 | 337.8083 | 1 | 9.2758e-09 | 1 | 67.389 | 2.015%
[10 empty] | Three methods | 2 | SFm | 1985 | CZ01 | 0 | 337.8083 |  | 0.30051 | 0.16697 | 0.16326 | 0.19274 | 0.17653 | 0.99924 | 0 | 337.8083 | 1 | 2.68e-09 | 1 | 8.9628e-06 | 2.68e-07%
[11 empty] | 3 | SFm | 1996 | CZ01 | 0 | 251.3312 |  | 0.46193 | 0.11969 | 0.18335 | 0.12143 | 0.1136 | 0.99955 | 0 | 251.3312 | 1 | 2.7608e-09 | 1 | 6.8694e-06 | 2.761e-07%
[11 empty] | 4 | SFm | 2003 | CZ01 | 0 | 251.3312 |  | 0.4093 | 0.1197 | 0.18454 | 0.14948 | 0.13697 | 1.0016 | 0 | 251.3312 | 1 | 4.4912e-08 | 1 | 0.00011175 | 4.491e-06%
[11 empty] | 5 | SFm | 2007 | CZ01 | 0 | 251.3312 |  | 0.44268 | 0.11645 | 0.22137 | 0.11347 | 0.10603 | 1.0015 | 0 | 251.3311 | 1 | 2.3006e-07 | 1 | 0.00057244 | 2.301e-05%
[11 empty] | 6 | SFm | 1975 | CZ02 | 428.7102 | 315.3393 |  | 0.51836 | 0.15665 | 0.10087 | 0.020393 | 0.20373 | 1.0015 | 373.7205 | 315.3393 | 0.12827 | 1.8372e-12 | 0.12827 | 54.9897 | 1.573%
[11 empty] | 7 | SFm | 1985 | CZ02 | 434.0449 | 349.1982 |  | 0.02 | 0.02 | 0.83889 | 0.02 | 0.10111 | 0.99839 | 434.0448 | 327.1877 | 2.9523e-07 | 0.063031 | 0.063032 | 217.9038 | 5.932%
[11 empty] | 8 | SFm | 1996 | CZ02 | 527.3475 | 252.0388 |  | 0.26962 | 0.29942 | 0.19007 | 0.072575 | 0.16831 | 1.0017 | 527.3475 | 252.0386 | 5.8024e-08 | 8.2876e-07 | 8.8679e-07 | 0.0020985 | 6.943e-05%
[11 empty] | 9 | SFm | 2003 | CZ02 | 504.2869 | 289.4488 |  | 0.37764 | 0.56236 | 0.020001 | 0.020001 | 0.02 | 0.99857 | 496.1764 | 289.4488 | 0.016083 | 1.5064e-09 | 0.016083 | 8.1104 | 0.2413%
[11 empty] | 10 | SFm | 2007 | CZ02 | 504.2869 | 289.4488 |  | 0.39851 | 0.24047 | 0.099332 | 0.09234 | 0.16934 | 1.0012 | 504.2868 | 289.4488 | 1.9577e-07 | 1.6026e-10 | 1.9593e-07 | 9.9184e-05 | 2.943e-06%
[11 empty] | 11 | SFm | 1975 | CZ03 | 160.6316 | 283.4964 |  | 0.21414 | 0.30315 | 0.02 | 0.24197 | 0.22074 | 1.0012 | 144.7355 | 283.4964 | 0.09896 | 6.7345e-12 | 0.09896 | 15.8961 | 0.5386%
[11 empty] | 12 | SFm | 1985 | CZ03 | 174.3253 | 302.6212 |  | 0.43065 | 0.18019 | 0.18239 | 0.085758 | 0.12101 | 1.0001 | 174.3253 | 302.621 | 4.6249e-08 | 5.0744e-07 | 5.5369e-07 | 0.0015283 | 4.821e-05%
[11 empty] | 13 | SFm | 1996 | CZ03 | 165.956 | 307.0213 |  | 0.02 | 0.92 | 0.02 | 0.02 | 0.02 | 1.0018 | 162.19 | 293.983 | 0.022693 | 0.042467 | 0.06516 | 132.8453 | 4.324%
[11 empty] | 14 | SFm | 2003 | CZ03 | 172.8421 | 275.687 |  | 0.59524 | 0.031918 | 0.098509 | 0.14565 | 0.12868 | 1 | 172.842 | 275.6831 | 1.361e-07 | 1.4338e-05 | 1.4474e-05 | 0.039157 | 0.001349%
[11 empty] | 15 | SFm | 2007 | CZ03 | 172.8421 | 275.687 |  | 0.090905 | 0.27313 | 0.29497 | 0.13532 | 0.20568 | 1.0019 | 172.8421 | 275.687 | 2.3079e-11 | 8.9983e-08 | 9.0006e-08 | 0.00024559 | 8.462e-06%
[11 empty] | 16 | SFm | 1975 | CZ04 | 600.7894 | 222.8783 |  | 0.30493 | 0.16337 | 0.20316 | 0.27873 | 0.049808 | 1.002 | 600.7882 | 222.8783 | 2.0497e-06 | 1.1039e-07 | 2.1601e-06 | 0.001475 | 5.254e-05%
[11 empty] | 17 | SFm | 1985 | CZ04 | 700.6722 | 238.6431 |  | 0.1172 | 0.02 | 0.27602 | 0.28997 | 0.29681 | 0.99864 | 700.6722 | 237.8011 | 1.9165e-09 | 0.0035283 | 0.0035283 | 8.336 | 0.2729%
[11 empty] | 18 | SFm | 1996 | CZ04 | 711.2683 | 237.2973 |  | 0.48033 | 0.02 | 0.45967 | 0.02 | 0.02 | 1.0019 | 711.2683 | 230.7533 | 1.2274e-09 | 0.027577 | 0.027577 | 64.786 | 2.163%
[11 empty] | 19 | SFm | 2003 | CZ04 | 826.3179 | 271.9612 |  | 0.10683 | 0.16335 | 0.62848 | 0.02 | 0.081342 | 1.002 | 826.3182 | 271.9611 | 2.7236e-07 | 2.1037e-07 | 4.8273e-07 | 0.00079147 | 2.249e-05%
[11 empty] | 20 | SFm | 2007 | CZ04 | 826.3179 | 271.9612 |  | 0.38943 | 0.15027 | 0.20534 | 0.21329 | 0.041677 | 0.99807 | 826.3179 | 271.9612 | 3.0056e-09 | 2.0005e-09 | 5.0062e-09 | 7.8699e-06 | 2.237e-07%
[11 empty] | 21 | SFm | 1975 | CZ05 | 78.703 | 346.9408 |  | 0.036869 | 0.081591 | 0.84153 | 0.020009 | 0.02 | 1 | 78.703 | 400.6352 | 4.094e-07 | 0.15477 | 0.15477 | 531.5745 | 13.14%
[11 empty] | 22 | SFm | 1985 | CZ05 | 108.7105 | 274.5487 |  | 0.51501 | 0.035764 | 0.10136 | 0.072596 | 0.27527 | 0.99848 | 108.7728 | 274.5487 | 0.00057236 | 2.836e-09 | 0.00057236 | 0.062229 | 0.002201%
[11 empty] | 23 | SFm | 1996 | CZ05 | 127.905 | 419.5689 |  | 0.50345 | 0.02 | 0.02 | 0.43655 | 0.020003 | 1 | 127.905 | 350.9625 | 4.665e-09 | 0.16352 | 0.16352 | 679.2036 | 18.85%
[11 empty] | 24 | SFm | 2003 | CZ05 | 146.5674 | 314.6101 |  | 0.31635 | 0.2665 | 0.22355 | 0.097678 | 0.095924 | 0.99956 | 146.8027 | 314.6101 | 0.0016049 | 1.0952e-07 | 0.001605 | 0.23557 | 0.007223%
[11 empty] | 25 | SFm | 2007 | CZ05 | 146.5674 | 314.6101 |  | 0.035409 | 0.21525 | 0.02 | 0.70074 | 0.028601 | 1.0019 | 113.3693 | 314.6101 | 0.2265 | 5.7395e-09 | 0.2265 | 33.1982 | 1.028%
[11 empty] | 26 | SFm | 1975 | CZ06 | 534.0246 | 173.5683 |  | 0.22583 | 0.02 | 0.073913 | 0.02 | 0.66026 | 0.99803 | 534.0244 | 151.7448 | 2.9718e-07 | 0.12573 | 0.12574 | 216.0537 | 10.61%
[11 empty] | 27 | SFm | 1985 | CZ06 | 570.3883 | 211.2008 |  | 0.02008 | 0.28374 | 0.39373 | 0.025846 | 0.2766 | 0.9994 | 570.3882 | 211.2008 | 8.7846e-08 | 1.2327e-07 | 2.1112e-07 | 0.00030786 | 1.157e-05%
[11 empty] | 28 | SFm | 1996 | CZ06 | 645.1946 | 197.7177 |  | 0.02 | 0.02 | 0.5485 | 0.28689 | 0.12461 | 1 | 645.1946 | 146.9686 | 1.9768e-08 | 0.25667 | 0.25667 | 502.4161 | 23.92%
[11 empty] | 29 | SFm | 2003 | CZ06 | 796.607 | 182.8071 |  | 0.02 | 0.02 | 0.87202 | 0.067976 | 0.02 | 0.99825 | 796.607 | 116.9948 | 5.8511e-09 | 0.36001 | 0.36001 | 651.5413 | 33.33%
[11 empty] | 30 | SFm | 2007 | CZ06 | 796.607 | 182.8071 |  | 0.20556 | 0.36947 | 0.02 | 0.02 | 0.38497 | 1.0014 | 796.607 | 170.9908 | 1.4858e-08 | 0.064638 | 0.064638 | 116.9813 | 4.699%
[11 empty] | 31 | SFm | 1975 | CZ07 | 533.5912 | 132.5415 |  | 0.26658 | 0.050468 | 0.53354 | 0.021641 | 0.12777 | 0.99817 | 533.5911 | 132.5157 | 1.2692e-07 | 0.00019462 | 0.00019475 | 0.25544 | 0.01384%
[11 empty] | 32 | SFm | 1985 | CZ07 | 695.0384 | 161.145 |  | 0.24636 | 0.1513 | 0.4909 | 0.02 | 0.091443 | 1.0012 | 695.0384 | 161.1449 | 2.4247e-08 | 5.6674e-07 | 5.9099e-07 | 0.000921 | 4.021e-05%
[11 empty] | 33 | SFm | 1996 | CZ07 | 599.7147 | 151.9287 |  | 0.52439 | 0.02 | 0.12606 | 0.30955 | 0.02 | 0.99833 | 599.7145 | 90.462 | 3.7706e-07 | 0.40458 | 0.40458 | 608.5208 | 40.7%
[11 empty] | 34 | SFm | 2003 | CZ07 | 905.5576 | 137.6114 |  | 0.36463 | 0.070545 | 0.053391 | 0.26921 | 0.24223 | 0.99945 | 905.5571 | 137.6114 | 5.1714e-07 | 3.9444e-09 | 5.2108e-07 | 0.00047367 | 2.089e-05%
[11 empty] | 35 | SFm | 2007 | CZ07 | 905.5576 | 137.6114 |  | 0.64168 | 0.29832 | 0.02 | 0.02 | 0.02 | 1.0018 | 905.5575 | 88.2226 | 7.9504e-08 | 0.3589 | 0.3589 | 488.9488 | 27.49%
[11 empty] | 36 | SFm | 1975 | CZ08 | 1008.4 | 161.5835 |  | 0.02 | 0.21876 | 0.02 | 0.46996 | 0.27128 | 0.998 | 1008.3998 | 140.7682 | 2.4266e-07 | 0.12882 | 0.12882 | 206.0718 | 8.579%
[11 empty] | 37 | SFm | 1985 | CZ08 | 1245.3034 | 204.4722 |  | 0.31561 | 0.02 | 0.02 | 0.62439 | 0.02 | 1.0006 | 1245.303 | 181.6567 | 3.2796e-07 | 0.11158 | 0.11158 | 225.8744 | 7.421%
[11 empty] | 38 | SFm | 1996 | CZ08 | 1179.2587 | 178.9555 |  | 0.02 | 0.40516 | 0.53484 | 0.02 | 0.02 | 0.99824 | 1179.2587 | 111.9858 | 5.3544e-10 | 0.37423 | 0.37423 | 662.9995 | 28.98%
[11 empty] | 39 | SFm | 2003 | CZ08 | 1892.4645 | 167.7947 |  | 0.57879 | 0.22359 | 0.02 | 0.088334 | 0.089288 | 1.0019 | 1892.4637 | 119.2876 | 4.189e-07 | 0.28909 | 0.28909 | 480.2211 | 15.63%
[11 empty] | 40 | SFm | 2007 | CZ08 | 1892.4645 | 167.7947 |  | 0.6328 | 0.02 | 0.11015 | 0.12184 | 0.11521 | 1.0019 | 1892.4634 | 126.4344 | 6.2039e-07 | 0.24649 | 0.24649 | 409.4681 | 13.02%
[11 empty] | 41 | SFm | 1975 | CZ09 | 1558.7169 | 199.0857 |  | 0.02 | 0.50771 | 0.059162 | 0.15998 | 0.25316 | 0.99872 | 1558.7169 | 199.0857 | 7.1535e-10 | 2.4333e-07 | 2.4404e-07 | 0.0004807 | 1.362e-05%
[11 empty] | 42 | SFm | 1985 | CZ09 | 1321.6967 | 209.2996 |  | 0.15732 | 0.18621 | 0.19401 | 0.17675 | 0.28571 | 0.99846 | 1321.6967 | 209.2996 | 2.7236e-08 | 3.251e-08 | 5.9746e-08 | 0.00010336 | 3.046e-06%
[11 empty] | 43 | SFm | 1996 | CZ09 | 1746.3302 | 197.5328 |  | 0.02 | 0.34092 | 0.02 | 0.31762 | 0.30145 | 0.99997 | 1746.3302 | 148.139 | 1.1679e-11 | 0.25005 | 0.25005 | 488.9986 | 15.22%
[11 empty] | 44 | SFm | 2003 | CZ09 | 1804.4042 | 213.2309 |  | 0.02 | 0.36388 | 0.02 | 0.57612 | 0.02 | 1.0008 | 1804.4041 | 188.5792 | 5.6457e-08 | 0.11561 | 0.11561 | 244.052 | 6.647%
[11 empty] | 45 | SFm | 2007 | CZ09 | 1804.4042 | 213.2309 |  | 0.02 | 0.83416 | 0.02 | 0.02 | 0.10584 | 0.99823 | 1804.4039 | 196.3271 | 1.4731e-07 | 0.079275 | 0.079275 | 167.3487 | 4.465%
[11 empty] | 46 | SFm | 1975 | CZ10 | 1231.5706 | 218.4216 |  | 0.020046 | 0.64418 | 0.11814 | 0.13286 | 0.08478 | 1.0012 | 1231.5618 | 218.4215 | 7.1069e-06 | 2.3022e-07 | 7.3372e-06 | 0.0092505 | 0.0002726%
[11 empty] | 47 | SFm | 1985 | CZ10 | 1212.4776 | 239.4929 |  | 0.33047 | 0.21614 | 0.30929 | 0.090915 | 0.053187 | 1 | 1212.477 | 239.4929 | 5.1903e-07 | 5.4463e-10 | 5.1957e-07 | 0.0006306 | 1.76e-05%
[11 empty] | 48 | SFm | 1996 | CZ10 | 1625.6776 | 229.4416 |  | 0.02 | 0.41261 | 0.02 | 0.52739 | 0.02 | 0.99907 | 1625.6771 | 215.0057 | 3.3237e-07 | 0.062918 | 0.062918 | 142.916 | 3.807%
[11 empty] | 49 | SFm | 2003 | CZ10 | 1658.8579 | 203.9902 |  | 0.15987 | 0.22654 | 0.15632 | 0.13488 | 0.3224 | 1 | 1658.8579 | 203.99 | 3.8824e-10 | 1.2762e-06 | 1.2766e-06 | 0.002578 | 7.008e-05%
[11 empty] | 50 | SFm | 2007 | CZ10 | 1658.8579 | 203.9902 |  | 0.32036 | 0.19016 | 0.15892 | 0.24688 | 0.083689 | 0.99815 | 1658.8578 | 203.9901 | 3.8169e-08 | 4.8251e-07 | 5.2068e-07 | 0.0010377 | 2.821e-05%
[11 empty] | 51 | SFm | 1975 | CZ11 | 1478.4571 | 277.2877 |  | 0.068158 | 0.049141 | 0.43608 | 0.39438 | 0.052234 | 0.99815 | 1478.4398 | 277.2877 | 1.168e-05 | 6.8054e-08 | 1.1748e-05 | 0.017455 | 0.0004133%
[11 empty] | 52 | SFm | 1985 | CZ11 | 1797.4726 | 295.6587 |  | 0.031511 | 0.63845 | 0.18094 | 0.079189 | 0.069915 | 0.99841 | 1797.4726 | 295.6587 | 2.8528e-08 | 2.6155e-12 | 2.8531e-08 | 5.1287e-05 | 1.086e-06%
[11 empty] | 53 | SFm | 1996 | CZ11 | 1864.6113 | 301.3449 |  | 0.15777 | 0.18389 | 0.089618 | 0.30931 | 0.25941 | 0.99921 | 1864.6091 | 301.3449 | 1.176e-06 | 1.7792e-09 | 1.1778e-06 | 0.002198 | 4.534e-05%
[11 empty] | 54 | SFm | 2003 | CZ11 | 1871.6646 | 210.4619 |  | 0.095389 | 0.52017 | 0.051423 | 0.1233 | 0.20972 | 0.99993 | 1871.6643 | 210.4619 | 1.3888e-07 | 3.697e-14 | 1.3888e-07 | 0.00025993 | 6.572e-06%
[11 empty] | 55 | SFm | 2007 | CZ11 | 1871.6646 | 210.4619 |  | 0.56162 | 0.027796 | 0.2299 | 0.038534 | 0.14215 | 0.99814 | 1871.6638 | 210.4619 | 4.1056e-07 | 1.4002e-08 | 4.2456e-07 | 0.00079761 | 2.017e-05%
[11 empty] | 56 | SFm | 1975 | CZ12 | 1034.6738 | 270.8279 |  | 0.25732 | 0.18709 | 0.15872 | 0.18243 | 0.21444 | 1.0001 | 1034.6952 | 270.8278 | 2.0635e-05 | 1.3966e-07 | 2.0775e-05 | 0.021725 | 0.0005847%
[11 empty] | 57 | SFm | 1985 | CZ12 | 1033.3355 | 278.7576 |  | 0.027368 | 0.032366 | 0.21913 | 0.29042 | 0.43071 | 1.0003 | 1033.3355 | 278.7576 | 3.6562e-10 | 3.7093e-09 | 4.0749e-09 | 1.0614e-05 | 2.798e-07%
[11 empty] | 58 | SFm | 1996 | CZ12 | 1275.649 | 264.8238 |  | 0.02 | 0.062366 | 0.81391 | 0.02 | 0.083723 | 0.99819 | 1275.6495 | 264.8237 | 3.9681e-07 | 1.676e-07 | 5.644e-07 | 0.00094558 | 2.426e-05%
[11 empty] | 59 | SFm | 2003 | CZ12 | 1039.5773 | 225.5154 |  | 0.30093 | 0.1062 | 0.16795 | 0.29837 | 0.12655 | 0.99883 | 1039.5771 | 225.5154 | 2.1112e-07 | 6.5257e-09 | 2.1765e-07 | 0.00023405 | 7.153e-06%
[11 empty] | 60 | SFm | 2007 | CZ12 | 1039.5773 | 225.5154 |  | 0.098817 | 0.19355 | 0.31395 | 0.2123 | 0.18139 | 0.99823 | 1039.5773 | 225.5154 | 4.0204e-08 | 4.2694e-09 | 4.4473e-08 | 5.1327e-05 | 1.569e-06%
[11 empty] | 61 | SFm | 1975 | CZ13 | 1914.0212 | 265.4262 |  | 0.23682 | 0.16276 | 0.14301 | 0.30968 | 0.14773 | 1.0001 | 1914.0212 | 265.4261 | 3.4317e-09 | 3.6039e-07 | 3.6382e-07 | 0.00095356 | 2.1e-05%
[11 empty] | 62 | SFm | 1985 | CZ13 | 1819.1429 | 277.9905 |  | 0.50699 | 0.02 | 0.02 | 0.43301 | 0.02 | 1.0009 | 1819.1429 | 270.2025 | 1.3611e-11 | 0.028015 | 0.028015 | 77.1009 | 1.716%
[11 empty] | 63 | SFm | 1996 | CZ13 | 2409.7988 | 293.2918 |  | 0.32485 | 0.28413 | 0.35102 | 0.02 | 0.02 | 0.99856 | 2201.1707 | 293.2917 | 0.086575 | 3.4236e-07 | 0.086575 | 208.629 | 4.087%
[11 empty] | 64 | SFm | 2003 | CZ13 | 2062.6681 | 212.8269 |  | 0.19881 | 0.024716 | 0.22757 | 0.17963 | 0.36927 | 0.99817 | 2062.6682 | 212.8269 | 5.8296e-08 | 5.4212e-08 | 1.1251e-07 | 0.00023447 | 5.623e-06%
[11 empty] | 65 | SFm | 2007 | CZ13 | 2062.6681 | 212.8269 |  | 0.20844 | 0.050912 | 0.23575 | 0.051652 | 0.45324 | 0.99801 | 2062.6608 | 212.8269 | 3.5275e-06 | 7.8827e-08 | 3.6063e-06 | 0.0074421 | 0.0001785%
[11 empty] | 66 | SFm | 1975 | CZ14 | 3055.0461 | 274.1985 |  | 0.14491 | 0.21926 | 0.20096 | 0.20202 | 0.23284 | 0.99811 | 3055.0465 | 274.1985 | 1.0759e-07 | 2.4782e-07 | 3.5541e-07 | 0.0010014 | 1.736e-05%
[11 empty] | 67 | SFm | 1985 | CZ14 | 2711.1289 | 268.338 |  | 0.35132 | 0.11312 | 0.16516 | 0.20278 | 0.16762 | 0.99813 | 2711.1289 | 268.3381 | 1.5191e-09 | 2.4129e-07 | 2.4281e-07 | 0.00064512 | 1.202e-05%
[11 empty] | 68 | SFm | 1996 | CZ14 | 2505.3945 | 211.1993 |  | 0.18635 | 0.58381 | 0.18856 | 0.020625 | 0.020651 | 0.99826 | 2505.3943 | 211.1993 | 6.3247e-08 | 1.0109e-08 | 7.3355e-08 | 0.00017959 | 3.907e-06%
[11 empty] | 69 | SFm | 2003 | CZ14 | 4167.7869 | 248.914 |  | 0.53912 | 0.14141 | 0.068488 | 0.075371 | 0.17561 | 1.0015 | 4167.7868 | 248.9139 | 4.5126e-08 | 2.833e-07 | 3.2842e-07 | 0.00088619 | 1.336e-05%
[11 empty] | 70 | SFm | 2007 | CZ14 | 4167.7869 | 248.914 |  | 0.44239 | 0.02 | 0.02 | 0.02 | 0.49761 | 1.002 | 3418.8947 | 248.914 | 0.17969 | 1.9476e-07 | 0.17969 | 748.8928 | 12.73%
[11 empty] | 71 | SFm | 1975 | CZ15 | 3480.8868 | 130.3615 |  | 0.02 | 0.02 | 0.02 | 0.02 | 0.92 | 0.99831 | 3602.3721 | 126.0156 | 0.034901 | 0.033337 | 0.068238 | 164.5094 | 3.392%
[11 empty] | 72 | SFm | 1985 | CZ15 | 3141.7083 | 137.8007 |  | 0.02 | 0.02 | 0.02 | 0.92 | 0.02 | 1 | 3509.9272 | 137.0549 | 0.1172 | 0.0054117 | 0.12262 | 375.6017 | 7.718%
[11 empty] | 73 | SFm | 1996 | CZ15 | 4097.3817 | 113.5375 |  | 0.02 | 0.02 | 0.66771 | 0.02 | 0.27229 | 1.0015 | 4097.3817 | 110.0135 | 7.3327e-09 | 0.031038 | 0.031038 | 34.8878 | 0.6727%
[11 empty] | 74 | SFm | 2003 | CZ15 | 4357.3208 | 136.8636 |  | 0.020166 | 0.54848 | 0.020652 | 0.15552 | 0.25519 | 0.99887 | 4357.3208 | 126.6035 | 6.5597e-09 | 0.074966 | 0.074966 | 101.5754 | 1.81%
[11 empty] | 75 | SFm | 2007 | CZ15 | 4357.3208 | 136.8636 |  | 0.44139 | 0.20493 | 0.20143 | 0.020002 | 0.13226 | 0.99801 | 4357.3206 | 113.1168 | 5.0327e-08 | 0.17351 | 0.17351 | 235.0942 | 4.292%
[11 empty] | 76 | SFm | 1975 | CZ16 | 975.6512 | 379.4167 |  | 0.52182 | 0.02 | 0.032461 | 0.02 | 0.40572 | 1 | 975.6512 | 429.1384 | 1.5624e-08 | 0.13105 | 0.13105 | 492.2454 | 9.423%
[11 empty] | 77 | SFm | 1985 | CZ16 | 774.16 | 488.1883 |  | 0.11154 | 0.23434 | 0.218 | 0.21206 | 0.22406 | 0.99915 | 774.1935 | 488.1882 | 4.3316e-05 | 1.0692e-07 | 4.3423e-05 | 0.03405 | 0.0006073%
[11 empty] | 78 | SFm | 1996 | CZ16 | 902.0563 | 236.7035 |  | 0.02 | 0.58472 | 0.21157 | 0.093711 | 0.090005 | 0.998 | 901.9909 | 236.7035 | 7.2575e-05 | 2.1763e-11 | 7.2575e-05 | 0.065467 | 0.002017%
[11 empty] | 79 | SFm | 2003 | CZ16 | 437.1309 | 236.7035 |  | 0.020246 | 0.052874 | 0.71318 | 0.024718 | 0.18898 | 0.998 | 437.1309 | 236.7034 | 4.8213e-12 | 3.6306e-07 | 3.6306e-07 | 0.00085078 | 3.06e-05%
[11 empty] | 80 | SFm | 2007 | CZ16 | 437.1309 | 236.7035 |  | 0.021652 | 0.39459 | 0.52509 | 0.038672 | 0.02 | 0.99902 | 437.1318 | 236.7035 | 2.0432e-06 | 4.8806e-11 | 2.0433e-06 | 0.00089326 | 3.213e-05%

## 2017TstatSetting
The final Tstat setting used when deriving the weights |  |  |  |  | (changes from previous iteration are highlighted) | [7 empty] | Previous
[5 empty] | 2017 Heating setpoints |  |  |  | 2017 Cooling setpoints |  |  |  | Heating |  |  |  | Cooling
Index | BldgType | VintageYear | CZ | TStatIndex | Morning | Day | Evening | Night | Morning | Day | Evening | Night | Morning | Day | Evening | Night | Morning | Day | Evening | Night
SFm1975CZ011 | SFm | 1975 | CZ01 | 1 | 55 | 55 | 55 | 55 | 74 | 74 | 74 | 74 | 55 | 55 | 55 | 55 | 74 | 74 | 74 | 74
SFm1975CZ012 | SFm | 1975 | CZ01 | 2 | 60 | 60 | 60 | 60 | 83 | 76 | 76 | 83 | 60 | 60 | 60 | 60 | 83 | 76 | 76 | 83
SFm1975CZ013 | SFm | 1975 | CZ01 | 3 | 68 | 68 | 68 | 68 | 78 | 78 | 78 | 78 | 68 | 68 | 68 | 68 | 78 | 78 | 78 | 78
SFm1975CZ014 | SFm | 1975 | CZ01 | 4 | 70 | 65 | 65 | 70 | 83 | 80 | 80 | 83 | 70 | 65 | 65 | 70 | 83 | 80 | 80 | 83
SFm1975CZ015 | SFm | 1975 | CZ01 | 5 | 68 | 65 | 65 | 68 | 80 | 80 | 80 | 80 | 68 | 65 | 65 | 68 | 80 | 80 | 80 | 80
SFm1985CZ011 | SFm | 1985 | CZ01 | 1 | 55 | 55 | 55 | 55 | 74 | 74 | 74 | 74 | 55 | 55 | 55 | 55 | 74 | 74 | 74 | 74
SFm1985CZ012 | SFm | 1985 | CZ01 | 2 | 68 | 65 | 65 | 68 | 83 | 76 | 76 | 83 | 68 | 65 | 65 | 68 | 83 | 76 | 76 | 83
SFm1985CZ013 | SFm | 1985 | CZ01 | 3 | 68 | 68 | 68 | 68 | 78 | 78 | 78 | 78 | 68 | 68 | 68 | 68 | 78 | 78 | 78 | 78
SFm1985CZ014 | SFm | 1985 | CZ01 | 4 | 60 | 60 | 60 | 60 | 83 | 80 | 80 | 83 | 60 | 60 | 60 | 60 | 83 | 80 | 80 | 83
SFm1985CZ015 | SFm | 1985 | CZ01 | 5 | 65 | 65 | 65 | 65 | 80 | 80 | 80 | 80 | 65 | 65 | 65 | 65 | 80 | 80 | 80 | 80
SFm1996CZ011 | SFm | 1996 | CZ01 | 1 | 55 | 55 | 55 | 55 | 74 | 74 | 74 | 74 | 55 | 55 | 55 | 55 | 74 | 74 | 74 | 74
SFm1996CZ012 | SFm | 1996 | CZ01 | 2 | 65 | 70 | 70 | 65 | 83 | 76 | 76 | 83 | 65 | 70 | 70 | 65 | 83 | 76 | 76 | 83
SFm1996CZ013 | SFm | 1996 | CZ01 | 3 | 60 | 60 | 60 | 60 | 78 | 78 | 78 | 78 | 60 | 60 | 60 | 60 | 78 | 78 | 78 | 78
SFm1996CZ014 | SFm | 1996 | CZ01 | 4 | 68 | 65 | 65 | 68 | 83 | 80 | 80 | 83 | 68 | 65 | 65 | 68 | 83 | 80 | 80 | 83
SFm1996CZ015 | SFm | 1996 | CZ01 | 5 | 68 | 68 | 68 | 68 | 80 | 80 | 80 | 80 | 68 | 68 | 68 | 68 | 80 | 80 | 80 | 80
SFm2003CZ011 | SFm | 2003 | CZ01 | 1 | 55 | 55 | 55 | 55 | 74 | 74 | 74 | 74 | 55 | 55 | 55 | 55 | 74 | 74 | 74 | 74
SFm2003CZ012 | SFm | 2003 | CZ01 | 2 | 68 | 68 | 68 | 68 | 83 | 76 | 76 | 83 | 68 | 68 | 68 | 68 | 83 | 76 | 76 | 83
SFm2003CZ013 | SFm | 2003 | CZ01 | 3 | 60 | 60 | 60 | 60 | 78 | 78 | 78 | 78 | 60 | 60 | 60 | 60 | 78 | 78 | 78 | 78
SFm2003CZ014 | SFm | 2003 | CZ01 | 4 | 65 | 65 | 65 | 65 | 83 | 80 | 80 | 83 | 65 | 65 | 65 | 65 | 83 | 80 | 80 | 83
SFm2003CZ015 | SFm | 2003 | CZ01 | 5 | 65 | 68 | 68 | 65 | 80 | 80 | 80 | 80 | 65 | 68 | 68 | 65 | 80 | 80 | 80 | 80
SFm2007CZ011 | SFm | 2007 | CZ01 | 1 | 60 | 60 | 60 | 60 | 74 | 74 | 74 | 74 | 60 | 60 | 60 | 60 | 74 | 74 | 74 | 74
SFm2007CZ012 | SFm | 2007 | CZ01 | 2 | 68 | 65 | 65 | 68 | 83 | 76 | 76 | 83 | 68 | 65 | 65 | 68 | 83 | 76 | 76 | 83
SFm2007CZ013 | SFm | 2007 | CZ01 | 3 | 55 | 55 | 55 | 55 | 78 | 78 | 78 | 78 | 55 | 55 | 55 | 55 | 78 | 78 | 78 | 78
SFm2007CZ014 | SFm | 2007 | CZ01 | 4 | 65 | 70 | 70 | 65 | 83 | 80 | 80 | 83 | 65 | 70 | 70 | 65 | 83 | 80 | 80 | 83
SFm2007CZ015 | SFm | 2007 | CZ01 | 5 | 68 | 68 | 68 | 68 | 80 | 80 | 80 | 80 | 68 | 68 | 68 | 68 | 80 | 80 | 80 | 80
SFm1975CZ021 | SFm | 1975 | CZ02 | 1 | 65 | 65 | 65 | 65 | 80 | 80 | 80 | 80 | 65 | 65 | 65 | 65 | 80 | 80 | 80 | 80
SFm1975CZ022 | SFm | 1975 | CZ02 | 2 | 60 | 60 | 60 | 60 | 76 | 83 | 83 | 76 | 60 | 60 | 60 | 60 | 76 | 83 | 83 | 76
SFm1975CZ023 | SFm | 1975 | CZ02 | 3 | 63 | 63 | 63 | 63 | 80 | 83 | 83 | 80 | 65 | 68 | 68 | 65 | 80 | 83 | 83 | 80
SFm1975CZ024 | SFm | 1975 | CZ02 | 4 | 61 | 61 | 61 | 61 | 83 | 83 | 83 | 83 | 55 | 55 | 55 | 55 | 83 | 83 | 83 | 83
SFm1975CZ025 | SFm | 1975 | CZ02 | 5 | 68 | 65 | 65 | 68 | 82 | 81 | 81 | 82 | 68 | 65 | 65 | 68 | 90 | 90 | 90 | 90
SFm1985CZ021 | SFm | 1985 | CZ02 | 1 | 68 | 65 | 65 | 68 | 78 | 78 | 78 | 78 | 68 | 65 | 65 | 68 | 78 | 78 | 78 | 78
SFm1985CZ022 | SFm | 1985 | CZ02 | 2 | 60 | 60 | 60 | 60 | 83 | 80 | 80 | 83 | 60 | 60 | 60 | 60 | 83 | 80 | 80 | 83
SFm1985CZ023 | SFm | 1985 | CZ02 | 3 | 68 | 68 | 68 | 68 | 76 | 83 | 83 | 76 | 68 | 68 | 68 | 68 | 76 | 83 | 83 | 76
SFm1985CZ024 | SFm | 1985 | CZ02 | 4 | 65 | 70 | 70 | 65 | 83 | 83 | 83 | 83 | 65 | 70 | 70 | 65 | 83 | 83 | 83 | 83
SFm1985CZ025 | SFm | 1985 | CZ02 | 5 | 70 | 65 | 65 | 70 | 90 | 90 | 90 | 90 | 70 | 65 | 65 | 70 | 90 | 90 | 90 | 90
SFm1996CZ021 | SFm | 1996 | CZ02 | 1 | 65 | 68 | 68 | 65 | 78 | 78 | 78 | 78 | 65 | 68 | 68 | 65 | 78 | 78 | 78 | 78
SFm1996CZ022 | SFm | 1996 | CZ02 | 2 | 65 | 70 | 70 | 65 | 80 | 80 | 80 | 80 | 65 | 70 | 70 | 65 | 80 | 80 | 80 | 80
SFm1996CZ023 | SFm | 1996 | CZ02 | 3 | 65 | 65 | 65 | 65 | 76 | 83 | 83 | 76 | 65 | 65 | 65 | 65 | 76 | 83 | 83 | 76
SFm1996CZ024 | SFm | 1996 | CZ02 | 4 | 55 | 55 | 55 | 55 | 83 | 83 | 83 | 83 | 55 | 55 | 55 | 55 | 83 | 83 | 83 | 83
SFm1996CZ025 | SFm | 1996 | CZ02 | 5 | 60 | 60 | 60 | 60 | 90 | 90 | 90 | 90 | 60 | 60 | 60 | 60 | 90 | 90 | 90 | 90
SFm2003CZ021 | SFm | 2003 | CZ02 | 1 | 60 | 60 | 60 | 60 | 83 | 76 | 76 | 83 | 60 | 60 | 60 | 60 | 83 | 76 | 76 | 83
SFm2003CZ022 | SFm | 2003 | CZ02 | 2 | 70 | 65 | 65 | 70 | 78 | 78 | 78 | 78 | 70 | 65 | 65 | 70 | 78 | 78 | 78 | 78
SFm2003CZ023 | SFm | 2003 | CZ02 | 3 | 65 | 65 | 65 | 65 | 80 | 80 | 80 | 80 | 65 | 65 | 65 | 65 | 80 | 80 | 80 | 80
SFm2003CZ024 | SFm | 2003 | CZ02 | 4 | 65 | 68 | 68 | 65 | 76 | 83 | 83 | 76 | 65 | 68 | 68 | 65 | 76 | 83 | 83 | 76
SFm2003CZ025 | SFm | 2003 | CZ02 | 5 | 55 | 55 | 55 | 55 | 80 | 83 | 83 | 80 | 55 | 55 | 55 | 55 | 80 | 83 | 83 | 80
SFm2007CZ021 | SFm | 2007 | CZ02 | 1 | 65 | 68 | 68 | 65 | 74 | 74 | 74 | 74 | 65 | 68 | 68 | 65 | 74 | 74 | 74 | 74
SFm2007CZ022 | SFm | 2007 | CZ02 | 2 | 68 | 65 | 65 | 68 | 83 | 76 | 76 | 83 | 68 | 65 | 65 | 68 | 83 | 76 | 76 | 83
SFm2007CZ023 | SFm | 2007 | CZ02 | 3 | 65 | 65 | 65 | 65 | 78 | 78 | 78 | 78 | 65 | 65 | 65 | 65 | 78 | 78 | 78 | 78
SFm2007CZ024 | SFm | 2007 | CZ02 | 4 | 65 | 65 | 65 | 65 | 83 | 80 | 80 | 83 | 65 | 65 | 65 | 65 | 83 | 80 | 80 | 83
SFm2007CZ025 | SFm | 2007 | CZ02 | 5 | 65 | 68 | 68 | 65 | 80 | 80 | 80 | 80 | 65 | 68 | 68 | 65 | 80 | 80 | 80 | 80
SFm1975CZ031 | SFm | 1975 | CZ03 | 1 | 68 | 68 | 68 | 68 | 80 | 75 | 75 | 80 | 68 | 68 | 68 | 68 | 80 | 75 | 75 | 80
SFm1975CZ032 | SFm | 1975 | CZ03 | 2 | 60 | 60 | 60 | 60 | 77 | 77 | 77 | 77 | 60 | 60 | 60 | 60 | 77 | 77 | 77 | 77
SFm1975CZ033 | SFm | 1975 | CZ03 | 3 | 65 | 65 | 65 | 65 | 80 | 78 | 78 | 80 | 65 | 65 | 65 | 65 | 80 | 78 | 78 | 80
SFm1975CZ034 | SFm | 1975 | CZ03 | 4 | 68 | 63 | 63 | 68 | 78 | 75 | 75 | 78 | 68 | 65 | 65 | 68 | 78 | 78 | 78 | 78
SFm1975CZ035 | SFm | 1975 | CZ03 | 5 | 64 | 68 | 68 | 64 | 76 | 76 | 76 | 76 | 65 | 68 | 68 | 65 | 76 | 80 | 80 | 76
SFm1985CZ031 | SFm | 1985 | CZ03 | 1 | 70 | 70 | 70 | 70 | 74 | 74 | 74 | 74 | 70 | 70 | 70 | 70 | 74 | 74 | 74 | 74
SFm1985CZ032 | SFm | 1985 | CZ03 | 2 | 68 | 65 | 65 | 68 | 83 | 76 | 76 | 83 | 68 | 65 | 65 | 68 | 83 | 76 | 76 | 83
SFm1985CZ033 | SFm | 1985 | CZ03 | 3 | 65 | 65 | 65 | 65 | 78 | 78 | 78 | 78 | 65 | 65 | 65 | 65 | 78 | 78 | 78 | 78
SFm1985CZ034 | SFm | 1985 | CZ03 | 4 | 70 | 65 | 65 | 70 | 83 | 80 | 80 | 83 | 70 | 65 | 65 | 70 | 83 | 80 | 80 | 83
SFm1985CZ035 | SFm | 1985 | CZ03 | 5 | 68 | 68 | 68 | 68 | 80 | 80 | 80 | 80 | 68 | 68 | 68 | 68 | 80 | 80 | 80 | 80
SFm1996CZ031 | SFm | 1996 | CZ03 | 1 | 68 | 65 | 65 | 68 | 80 | 76 | 76 | 80 | 68 | 65 | 65 | 68 | 80 | 76 | 76 | 80
SFm1996CZ032 | SFm | 1996 | CZ03 | 2 | 70 | 65 | 65 | 70 | 77 | 77 | 77 | 77 | 70 | 65 | 65 | 70 | 77 | 77 | 77 | 77
SFm1996CZ033 | SFm | 1996 | CZ03 | 3 | 65 | 68 | 68 | 65 | 80 | 78 | 78 | 80 | 65 | 68 | 68 | 65 | 80 | 78 | 78 | 80
SFm1996CZ034 | SFm | 1996 | CZ03 | 4 | 68 | 68 | 68 | 68 | 78 | 78 | 78 | 78 | 68 | 68 | 68 | 68 | 78 | 78 | 78 | 78
SFm1996CZ035 | SFm | 1996 | CZ03 | 5 | 65 | 65 | 65 | 65 | 76 | 80 | 80 | 76 | 65 | 65 | 65 | 65 | 76 | 80 | 80 | 76
SFm2003CZ031 | SFm | 2003 | CZ03 | 1 | 70 | 65 | 65 | 70 | 83 | 76 | 76 | 83 | 63 | 63 | 63 | 63 | 83 | 76 | 76 | 83
SFm2003CZ032 | SFm | 2003 | CZ03 | 2 | 63 | 63 | 63 | 63 | 78 | 78 | 78 | 78 | 70 | 65 | 65 | 70 | 78 | 78 | 78 | 78
SFm2003CZ033 | SFm | 2003 | CZ03 | 3 | 68 | 68 | 68 | 68 | 83 | 80 | 80 | 83 | 68 | 68 | 68 | 68 | 83 | 80 | 80 | 83
SFm2003CZ034 | SFm | 2003 | CZ03 | 4 | 68 | 68 | 68 | 68 | 80 | 77 | 77 | 80 | 68 | 68 | 68 | 68 | 80 | 77 | 77 | 80
SFm2003CZ035 | SFm | 2003 | CZ03 | 5 | 67 | 67 | 67 | 67 | 76 | 80 | 80 | 76 | 67 | 67 | 67 | 67 | 76 | 80 | 80 | 76
SFm2007CZ031 | SFm | 2007 | CZ03 | 1 | 60 | 60 | 60 | 60 | 74 | 74 | 74 | 74 | 60 | 60 | 60 | 60 | 74 | 74 | 74 | 74
SFm2007CZ032 | SFm | 2007 | CZ03 | 2 | 68 | 65 | 65 | 68 | 83 | 76 | 76 | 83 | 68 | 65 | 65 | 68 | 83 | 76 | 76 | 83
SFm2007CZ033 | SFm | 2007 | CZ03 | 3 | 65 | 70 | 70 | 65 | 77 | 77 | 77 | 77 | 65 | 70 | 70 | 65 | 77 | 77 | 77 | 77
SFm2007CZ034 | SFm | 2007 | CZ03 | 4 | 68 | 68 | 68 | 68 | 80 | 75 | 75 | 80 | 68 | 68 | 68 | 68 | 80 | 75 | 75 | 80
SFm2007CZ035 | SFm | 2007 | CZ03 | 5 | 65 | 68 | 68 | 65 | 75 | 75 | 75 | 75 | 65 | 68 | 68 | 65 | 75 | 75 | 75 | 75
SFm1975CZ041 | SFm | 1975 | CZ04 | 1 | 60 | 60 | 60 | 60 | 78 | 78 | 78 | 78 | 60 | 60 | 60 | 60 | 78 | 78 | 78 | 78
SFm1975CZ042 | SFm | 1975 | CZ04 | 2 | 65 | 65 | 65 | 65 | 83 | 80 | 80 | 83 | 65 | 65 | 65 | 65 | 83 | 80 | 80 | 83
SFm1975CZ043 | SFm | 1975 | CZ04 | 3 | 65 | 68 | 68 | 65 | 80 | 80 | 80 | 80 | 65 | 68 | 68 | 65 | 80 | 80 | 80 | 80
SFm1975CZ044 | SFm | 1975 | CZ04 | 4 | 65 | 70 | 70 | 65 | 76 | 83 | 83 | 76 | 65 | 70 | 70 | 65 | 76 | 83 | 83 | 76
SFm1975CZ045 | SFm | 1975 | CZ04 | 5 | 55 | 55 | 55 | 55 | 80 | 83 | 83 | 80 | 55 | 55 | 55 | 55 | 80 | 83 | 83 | 80
SFm1985CZ041 | SFm | 1985 | CZ04 | 1 | 70 | 65 | 65 | 70 | 74 | 74 | 74 | 74 | 70 | 65 | 65 | 70 | 74 | 74 | 74 | 74
SFm1985CZ042 | SFm | 1985 | CZ04 | 2 | 60 | 60 | 60 | 60 | 83 | 76 | 76 | 83 | 60 | 60 | 60 | 60 | 83 | 76 | 76 | 83
SFm1985CZ043 | SFm | 1985 | CZ04 | 3 | 68 | 68 | 68 | 68 | 78 | 78 | 78 | 78 | 68 | 68 | 68 | 68 | 78 | 78 | 78 | 78
SFm1985CZ044 | SFm | 1985 | CZ04 | 4 | 65 | 70 | 70 | 65 | 83 | 80 | 80 | 83 | 65 | 70 | 70 | 65 | 83 | 80 | 80 | 83
SFm1985CZ045 | SFm | 1985 | CZ04 | 5 | 68 | 65 | 65 | 68 | 80 | 80 | 80 | 80 | 68 | 65 | 65 | 68 | 80 | 80 | 80 | 80
SFm1996CZ041 | SFm | 1996 | CZ04 | 1 | 69 | 66 | 66 | 69 | 78 | 80 | 80 | 78 | 69 | 66 | 66 | 69 | 81 | 81 | 81 | 81
SFm1996CZ042 | SFm | 1996 | CZ04 | 2 | 68 | 65 | 65 | 68 | 78 | 82 | 82 | 78 | 68 | 65 | 65 | 68 | 78 | 82 | 82 | 78
SFm1996CZ043 | SFm | 1996 | CZ04 | 3 | 68 | 70 | 70 | 68 | 83 | 80 | 80 | 83 | 68 | 70 | 70 | 68 | 83 | 80 | 80 | 83
SFm1996CZ044 | SFm | 1996 | CZ04 | 4 | 68 | 68 | 68 | 68 | 80 | 79 | 79 | 80 | 68 | 68 | 68 | 68 | 80 | 80 | 80 | 80
SFm1996CZ045 | SFm | 1996 | CZ04 | 5 | 65 | 68 | 68 | 65 | 76 | 83 | 83 | 76 | 65 | 68 | 68 | 65 | 76 | 83 | 83 | 76
SFm2003CZ041 | SFm | 2003 | CZ04 | 1 | 65 | 70 | 70 | 65 | 74 | 74 | 74 | 74 | 65 | 70 | 70 | 65 | 74 | 74 | 74 | 74
SFm2003CZ042 | SFm | 2003 | CZ04 | 2 | 65 | 65 | 65 | 65 | 83 | 76 | 76 | 83 | 65 | 65 | 65 | 65 | 83 | 76 | 76 | 83
SFm2003CZ043 | SFm | 2003 | CZ04 | 3 | 68 | 65 | 65 | 68 | 78 | 78 | 78 | 78 | 68 | 65 | 65 | 68 | 78 | 78 | 78 | 78
SFm2003CZ044 | SFm | 2003 | CZ04 | 4 | 55 | 55 | 55 | 55 | 83 | 80 | 80 | 83 | 55 | 55 | 55 | 55 | 83 | 80 | 80 | 83
SFm2003CZ045 | SFm | 2003 | CZ04 | 5 | 60 | 60 | 60 | 60 | 80 | 80 | 80 | 80 | 60 | 60 | 60 | 60 | 80 | 80 | 80 | 80
SFm2007CZ041 | SFm | 2007 | CZ04 | 1 | 65 | 68 | 68 | 65 | 74 | 74 | 74 | 74 | 65 | 68 | 68 | 65 | 74 | 74 | 74 | 74
SFm2007CZ042 | SFm | 2007 | CZ04 | 2 | 65 | 65 | 65 | 65 | 83 | 76 | 76 | 83 | 65 | 65 | 65 | 65 | 83 | 76 | 76 | 83
SFm2007CZ043 | SFm | 2007 | CZ04 | 3 | 68 | 65 | 65 | 68 | 78 | 78 | 78 | 78 | 68 | 65 | 65 | 68 | 78 | 78 | 78 | 78
SFm2007CZ044 | SFm | 2007 | CZ04 | 4 | 68 | 68 | 68 | 68 | 83 | 80 | 80 | 83 | 68 | 68 | 68 | 68 | 83 | 80 | 80 | 83
SFm2007CZ045 | SFm | 2007 | CZ04 | 5 | 60 | 60 | 60 | 60 | 80 | 80 | 80 | 80 | 60 | 60 | 60 | 60 | 80 | 80 | 80 | 80
SFm1975CZ051 | SFm | 1975 | CZ05 | 1 | 60 | 60 | 60 | 60 | 75 | 74 | 74 | 75 | 60 | 60 | 60 | 60 | 75 | 75 | 75 | 75
SFm1975CZ052 | SFm | 1975 | CZ05 | 2 | 65 | 65 | 65 | 65 | 76 | 76 | 76 | 76 | 65 | 65 | 65 | 65 | 76 | 76 | 76 | 76
SFm1975CZ053 | SFm | 1975 | CZ05 | 3 | 68 | 65 | 65 | 68 | 77 | 74 | 74 | 77 | 68 | 65 | 65 | 68 | 80 | 75 | 75 | 80
SFm1975CZ054 | SFm | 1975 | CZ05 | 4 | 65 | 68 | 68 | 65 | 76 | 76 | 76 | 76 | 65 | 68 | 68 | 65 | 76 | 76 | 76 | 76
SFm1975CZ055 | SFm | 1975 | CZ05 | 5 | 65 | 65 | 65 | 65 | 80 | 80 | 80 | 80 | 65 | 65 | 65 | 65 | 80 | 80 | 80 | 80
SFm1985CZ051 | SFm | 1985 | CZ05 | 1 | 65 | 70 | 70 | 65 | 75 | 74 | 74 | 75 | 65 | 70 | 70 | 65 | 75 | 75 | 75 | 75
SFm1985CZ052 | SFm | 1985 | CZ05 | 2 | 65 | 65 | 65 | 65 | 75 | 75 | 75 | 75 | 65 | 65 | 65 | 65 | 76 | 76 | 76 | 76
SFm1985CZ053 | SFm | 1985 | CZ05 | 3 | 70 | 65 | 65 | 70 | 80 | 75 | 74 | 80 | 70 | 65 | 65 | 70 | 80 | 75 | 75 | 80
SFm1985CZ054 | SFm | 1985 | CZ05 | 4 | 68 | 65 | 65 | 68 | 76 | 76 | 74 | 76 | 68 | 65 | 65 | 68 | 76 | 76 | 76 | 76
SFm1985CZ055 | SFm | 1985 | CZ05 | 5 | 68 | 68 | 68 | 68 | 74 | 74 | 74 | 74 | 68 | 68 | 68 | 68 | 80 | 80 | 80 | 80
SFm1996CZ051 | SFm | 1996 | CZ05 | 1 | 70 | 72 | 72 | 70 | 75 | 75 | 75 | 75 | 70 | 72 | 72 | 70 | 75 | 75 | 75 | 75
SFm1996CZ052 | SFm | 1996 | CZ05 | 2 | 69 | 70 | 70 | 69 | 76 | 76 | 76 | 76 | 69 | 70 | 70 | 69 | 76 | 76 | 76 | 76
SFm1996CZ053 | SFm | 1996 | CZ05 | 3 | 68 | 68 | 68 | 68 | 80 | 75 | 75 | 80 | 68 | 68 | 68 | 68 | 80 | 75 | 75 | 80
SFm1996CZ054 | SFm | 1996 | CZ05 | 4 | 69 | 72 | 72 | 69 | 76 | 76 | 76 | 76 | 69 | 72 | 72 | 69 | 76 | 76 | 76 | 76
SFm1996CZ055 | SFm | 1996 | CZ05 | 5 | 72 | 72 | 72 | 72 | 75 | 74 | 74 | 75 | 70 | 70 | 70 | 70 | 80 | 80 | 80 | 80
SFm2003CZ051 | SFm | 2003 | CZ05 | 1 | 70 | 72 | 72 | 70 | 75 | 75 | 75 | 75 | 70 | 72 | 72 | 70 | 75 | 75 | 75 | 75
SFm2003CZ052 | SFm | 2003 | CZ05 | 2 | 68 | 68 | 68 | 68 | 76 | 76 | 76 | 76 | 68 | 68 | 68 | 68 | 76 | 76 | 76 | 76
SFm2003CZ053 | SFm | 2003 | CZ05 | 3 | 70 | 65 | 65 | 70 | 80 | 75 | 75 | 80 | 70 | 65 | 65 | 70 | 80 | 75 | 75 | 80
SFm2003CZ054 | SFm | 2003 | CZ05 | 4 | 68 | 70 | 70 | 68 | 76 | 74 | 74 | 76 | 68 | 70 | 70 | 68 | 76 | 76 | 76 | 76
SFm2003CZ055 | SFm | 2003 | CZ05 | 5 | 70 | 70 | 70 | 70 | 75 | 74 | 74 | 75 | 70 | 70 | 70 | 70 | 80 | 80 | 80 | 80
SFm2007CZ051 | SFm | 2007 | CZ05 | 1 | 65 | 65 | 65 | 65 | 75 | 74 | 74 | 75 | 65 | 65 | 65 | 65 | 75 | 75 | 75 | 75
SFm2007CZ052 | SFm | 2007 | CZ05 | 2 | 65 | 70 | 70 | 65 | 76 | 75 | 74 | 76 | 65 | 70 | 70 | 65 | 76 | 76 | 76 | 76
SFm2007CZ053 | SFm | 2007 | CZ05 | 3 | 68 | 65 | 65 | 68 | 80 | 75 | 75 | 80 | 68 | 65 | 65 | 68 | 80 | 75 | 75 | 80
SFm2007CZ054 | SFm | 2007 | CZ05 | 4 | 68 | 68 | 68 | 68 | 76 | 74 | 74 | 76 | 68 | 68 | 68 | 68 | 76 | 76 | 76 | 76
SFm2007CZ055 | SFm | 2007 | CZ05 | 5 | 65 | 65 | 65 | 65 | 75 | 74 | 74 | 75 | 65 | 65 | 65 | 65 | 80 | 80 | 80 | 80
SFm1975CZ061 | SFm | 1975 | CZ06 | 1 | 65 | 65 | 65 | 65 | 74 | 74 | 74 | 74 | 65 | 65 | 65 | 65 | 74 | 74 | 74 | 74
SFm1975CZ062 | SFm | 1975 | CZ06 | 2 | 60 | 60 | 60 | 60 | 83 | 76 | 76 | 83 | 60 | 60 | 60 | 60 | 83 | 76 | 76 | 83
SFm1975CZ063 | SFm | 1975 | CZ06 | 3 | 65 | 68 | 68 | 65 | 78 | 78 | 78 | 78 | 65 | 68 | 68 | 65 | 78 | 78 | 78 | 78
SFm1975CZ064 | SFm | 1975 | CZ06 | 4 | 65 | 68 | 68 | 65 | 83 | 80 | 80 | 83 | 65 | 68 | 68 | 65 | 83 | 80 | 80 | 83
SFm1975CZ065 | SFm | 1975 | CZ06 | 5 | 68 | 65 | 65 | 68 | 80 | 80 | 80 | 80 | 68 | 65 | 65 | 68 | 80 | 80 | 80 | 80
SFm1985CZ061 | SFm | 1985 | CZ06 | 1 | 68 | 65 | 65 | 68 | 74 | 74 | 74 | 74 | 68 | 65 | 65 | 68 | 74 | 74 | 74 | 74
SFm1985CZ062 | SFm | 1985 | CZ06 | 2 | 70 | 65 | 65 | 70 | 83 | 76 | 76 | 83 | 70 | 65 | 65 | 70 | 83 | 76 | 76 | 83
SFm1985CZ063 | SFm | 1985 | CZ06 | 3 | 70 | 70 | 70 | 70 | 78 | 78 | 78 | 78 | 70 | 70 | 70 | 70 | 78 | 78 | 78 | 78
SFm1985CZ064 | SFm | 1985 | CZ06 | 4 | 60 | 60 | 60 | 60 | 83 | 80 | 80 | 83 | 60 | 60 | 60 | 60 | 83 | 80 | 80 | 83
SFm1985CZ065 | SFm | 1985 | CZ06 | 5 | 68 | 68 | 68 | 68 | 83 | 83 | 83 | 83 | 68 | 68 | 68 | 68 | 83 | 83 | 83 | 83
SFm1996CZ061 | SFm | 1996 | CZ06 | 1 | 68 | 65 | 65 | 68 | 74 | 74 | 74 | 74 | 68 | 65 | 65 | 68 | 74 | 74 | 74 | 74
SFm1996CZ062 | SFm | 1996 | CZ06 | 2 | 68 | 68 | 68 | 68 | 83 | 76 | 76 | 83 | 68 | 68 | 68 | 68 | 83 | 76 | 76 | 83
SFm1996CZ063 | SFm | 1996 | CZ06 | 3 | 72 | 72 | 72 | 72 | 78 | 78 | 78 | 78 | 72 | 72 | 72 | 72 | 78 | 78 | 78 | 78
SFm1996CZ064 | SFm | 1996 | CZ06 | 4 | 70 | 65 | 65 | 70 | 83 | 80 | 80 | 83 | 70 | 65 | 65 | 70 | 83 | 80 | 80 | 83
SFm1996CZ065 | SFm | 1996 | CZ06 | 5 | 68 | 68 | 68 | 68 | 80 | 80 | 80 | 80 | 68 | 68 | 68 | 68 | 80 | 80 | 80 | 80
SFm2003CZ061 | SFm | 2003 | CZ06 | 1 | 69 | 69 | 69 | 69 | 77 | 77 | 77 | 77 | 69 | 69 | 69 | 69 | 77 | 77 | 77 | 77
SFm2003CZ062 | SFm | 2003 | CZ06 | 2 | 68 | 70 | 70 | 68 | 83 | 76 | 76 | 83 | 68 | 70 | 70 | 68 | 83 | 76 | 76 | 83
SFm2003CZ063 | SFm | 2003 | CZ06 | 3 | 70 | 65 | 65 | 70 | 78 | 78 | 78 | 78 | 70 | 65 | 65 | 70 | 78 | 78 | 78 | 78
SFm2003CZ064 | SFm | 2003 | CZ06 | 4 | 70 | 68 | 68 | 70 | 83 | 80 | 80 | 83 | 70 | 68 | 68 | 70 | 83 | 80 | 80 | 83
SFm2003CZ065 | SFm | 2003 | CZ06 | 5 | 65 | 70 | 70 | 65 | 80 | 78 | 78 | 80 | 65 | 70 | 70 | 65 | 80 | 78 | 78 | 80
SFm2007CZ061 | SFm | 2007 | CZ06 | 1 | 68 | 68 | 68 | 68 | 74 | 74 | 74 | 74 | 68 | 68 | 68 | 68 | 74 | 74 | 74 | 74
SFm2007CZ062 | SFm | 2007 | CZ06 | 2 | 70 | 65 | 65 | 70 | 83 | 76 | 76 | 83 | 70 | 65 | 65 | 70 | 83 | 76 | 76 | 83
SFm2007CZ063 | SFm | 2007 | CZ06 | 3 | 60 | 60 | 60 | 60 | 78 | 78 | 78 | 78 | 60 | 60 | 60 | 60 | 78 | 78 | 78 | 78
SFm2007CZ064 | SFm | 2007 | CZ06 | 4 | 65 | 68 | 68 | 65 | 83 | 80 | 80 | 83 | 65 | 68 | 68 | 65 | 83 | 80 | 80 | 83
SFm2007CZ065 | SFm | 2007 | CZ06 | 5 | 70 | 70 | 70 | 70 | 80 | 80 | 80 | 80 | 70 | 70 | 70 | 70 | 80 | 80 | 80 | 80
SFm1975CZ071 | SFm | 1975 | CZ07 | 1 | 70 | 70 | 70 | 70 | 74 | 74 | 74 | 74 | 70 | 70 | 70 | 70 | 74 | 74 | 74 | 74
SFm1975CZ072 | SFm | 1975 | CZ07 | 2 | 65 | 68 | 68 | 65 | 78 | 78 | 78 | 78 | 65 | 68 | 68 | 65 | 78 | 78 | 78 | 78
SFm1975CZ073 | SFm | 1975 | CZ07 | 3 | 70 | 70 | 70 | 70 | 83 | 80 | 80 | 83 | 70 | 70 | 70 | 70 | 83 | 80 | 80 | 83
SFm1975CZ074 | SFm | 1975 | CZ07 | 4 | 68 | 68 | 68 | 68 | 74 | 74 | 74 | 74 | 68 | 68 | 68 | 68 | 74 | 74 | 74 | 74
SFm1975CZ075 | SFm | 1975 | CZ07 | 5 | 68 | 65 | 65 | 68 | 83 | 76 | 76 | 83 | 68 | 65 | 65 | 68 | 83 | 76 | 76 | 83
SFm1985CZ071 | SFm | 1985 | CZ07 | 1 | 72 | 72 | 72 | 72 | 74 | 74 | 74 | 74 | 72 | 72 | 72 | 72 | 74 | 74 | 74 | 74
SFm1985CZ072 | SFm | 1985 | CZ07 | 2 | 68 | 65 | 65 | 68 | 78 | 78 | 78 | 78 | 68 | 65 | 65 | 68 | 78 | 78 | 78 | 78
SFm1985CZ073 | SFm | 1985 | CZ07 | 3 | 72 | 72 | 72 | 72 | 83 | 80 | 80 | 83 | 72 | 72 | 72 | 72 | 83 | 80 | 80 | 83
SFm1985CZ074 | SFm | 1985 | CZ07 | 4 | 65 | 70 | 70 | 65 | 74 | 74 | 74 | 74 | 65 | 70 | 70 | 65 | 74 | 74 | 74 | 74
SFm1985CZ075 | SFm | 1985 | CZ07 | 5 | 68 | 68 | 68 | 68 | 83 | 76 | 76 | 83 | 68 | 68 | 68 | 68 | 83 | 76 | 76 | 83
SFm1996CZ071 | SFm | 1996 | CZ07 | 1 | 72 | 70 | 70 | 72 | 76 | 80 | 80 | 76 | 72 | 70 | 70 | 72 | 76 | 80 | 80 | 76
SFm1996CZ072 | SFm | 1996 | CZ07 | 2 | 70 | 74 | 74 | 70 | 80 | 80 | 80 | 80 | 70 | 74 | 74 | 70 | 80 | 80 | 80 | 80
SFm1996CZ073 | SFm | 1996 | CZ07 | 3 | 72 | 72 | 72 | 72 | 83 | 78 | 87 | 83 | 72 | 72 | 72 | 72 | 83 | 78 | 87 | 83
SFm1996CZ074 | SFm | 1996 | CZ07 | 4 | 73 | 70 | 70 | 73 | 82 | 78 | 79 | 82 | 73 | 70 | 70 | 73 | 74 | 74 | 74 | 74
SFm1996CZ075 | SFm | 1996 | CZ07 | 5 | 70 | 72 | 72 | 70 | 83 | 80 | 80 | 83 | 70 | 72 | 72 | 70 | 83 | 80 | 80 | 83
SFm2003CZ071 | SFm | 2003 | CZ07 | 1 | 68 | 72 | 72 | 68 | 76 | 75 | 75 | 76 | 68 | 72 | 72 | 68 | 76 | 75 | 75 | 76
SFm2003CZ072 | SFm | 2003 | CZ07 | 2 | 70 | 68 | 68 | 70 | 78 | 78 | 78 | 78 | 70 | 68 | 68 | 70 | 78 | 78 | 78 | 78
SFm2003CZ073 | SFm | 2003 | CZ07 | 3 | 65 | 70 | 70 | 65 | 83 | 76 | 76 | 83 | 65 | 70 | 70 | 65 | 83 | 76 | 76 | 83
SFm2003CZ074 | SFm | 2003 | CZ07 | 4 | 70 | 72 | 72 | 70 | 75 | 75 | 75 | 75 | 70 | 72 | 72 | 70 | 80 | 78 | 78 | 80
SFm2003CZ075 | SFm | 2003 | CZ07 | 5 | 71 | 70 | 70 | 71 | 80 | 75 | 75 | 80 | 70 | 70 | 70 | 70 | 80 | 75 | 75 | 80
SFm2007CZ071 | SFm | 2007 | CZ07 | 1 | 68 | 68 | 68 | 68 | 74 | 74 | 74 | 74 | 68 | 68 | 68 | 68 | 74 | 74 | 74 | 74
SFm2007CZ072 | SFm | 2007 | CZ07 | 2 | 70 | 70 | 70 | 70 | 78 | 76 | 76 | 78 | 70 | 70 | 70 | 70 | 78 | 76 | 76 | 78
SFm2007CZ073 | SFm | 2007 | CZ07 | 3 | 68 | 68 | 68 | 68 | 80 | 76 | 76 | 80 | 68 | 68 | 68 | 68 | 80 | 76 | 76 | 80
SFm2007CZ074 | SFm | 2007 | CZ07 | 4 | 65 | 70 | 70 | 65 | 74 | 74 | 74 | 74 | 65 | 70 | 70 | 65 | 74 | 74 | 74 | 74
SFm2007CZ075 | SFm | 2007 | CZ07 | 5 | 68 | 65 | 65 | 68 | 80 | 75 | 75 | 80 | 68 | 65 | 65 | 68 | 80 | 75 | 75 | 80
SFm1975CZ081 | SFm | 1975 | CZ08 | 1 | 60 | 60 | 60 | 60 | 80 | 78 | 78 | 80 | 60 | 60 | 60 | 60 | 74 | 74 | 74 | 74
SFm1975CZ082 | SFm | 1975 | CZ08 | 2 | 68 | 65 | 65 | 68 | 78 | 78 | 78 | 78 | 68 | 65 | 65 | 68 | 78 | 78 | 78 | 78
SFm1975CZ083 | SFm | 1975 | CZ08 | 3 | 68 | 68 | 68 | 68 | 83 | 80 | 80 | 83 | 68 | 68 | 68 | 68 | 83 | 80 | 80 | 83
SFm1975CZ084 | SFm | 1975 | CZ08 | 4 | 68 | 70 | 70 | 68 | 76 | 83 | 83 | 76 | 68 | 70 | 70 | 68 | 76 | 83 | 83 | 76
SFm1975CZ085 | SFm | 1975 | CZ08 | 5 | 69 | 69 | 69 | 69 | 80 | 83 | 83 | 80 | 70 | 70 | 70 | 70 | 80 | 83 | 83 | 80
SFm1985CZ081 | SFm | 1985 | CZ08 | 1 | 70 | 70 | 70 | 70 | 80 | 78 | 77 | 80 | 70 | 70 | 70 | 70 | 80 | 76 | 76 | 80
SFm1985CZ082 | SFm | 1985 | CZ08 | 2 | 68 | 70 | 70 | 68 | 83 | 78 | 78 | 83 | 68 | 70 | 70 | 68 | 83 | 78 | 78 | 83
SFm1985CZ083 | SFm | 1985 | CZ08 | 3 | 68 | 72 | 72 | 68 | 78 | 78 | 78 | 78 | 68 | 72 | 72 | 68 | 78 | 78 | 78 | 78
SFm1985CZ084 | SFm | 1985 | CZ08 | 4 | 70 | 72 | 72 | 70 | 83 | 80 | 80 | 83 | 68 | 68 | 68 | 68 | 83 | 80 | 80 | 83
SFm1985CZ085 | SFm | 1985 | CZ08 | 5 | 70 | 65 | 65 | 70 | 80 | 80 | 80 | 80 | 70 | 65 | 65 | 70 | 80 | 80 | 80 | 80
SFm1996CZ081 | SFm | 1996 | CZ08 | 1 | 72 | 65 | 65 | 72 | 78 | 80 | 80 | 78 | 70 | 65 | 65 | 70 | 78 | 78 | 78 | 78
SFm1996CZ082 | SFm | 1996 | CZ08 | 2 | 71 | 72 | 72 | 71 | 83 | 80 | 80 | 83 | 70 | 72 | 72 | 70 | 83 | 80 | 80 | 83
SFm1996CZ083 | SFm | 1996 | CZ08 | 3 | 70 | 73 | 73 | 70 | 80 | 82 | 82 | 80 | 70 | 73 | 73 | 70 | 80 | 82 | 82 | 80
SFm1996CZ084 | SFm | 1996 | CZ08 | 4 | 70 | 70 | 70 | 70 | 83 | 80 | 80 | 83 | 70 | 70 | 70 | 70 | 83 | 80 | 80 | 83
SFm1996CZ085 | SFm | 1996 | CZ08 | 5 | 70 | 72 | 72 | 70 | 80 | 78 | 78 | 80 | 70 | 72 | 72 | 70 | 80 | 78 | 78 | 80
SFm2003CZ081 | SFm | 2003 | CZ08 | 1 | 68 | 65 | 65 | 68 | 76 | 76 | 76 | 76 | 68 | 65 | 65 | 68 | 74 | 74 | 74 | 74
SFm2003CZ082 | SFm | 2003 | CZ08 | 2 | 68 | 70 | 70 | 68 | 83 | 76 | 76 | 83 | 68 | 70 | 70 | 68 | 83 | 76 | 76 | 83
SFm2003CZ083 | SFm | 2003 | CZ08 | 3 | 68 | 68 | 68 | 68 | 78 | 78 | 78 | 78 | 68 | 68 | 68 | 68 | 78 | 78 | 78 | 78
SFm2003CZ084 | SFm | 2003 | CZ08 | 4 | 68 | 70 | 70 | 69 | 83 | 78 | 78 | 83 | 70 | 72 | 72 | 70 | 83 | 78 | 78 | 83
SFm2003CZ085 | SFm | 2003 | CZ08 | 5 | 70 | 70 | 70 | 70 | 80 | 80 | 80 | 80 | 70 | 70 | 70 | 70 | 80 | 80 | 80 | 80
SFm2007CZ081 | SFm | 2007 | CZ08 | 1 | 68 | 65 | 65 | 68 | 74 | 74 | 74 | 74 | 68 | 65 | 65 | 68 | 74 | 74 | 74 | 74
SFm2007CZ082 | SFm | 2007 | CZ08 | 2 | 65 | 70 | 70 | 65 | 83 | 76 | 76 | 83 | 65 | 70 | 70 | 65 | 83 | 76 | 76 | 83
SFm2007CZ083 | SFm | 2007 | CZ08 | 3 | 70 | 65 | 65 | 70 | 78 | 78 | 78 | 78 | 70 | 65 | 65 | 70 | 78 | 78 | 78 | 78
SFm2007CZ084 | SFm | 2007 | CZ08 | 4 | 70 | 70 | 70 | 70 | 83 | 78 | 78 | 83 | 65 | 65 | 65 | 65 | 83 | 80 | 80 | 83
SFm2007CZ085 | SFm | 2007 | CZ08 | 5 | 70 | 68 | 68 | 70 | 78 | 78 | 78 | 78 | 65 | 68 | 68 | 65 | 78 | 78 | 78 | 78
SFm1975CZ091 | SFm | 1975 | CZ09 | 1 | 65 | 65 | 65 | 65 | 83 | 78 | 78 | 83 | 65 | 65 | 65 | 65 | 83 | 78 | 78 | 83
SFm1975CZ092 | SFm | 1975 | CZ09 | 2 | 68 | 68 | 68 | 68 | 78 | 78 | 78 | 78 | 68 | 68 | 68 | 68 | 78 | 78 | 78 | 78
SFm1975CZ093 | SFm | 1975 | CZ09 | 3 | 65 | 70 | 70 | 65 | 83 | 80 | 80 | 83 | 65 | 70 | 70 | 65 | 83 | 80 | 80 | 83
SFm1975CZ094 | SFm | 1975 | CZ09 | 4 | 68 | 65 | 65 | 68 | 76 | 83 | 83 | 76 | 68 | 65 | 65 | 68 | 76 | 83 | 83 | 76
SFm1975CZ095 | SFm | 1975 | CZ09 | 5 | 70 | 68 | 68 | 70 | 82 | 82 | 82 | 82 | 70 | 68 | 68 | 70 | 82 | 82 | 82 | 82
SFm1985CZ091 | SFm | 1985 | CZ09 | 1 | 72 | 72 | 72 | 72 | 78 | 78 | 78 | 78 | 72 | 72 | 72 | 72 | 78 | 78 | 78 | 78
SFm1985CZ092 | SFm | 1985 | CZ09 | 2 | 68 | 68 | 68 | 68 | 83 | 80 | 80 | 83 | 68 | 68 | 68 | 68 | 83 | 80 | 80 | 83
SFm1985CZ093 | SFm | 1985 | CZ09 | 3 | 70 | 65 | 65 | 70 | 80 | 80 | 80 | 80 | 70 | 65 | 65 | 70 | 80 | 80 | 80 | 80
SFm1985CZ094 | SFm | 1985 | CZ09 | 4 | 68 | 70 | 70 | 68 | 76 | 83 | 83 | 76 | 65 | 70 | 70 | 65 | 76 | 83 | 83 | 76
SFm1985CZ095 | SFm | 1985 | CZ09 | 5 | 68 | 79 | 79 | 68 | 85 | 85 | 85 | 85 | 68 | 65 | 65 | 68 | 85 | 85 | 85 | 85
SFm1996CZ091 | SFm | 1996 | CZ09 | 1 | 72 | 68 | 68 | 72 | 80 | 80 | 80 | 80 | 70 | 68 | 68 | 70 | 80 | 80 | 80 | 80
SFm1996CZ092 | SFm | 1996 | CZ09 | 2 | 70 | 72 | 72 | 70 | 83 | 81 | 81 | 83 | 70 | 72 | 72 | 70 | 83 | 81 | 81 | 83
SFm1996CZ093 | SFm | 1996 | CZ09 | 3 | 70 | 65 | 65 | 70 | 78 | 80 | 80 | 78 | 70 | 65 | 65 | 70 | 78 | 80 | 80 | 78
SFm1996CZ094 | SFm | 1996 | CZ09 | 4 | 70 | 74 | 74 | 70 | 83 | 80 | 80 | 83 | 70 | 70 | 70 | 70 | 83 | 80 | 80 | 83
SFm1996CZ095 | SFm | 1996 | CZ09 | 5 | 72 | 72 | 72 | 72 | 78 | 83 | 83 | 78 | 70 | 72 | 72 | 70 | 78 | 83 | 83 | 78
SFm2003CZ091 | SFm | 2003 | CZ09 | 1 | 65 | 70 | 70 | 65 | 74 | 74 | 74 | 74 | 65 | 70 | 70 | 65 | 74 | 74 | 74 | 74
SFm2003CZ092 | SFm | 2003 | CZ09 | 2 | 68 | 68 | 68 | 68 | 83 | 76 | 76 | 83 | 68 | 68 | 68 | 68 | 83 | 76 | 76 | 83
SFm2003CZ093 | SFm | 2003 | CZ09 | 3 | 68 | 65 | 65 | 68 | 78 | 78 | 78 | 78 | 68 | 65 | 65 | 68 | 78 | 78 | 78 | 78
SFm2003CZ094 | SFm | 2003 | CZ09 | 4 | 70 | 70 | 70 | 70 | 83 | 80 | 80 | 83 | 70 | 70 | 70 | 70 | 83 | 80 | 80 | 83
SFm2003CZ095 | SFm | 2003 | CZ09 | 5 | 65 | 65 | 65 | 65 | 80 | 80 | 80 | 80 | 65 | 65 | 65 | 65 | 80 | 80 | 80 | 80
SFm2007CZ091 | SFm | 2007 | CZ09 | 1 | 68 | 68 | 68 | 68 | 78 | 76 | 76 | 78 | 68 | 68 | 68 | 68 | 78 | 76 | 76 | 78
SFm2007CZ092 | SFm | 2007 | CZ09 | 2 | 70 | 65 | 65 | 70 | 83 | 76 | 76 | 83 | 70 | 65 | 65 | 70 | 83 | 76 | 76 | 83
SFm2007CZ093 | SFm | 2007 | CZ09 | 3 | 68 | 65 | 65 | 68 | 78 | 78 | 78 | 78 | 68 | 65 | 65 | 68 | 78 | 78 | 78 | 78
SFm2007CZ094 | SFm | 2007 | CZ09 | 4 | 65 | 70 | 70 | 65 | 83 | 78 | 78 | 83 | 65 | 70 | 70 | 65 | 83 | 78 | 78 | 83
SFm2007CZ095 | SFm | 2007 | CZ09 | 5 | 70 | 70 | 70 | 70 | 80 | 80 | 80 | 80 | 70 | 70 | 70 | 70 | 80 | 80 | 80 | 80
SFm1975CZ101 | SFm | 1975 | CZ10 | 1 | 60 | 60 | 60 | 60 | 83 | 80 | 80 | 83 | 60 | 60 | 60 | 60 | 83 | 80 | 80 | 83
SFm1975CZ102 | SFm | 1975 | CZ10 | 2 | 65 | 68 | 68 | 65 | 76 | 83 | 83 | 76 | 65 | 68 | 68 | 65 | 76 | 83 | 83 | 76
SFm1975CZ103 | SFm | 1975 | CZ10 | 3 | 65 | 65 | 65 | 65 | 80 | 83 | 83 | 80 | 65 | 65 | 65 | 65 | 80 | 83 | 83 | 80
SFm1975CZ104 | SFm | 1975 | CZ10 | 4 | 65 | 70 | 70 | 65 | 85 | 85 | 85 | 85 | 65 | 70 | 70 | 65 | 85 | 85 | 85 | 85
SFm1975CZ105 | SFm | 1975 | CZ10 | 5 | 68 | 68 | 68 | 68 | 90 | 90 | 90 | 90 | 68 | 68 | 68 | 68 | 90 | 90 | 90 | 90
SFm1985CZ101 | SFm | 1985 | CZ10 | 1 | 68 | 65 | 65 | 68 | 83 | 80 | 80 | 83 | 68 | 65 | 65 | 68 | 83 | 80 | 80 | 83
SFm1985CZ102 | SFm | 1985 | CZ10 | 2 | 65 | 68 | 68 | 65 | 80 | 80 | 80 | 80 | 65 | 68 | 68 | 65 | 80 | 80 | 80 | 80
SFm1985CZ103 | SFm | 1985 | CZ10 | 3 | 72 | 72 | 72 | 72 | 76 | 83 | 83 | 76 | 72 | 72 | 72 | 72 | 76 | 83 | 83 | 76
SFm1985CZ104 | SFm | 1985 | CZ10 | 4 | 70 | 65 | 65 | 70 | 85 | 85 | 85 | 85 | 70 | 65 | 65 | 70 | 85 | 85 | 85 | 85
SFm1985CZ105 | SFm | 1985 | CZ10 | 5 | 68 | 68 | 68 | 68 | 90 | 90 | 90 | 90 | 68 | 68 | 68 | 68 | 90 | 90 | 90 | 90
SFm1996CZ101 | SFm | 1996 | CZ10 | 1 | 68 | 70 | 70 | 68 | 85 | 78 | 78 | 85 | 72 | 65 | 65 | 72 | 85 | 78 | 78 | 85
SFm1996CZ102 | SFm | 1996 | CZ10 | 2 | 70 | 70 | 70 | 70 | 83 | 80 | 80 | 83 | 70 | 70 | 70 | 70 | 83 | 80 | 80 | 83
SFm1996CZ103 | SFm | 1996 | CZ10 | 3 | 69 | 69 | 69 | 69 | 80 | 80 | 80 | 80 | 69 | 69 | 69 | 69 | 80 | 80 | 80 | 80
SFm1996CZ104 | SFm | 1996 | CZ10 | 4 | 70 | 68 | 68 | 70 | 78 | 78 | 78 | 78 | 72 | 70 | 70 | 72 | 78 | 78 | 78 | 78
SFm1996CZ105 | SFm | 1996 | CZ10 | 5 | 70 | 65 | 65 | 70 | 80 | 78 | 78 | 80 | 70 | 65 | 65 | 70 | 80 | 78 | 78 | 80
SFm2003CZ101 | SFm | 2003 | CZ10 | 1 | 65 | 70 | 70 | 65 | 74 | 74 | 74 | 74 | 65 | 70 | 70 | 65 | 74 | 74 | 74 | 74
SFm2003CZ102 | SFm | 2003 | CZ10 | 2 | 68 | 68 | 68 | 68 | 83 | 76 | 76 | 83 | 68 | 68 | 68 | 68 | 83 | 76 | 76 | 83
SFm2003CZ103 | SFm | 2003 | CZ10 | 3 | 70 | 65 | 65 | 70 | 78 | 78 | 78 | 78 | 70 | 65 | 65 | 70 | 78 | 78 | 78 | 78
SFm2003CZ104 | SFm | 2003 | CZ10 | 4 | 70 | 70 | 70 | 70 | 83 | 80 | 80 | 83 | 70 | 70 | 70 | 70 | 83 | 80 | 80 | 83
SFm2003CZ105 | SFm | 2003 | CZ10 | 5 | 68 | 65 | 65 | 68 | 80 | 80 | 80 | 80 | 68 | 65 | 65 | 68 | 80 | 80 | 80 | 80
SFm2007CZ101 | SFm | 2007 | CZ10 | 1 | 68 | 68 | 68 | 68 | 74 | 74 | 74 | 74 | 68 | 68 | 68 | 68 | 74 | 74 | 74 | 74
SFm2007CZ102 | SFm | 2007 | CZ10 | 2 | 70 | 65 | 65 | 70 | 83 | 76 | 76 | 83 | 70 | 65 | 65 | 70 | 83 | 76 | 76 | 83
SFm2007CZ103 | SFm | 2007 | CZ10 | 3 | 70 | 70 | 70 | 70 | 78 | 76 | 76 | 78 | 70 | 70 | 70 | 70 | 78 | 76 | 76 | 78
SFm2007CZ104 | SFm | 2007 | CZ10 | 4 | 68 | 65 | 65 | 68 | 80 | 76 | 76 | 80 | 68 | 65 | 65 | 68 | 80 | 76 | 76 | 80
SFm2007CZ105 | SFm | 2007 | CZ10 | 5 | 72 | 72 | 72 | 72 | 76 | 76 | 76 | 76 | 72 | 72 | 72 | 72 | 76 | 76 | 76 | 76
SFm1975CZ111 | SFm | 1975 | CZ11 | 1 | 60 | 60 | 60 | 60 | 76 | 83 | 83 | 76 | 60 | 60 | 60 | 60 | 76 | 83 | 83 | 76
SFm1975CZ112 | SFm | 1975 | CZ11 | 2 | 65 | 68 | 68 | 65 | 80 | 83 | 83 | 80 | 65 | 68 | 68 | 65 | 80 | 83 | 83 | 80
SFm1975CZ113 | SFm | 1975 | CZ11 | 3 | 65 | 70 | 70 | 65 | 83 | 83 | 83 | 83 | 65 | 70 | 70 | 65 | 83 | 83 | 83 | 83
SFm1975CZ114 | SFm | 1975 | CZ11 | 4 | 55 | 55 | 55 | 55 | 85 | 85 | 85 | 85 | 55 | 55 | 55 | 55 | 85 | 85 | 85 | 85
SFm1975CZ115 | SFm | 1975 | CZ11 | 5 | 68 | 65 | 65 | 68 | 90 | 90 | 90 | 90 | 68 | 65 | 65 | 68 | 90 | 90 | 90 | 90
SFm1985CZ111 | SFm | 1985 | CZ11 | 1 | 60 | 60 | 60 | 60 | 78 | 78 | 78 | 78 | 60 | 60 | 60 | 60 | 78 | 78 | 78 | 78
SFm1985CZ112 | SFm | 1985 | CZ11 | 2 | 65 | 65 | 65 | 65 | 83 | 83 | 83 | 83 | 65 | 65 | 65 | 65 | 83 | 83 | 83 | 83
SFm1985CZ113 | SFm | 1985 | CZ11 | 3 | 68 | 65 | 65 | 68 | 80 | 80 | 80 | 80 | 68 | 65 | 65 | 68 | 80 | 80 | 80 | 80
SFm1985CZ114 | SFm | 1985 | CZ11 | 4 | 65 | 70 | 70 | 65 | 80 | 83 | 83 | 80 | 65 | 70 | 70 | 65 | 80 | 83 | 83 | 80
SFm1985CZ115 | SFm | 1985 | CZ11 | 5 | 68 | 68 | 68 | 68 | 85 | 85 | 85 | 85 | 68 | 68 | 68 | 68 | 85 | 85 | 85 | 85
SFm1996CZ111 | SFm | 1996 | CZ11 | 1 | 65 | 68 | 68 | 65 | 76 | 83 | 83 | 76 | 65 | 68 | 68 | 65 | 76 | 83 | 83 | 76
SFm1996CZ112 | SFm | 1996 | CZ11 | 2 | 68 | 65 | 65 | 68 | 78 | 78 | 78 | 78 | 68 | 65 | 65 | 68 | 78 | 78 | 78 | 78
SFm1996CZ113 | SFm | 1996 | CZ11 | 3 | 68 | 68 | 68 | 68 | 80 | 83 | 83 | 80 | 68 | 68 | 68 | 68 | 80 | 83 | 83 | 80
SFm1996CZ114 | SFm | 1996 | CZ11 | 4 | 70 | 65 | 65 | 70 | 83 | 83 | 83 | 83 | 70 | 65 | 65 | 70 | 83 | 83 | 83 | 83
SFm1996CZ115 | SFm | 1996 | CZ11 | 5 | 60 | 60 | 60 | 60 | 85 | 85 | 85 | 85 | 60 | 60 | 60 | 60 | 85 | 85 | 85 | 85
SFm2003CZ111 | SFm | 2003 | CZ11 | 1 | 65 | 68 | 68 | 65 | 76 | 83 | 83 | 76 | 65 | 68 | 68 | 65 | 76 | 83 | 83 | 76
SFm2003CZ112 | SFm | 2003 | CZ11 | 2 | 60 | 60 | 60 | 60 | 80 | 80 | 80 | 80 | 60 | 60 | 60 | 60 | 80 | 80 | 80 | 80
SFm2003CZ113 | SFm | 2003 | CZ11 | 3 | 65 | 65 | 65 | 65 | 83 | 80 | 80 | 83 | 65 | 65 | 65 | 65 | 83 | 80 | 80 | 83
SFm2003CZ114 | SFm | 2003 | CZ11 | 4 | 65 | 68 | 68 | 65 | 80 | 80 | 80 | 80 | 65 | 68 | 68 | 65 | 80 | 80 | 80 | 80
SFm2003CZ115 | SFm | 2003 | CZ11 | 5 | 65 | 65 | 65 | 65 | 85 | 85 | 85 | 85 | 65 | 65 | 65 | 65 | 85 | 85 | 85 | 85
SFm2007CZ111 | SFm | 2007 | CZ11 | 1 | 62 | 65 | 65 | 62 | 83 | 76 | 76 | 83 | 65 | 65 | 65 | 65 | 83 | 76 | 76 | 83
SFm2007CZ112 | SFm | 2007 | CZ11 | 2 | 60 | 60 | 60 | 60 | 76 | 83 | 83 | 76 | 60 | 60 | 60 | 60 | 76 | 83 | 83 | 76
SFm2007CZ113 | SFm | 2007 | CZ11 | 3 | 63 | 65 | 68 | 62 | 78 | 78 | 78 | 78 | 65 | 68 | 68 | 65 | 78 | 78 | 78 | 78
SFm2007CZ114 | SFm | 2007 | CZ11 | 4 | 63 | 68 | 68 | 63 | 83 | 80 | 80 | 83 | 63 | 68 | 68 | 63 | 83 | 80 | 80 | 83
SFm2007CZ115 | SFm | 2007 | CZ11 | 5 | 63 | 65 | 65 | 63 | 79 | 79 | 79 | 79 | 63 | 65 | 65 | 63 | 80 | 80 | 80 | 80
SFm1975CZ121 | SFm | 1975 | CZ12 | 1 | 68 | 68 | 68 | 68 | 80 | 80 | 80 | 80 | 68 | 68 | 68 | 68 | 80 | 80 | 80 | 80
SFm1975CZ122 | SFm | 1975 | CZ12 | 2 | 65 | 70 | 70 | 65 | 76 | 83 | 83 | 76 | 65 | 70 | 70 | 65 | 76 | 83 | 83 | 76
SFm1975CZ123 | SFm | 1975 | CZ12 | 3 | 55 | 55 | 55 | 55 | 80 | 83 | 83 | 80 | 55 | 55 | 55 | 55 | 80 | 83 | 83 | 80
SFm1975CZ124 | SFm | 1975 | CZ12 | 4 | 60 | 60 | 60 | 60 | 83 | 83 | 83 | 83 | 60 | 60 | 60 | 60 | 83 | 83 | 83 | 83
SFm1975CZ125 | SFm | 1975 | CZ12 | 5 | 65 | 65 | 65 | 65 | 85 | 85 | 85 | 85 | 65 | 65 | 65 | 65 | 85 | 85 | 85 | 85
SFm1985CZ121 | SFm | 1985 | CZ12 | 1 | 65 | 65 | 65 | 65 | 78 | 78 | 78 | 78 | 65 | 65 | 65 | 65 | 78 | 78 | 78 | 78
SFm1985CZ122 | SFm | 1985 | CZ12 | 2 | 60 | 60 | 60 | 60 | 83 | 80 | 80 | 83 | 60 | 60 | 60 | 60 | 83 | 80 | 80 | 83
SFm1985CZ123 | SFm | 1985 | CZ12 | 3 | 65 | 68 | 68 | 65 | 80 | 80 | 80 | 80 | 65 | 68 | 68 | 65 | 80 | 80 | 80 | 80
SFm1985CZ124 | SFm | 1985 | CZ12 | 4 | 65 | 70 | 70 | 65 | 76 | 83 | 83 | 76 | 65 | 70 | 70 | 65 | 76 | 83 | 83 | 76
SFm1985CZ125 | SFm | 1985 | CZ12 | 5 | 68 | 68 | 68 | 68 | 85 | 85 | 85 | 85 | 68 | 68 | 68 | 68 | 85 | 85 | 85 | 85
SFm1996CZ121 | SFm | 1996 | CZ12 | 1 | 65 | 70 | 70 | 65 | 83 | 76 | 76 | 83 | 65 | 70 | 70 | 65 | 83 | 76 | 76 | 83
SFm1996CZ122 | SFm | 1996 | CZ12 | 2 | 68 | 68 | 68 | 68 | 78 | 78 | 78 | 78 | 68 | 68 | 68 | 68 | 78 | 78 | 78 | 78
SFm1996CZ123 | SFm | 1996 | CZ12 | 3 | 68 | 65 | 65 | 68 | 83 | 80 | 80 | 83 | 68 | 65 | 65 | 68 | 83 | 80 | 80 | 83
SFm1996CZ124 | SFm | 1996 | CZ12 | 4 | 60 | 60 | 60 | 60 | 80 | 80 | 80 | 80 | 60 | 60 | 60 | 60 | 80 | 80 | 80 | 80
SFm1996CZ125 | SFm | 1996 | CZ12 | 5 | 65 | 65 | 65 | 65 | 76 | 83 | 83 | 76 | 65 | 65 | 65 | 65 | 76 | 83 | 83 | 76
SFm2003CZ121 | SFm | 2003 | CZ12 | 1 | 65 | 70 | 70 | 65 | 83 | 83 | 83 | 83 | 65 | 70 | 70 | 65 | 83 | 83 | 83 | 83
SFm2003CZ122 | SFm | 2003 | CZ12 | 2 | 68 | 65 | 65 | 68 | 83 | 76 | 76 | 83 | 68 | 65 | 65 | 68 | 83 | 76 | 76 | 83
SFm2003CZ123 | SFm | 2003 | CZ12 | 3 | 65 | 65 | 65 | 65 | 78 | 78 | 78 | 78 | 65 | 65 | 65 | 65 | 78 | 78 | 78 | 78
SFm2003CZ124 | SFm | 2003 | CZ12 | 4 | 60 | 60 | 60 | 60 | 83 | 80 | 80 | 83 | 60 | 60 | 60 | 60 | 83 | 80 | 80 | 83
SFm2003CZ125 | SFm | 2003 | CZ12 | 5 | 68 | 68 | 68 | 68 | 76 | 83 | 83 | 76 | 68 | 68 | 68 | 68 | 76 | 83 | 83 | 76
SFm2007CZ121 | SFm | 2007 | CZ12 | 1 | 65 | 70 | 70 | 65 | 74 | 74 | 74 | 74 | 65 | 70 | 70 | 65 | 74 | 74 | 74 | 74
SFm2007CZ122 | SFm | 2007 | CZ12 | 2 | 68 | 68 | 68 | 68 | 83 | 76 | 76 | 83 | 68 | 68 | 68 | 68 | 83 | 76 | 76 | 83
SFm2007CZ123 | SFm | 2007 | CZ12 | 3 | 60 | 60 | 60 | 60 | 78 | 78 | 78 | 78 | 60 | 60 | 60 | 60 | 78 | 78 | 78 | 78
SFm2007CZ124 | SFm | 2007 | CZ12 | 4 | 68 | 65 | 65 | 68 | 83 | 80 | 80 | 83 | 68 | 65 | 65 | 68 | 83 | 80 | 80 | 83
SFm2007CZ125 | SFm | 2007 | CZ12 | 5 | 70 | 65 | 65 | 70 | 80 | 80 | 80 | 80 | 70 | 65 | 65 | 70 | 80 | 80 | 80 | 80
SFm1975CZ131 | SFm | 1975 | CZ13 | 1 | 63 | 65 | 65 | 63 | 77 | 83 | 83 | 77 | 65 | 68 | 68 | 65 | 77 | 83 | 83 | 77
SFm1975CZ132 | SFm | 1975 | CZ13 | 2 | 65 | 65 | 65 | 65 | 80 | 83 | 83 | 80 | 65 | 65 | 65 | 65 | 80 | 83 | 83 | 80
SFm1975CZ133 | SFm | 1975 | CZ13 | 3 | 66 | 65 | 65 | 66 | 83 | 83 | 83 | 83 | 66 | 65 | 65 | 66 | 83 | 83 | 83 | 83
SFm1975CZ134 | SFm | 1975 | CZ13 | 4 | 60 | 60 | 60 | 60 | 85 | 85 | 85 | 85 | 60 | 60 | 60 | 60 | 85 | 85 | 85 | 85
SFm1975CZ135 | SFm | 1975 | CZ13 | 5 | 63 | 68 | 68 | 63 | 82 | 82 | 82 | 82 | 65 | 70 | 70 | 65 | 82 | 82 | 82 | 82
SFm1985CZ131 | SFm | 1985 | CZ13 | 1 | 65 | 68 | 68 | 65 | 82 | 80 | 80 | 82 | 65 | 68 | 68 | 65 | 82 | 80 | 80 | 82
SFm1985CZ132 | SFm | 1985 | CZ13 | 2 | 64 | 67 | 67 | 64 | 80 | 83 | 83 | 80 | 64 | 67 | 67 | 64 | 76 | 83 | 83 | 76
SFm1985CZ133 | SFm | 1985 | CZ13 | 3 | 64 | 65 | 65 | 64 | 83 | 83 | 83 | 83 | 66 | 65 | 65 | 66 | 83 | 83 | 83 | 83
SFm1985CZ134 | SFm | 1985 | CZ13 | 4 | 63 | 68 | 68 | 63 | 85 | 85 | 85 | 85 | 63 | 68 | 68 | 63 | 85 | 85 | 85 | 85
SFm1985CZ135 | SFm | 1985 | CZ13 | 5 | 63 | 63 | 63 | 63 | 82 | 82 | 82 | 82 | 65 | 65 | 65 | 65 | 82 | 82 | 82 | 82
SFm1996CZ131 | SFm | 1996 | CZ13 | 1 | 65 | 70 | 68 | 65 | 80 | 83 | 83 | 80 | 63 | 68 | 68 | 63 | 80 | 83 | 83 | 80
SFm1996CZ132 | SFm | 1996 | CZ13 | 2 | 65 | 65 | 65 | 65 | 78 | 82 | 82 | 78 | 65 | 65 | 65 | 65 | 78 | 82 | 82 | 78
SFm1996CZ133 | SFm | 1996 | CZ13 | 3 | 65 | 70 | 70 | 65 | 83 | 80 | 80 | 83 | 65 | 70 | 70 | 65 | 83 | 80 | 80 | 83
SFm1996CZ134 | SFm | 1996 | CZ13 | 4 | 65 | 63 | 63 | 65 | 80 | 80 | 80 | 80 | 63 | 63 | 63 | 63 | 80 | 80 | 80 | 80
SFm1996CZ135 | SFm | 1996 | CZ13 | 5 | 65 | 68 | 68 | 65 | 80 | 83 | 83 | 80 | 65 | 68 | 68 | 65 | 76 | 83 | 83 | 76
SFm2003CZ131 | SFm | 2003 | CZ13 | 1 | 65 | 65 | 67 | 65 | 80 | 83 | 83 | 80 | 67 | 67 | 67 | 67 | 80 | 83 | 83 | 80
SFm2003CZ132 | SFm | 2003 | CZ13 | 2 | 63 | 70 | 70 | 63 | 78 | 80 | 80 | 78 | 63 | 70 | 70 | 63 | 78 | 80 | 80 | 78
SFm2003CZ133 | SFm | 2003 | CZ13 | 3 | 65 | 65 | 68 | 63 | 83 | 80 | 80 | 83 | 65 | 68 | 68 | 65 | 83 | 80 | 80 | 83
SFm2003CZ134 | SFm | 2003 | CZ13 | 4 | 65 | 65 | 65 | 65 | 80 | 80 | 80 | 80 | 65 | 65 | 65 | 65 | 80 | 80 | 80 | 80
SFm2003CZ135 | SFm | 2003 | CZ13 | 5 | 62 | 62 | 62 | 62 | 78 | 83 | 83 | 78 | 62 | 62 | 62 | 62 | 78 | 83 | 83 | 78
SFm2007CZ131 | SFm | 2007 | CZ13 | 1 | 68 | 65 | 65 | 68 | 74 | 74 | 74 | 74 | 68 | 65 | 65 | 68 | 74 | 74 | 74 | 74
SFm2007CZ132 | SFm | 2007 | CZ13 | 2 | 68 | 68 | 68 | 68 | 83 | 76 | 76 | 83 | 68 | 68 | 68 | 68 | 83 | 76 | 76 | 83
SFm2007CZ133 | SFm | 2007 | CZ13 | 3 | 70 | 65 | 65 | 70 | 78 | 78 | 78 | 78 | 70 | 65 | 65 | 70 | 78 | 78 | 78 | 78
SFm2007CZ134 | SFm | 2007 | CZ13 | 4 | 65 | 70 | 70 | 65 | 83 | 80 | 80 | 83 | 65 | 70 | 70 | 65 | 83 | 80 | 80 | 83
SFm2007CZ135 | SFm | 2007 | CZ13 | 5 | 60 | 60 | 60 | 60 | 80 | 80 | 80 | 80 | 60 | 60 | 60 | 60 | 80 | 80 | 80 | 80
SFm1975CZ141 | SFm | 1975 | CZ14 | 1 | 65 | 70 | 70 | 65 | 83 | 83 | 83 | 83 | 65 | 70 | 70 | 65 | 83 | 83 | 83 | 83
SFm1975CZ142 | SFm | 1975 | CZ14 | 2 | 65 | 68 | 68 | 65 | 78 | 78 | 78 | 78 | 65 | 68 | 68 | 65 | 78 | 78 | 78 | 78
SFm1975CZ143 | SFm | 1975 | CZ14 | 3 | 55 | 55 | 55 | 55 | 83 | 80 | 80 | 83 | 55 | 55 | 55 | 55 | 83 | 80 | 80 | 83
SFm1975CZ144 | SFm | 1975 | CZ14 | 4 | 60 | 60 | 60 | 60 | 80 | 83 | 83 | 80 | 60 | 60 | 60 | 60 | 80 | 83 | 83 | 80
SFm1975CZ145 | SFm | 1975 | CZ14 | 5 | 65 | 65 | 65 | 65 | 76 | 83 | 83 | 76 | 65 | 65 | 65 | 65 | 76 | 83 | 83 | 76
SFm1985CZ141 | SFm | 1985 | CZ14 | 1 | 68 | 68 | 68 | 68 | 83 | 83 | 83 | 83 | 68 | 68 | 68 | 68 | 83 | 83 | 83 | 83
SFm1985CZ142 | SFm | 1985 | CZ14 | 2 | 68 | 65 | 65 | 68 | 83 | 76 | 76 | 83 | 68 | 65 | 65 | 68 | 83 | 76 | 76 | 83
SFm1985CZ143 | SFm | 1985 | CZ14 | 3 | 65 | 65 | 65 | 65 | 78 | 78 | 78 | 78 | 65 | 65 | 65 | 65 | 78 | 78 | 78 | 78
SFm1985CZ144 | SFm | 1985 | CZ14 | 4 | 65 | 68 | 68 | 65 | 83 | 80 | 80 | 83 | 65 | 68 | 68 | 65 | 83 | 80 | 80 | 83
SFm1985CZ145 | SFm | 1985 | CZ14 | 5 | 65 | 70 | 70 | 65 | 80 | 80 | 80 | 80 | 65 | 70 | 70 | 65 | 80 | 80 | 80 | 80
SFm1996CZ141 | SFm | 1996 | CZ14 | 1 | 65 | 68 | 68 | 65 | 82 | 82 | 78 | 82 | 65 | 68 | 68 | 65 | 80 | 78 | 78 | 80
SFm1996CZ142 | SFm | 1996 | CZ14 | 2 | 65 | 70 | 70 | 65 | 83 | 80 | 80 | 83 | 65 | 70 | 70 | 65 | 83 | 80 | 80 | 83
SFm1996CZ143 | SFm | 1996 | CZ14 | 3 | 68 | 68 | 68 | 68 | 79 | 79 | 79 | 79 | 68 | 68 | 68 | 68 | 79 | 79 | 79 | 79
SFm1996CZ144 | SFm | 1996 | CZ14 | 4 | 63 | 63 | 63 | 63 | 83 | 80 | 80 | 83 | 63 | 63 | 63 | 63 | 83 | 80 | 80 | 83
SFm1996CZ145 | SFm | 1996 | CZ14 | 5 | 65 | 65 | 65 | 65 | 80 | 82 | 82 | 80 | 65 | 65 | 65 | 65 | 80 | 80 | 80 | 80
SFm2003CZ141 | SFm | 2003 | CZ14 | 1 | 65 | 65 | 65 | 65 | 74 | 74 | 74 | 74 | 65 | 65 | 65 | 65 | 74 | 74 | 74 | 74
SFm2003CZ142 | SFm | 2003 | CZ14 | 2 | 65 | 68 | 68 | 65 | 83 | 76 | 76 | 83 | 65 | 68 | 68 | 65 | 83 | 76 | 76 | 83
SFm2003CZ143 | SFm | 2003 | CZ14 | 3 | 68 | 65 | 65 | 68 | 78 | 78 | 78 | 78 | 68 | 65 | 65 | 68 | 78 | 78 | 78 | 78
SFm2003CZ144 | SFm | 2003 | CZ14 | 4 | 55 | 55 | 55 | 55 | 83 | 80 | 80 | 83 | 55 | 55 | 55 | 55 | 83 | 80 | 80 | 83
SFm2003CZ145 | SFm | 2003 | CZ14 | 5 | 65 | 70 | 70 | 65 | 80 | 80 | 80 | 80 | 65 | 70 | 70 | 65 | 80 | 80 | 80 | 80
SFm2007CZ141 | SFm | 2007 | CZ14 | 1 | 65 | 65 | 65 | 65 | 74 | 74 | 74 | 74 | 65 | 65 | 65 | 65 | 74 | 74 | 74 | 74
SFm2007CZ142 | SFm | 2007 | CZ14 | 2 | 65 | 68 | 68 | 65 | 80 | 76 | 74 | 74 | 65 | 68 | 68 | 65 | 83 | 76 | 76 | 83
SFm2007CZ143 | SFm | 2007 | CZ14 | 3 | 68 | 65 | 65 | 65 | 78 | 74 | 74 | 78 | 68 | 65 | 65 | 65 | 78 | 74 | 74 | 78
SFm2007CZ144 | SFm | 2007 | CZ14 | 4 | 65 | 62 | 62 | 65 | 80 | 75 | 74 | 80 | 60 | 60 | 60 | 60 | 83 | 75 | 75 | 83
SFm2007CZ145 | SFm | 2007 | CZ14 | 5 | 65 | 70 | 70 | 65 | 76 | 74 | 74 | 76 | 65 | 70 | 70 | 65 | 76 | 76 | 76 | 76
SFm1975CZ151 | SFm | 1975 | CZ15 | 1 | 70 | 70 | 70 | 70 | 88 | 90 | 87 | 85 | 70 | 70 | 70 | 70 | 83 | 85 | 85 | 83
SFm1975CZ152 | SFm | 1975 | CZ15 | 2 | 70 | 65 | 65 | 70 | 80 | 85 | 85 | 80 | 70 | 65 | 65 | 70 | 80 | 85 | 85 | 80
SFm1975CZ153 | SFm | 1975 | CZ15 | 3 | 68 | 68 | 68 | 68 | 83 | 83 | 83 | 83 | 68 | 68 | 68 | 68 | 83 | 83 | 83 | 83
SFm1975CZ154 | SFm | 1975 | CZ15 | 4 | 72 | 70 | 70 | 70 | 90 | 88 | 88 | 90 | 72 | 72 | 72 | 72 | 90 | 88 | 88 | 90
SFm1975CZ155 | SFm | 1975 | CZ15 | 5 | 71 | 71 | 71 | 71 | 90 | 90 | 90 | 90 | 71 | 71 | 71 | 71 | 90 | 90 | 90 | 90
SFm1985CZ151 | SFm | 1985 | CZ15 | 1 | 72 | 72 | 72 | 72 | 83 | 88 | 88 | 83 | 72 | 72 | 72 | 72 | 83 | 88 | 88 | 83
SFm1985CZ152 | SFm | 1985 | CZ15 | 2 | 74 | 72 | 72 | 74 | 85 | 88 | 88 | 85 | 72 | 70 | 70 | 72 | 85 | 85 | 85 | 85
SFm1985CZ153 | SFm | 1985 | CZ15 | 3 | 73 | 72 | 72 | 73 | 88 | 88 | 88 | 88 | 73 | 72 | 72 | 73 | 88 | 88 | 88 | 88
SFm1985CZ154 | SFm | 1985 | CZ15 | 4 | 74 | 73 | 83 | 74 | 88 | 90 | 90 | 88 | 74 | 73 | 83 | 74 | 88 | 90 | 90 | 88
SFm1985CZ155 | SFm | 1985 | CZ15 | 5 | 74 | 74 | 74 | 74 | 90 | 90 | 90 | 90 | 74 | 74 | 74 | 74 | 90 | 90 | 90 | 90
SFm1996CZ151 | SFm | 1996 | CZ15 | 1 | 72 | 74 | 74 | 72 | 87 | 87 | 87 | 87 | 72 | 74 | 74 | 72 | 83 | 85 | 85 | 83
SFm1996CZ152 | SFm | 1996 | CZ15 | 2 | 74 | 74 | 74 | 74 | 86 | 86 | 86 | 86 | 74 | 74 | 74 | 74 | 86 | 86 | 86 | 86
SFm1996CZ153 | SFm | 1996 | CZ15 | 3 | 72 | 74 | 74 | 74 | 83 | 86 | 86 | 83 | 72 | 72 | 72 | 72 | 83 | 86 | 86 | 83
SFm1996CZ154 | SFm | 1996 | CZ15 | 4 | 73 | 74 | 74 | 73 | 85 | 85 | 85 | 85 | 73 | 74 | 74 | 73 | 85 | 85 | 85 | 85
SFm1996CZ155 | SFm | 1996 | CZ15 | 5 | 74 | 73 | 73 | 74 | 90 | 90 | 90 | 90 | 73 | 73 | 73 | 73 | 90 | 90 | 90 | 90
SFm2003CZ151 | SFm | 2003 | CZ15 | 1 | 72 | 72 | 72 | 72 | 83 | 87 | 87 | 83 | 72 | 72 | 72 | 72 | 83 | 85 | 85 | 83
SFm2003CZ152 | SFm | 2003 | CZ15 | 2 | 73 | 74 | 74 | 73 | 87 | 87 | 87 | 87 | 73 | 74 | 74 | 73 | 87 | 87 | 87 | 87
SFm2003CZ153 | SFm | 2003 | CZ15 | 3 | 72 | 72 | 72 | 72 | 80 | 85 | 85 | 83 | 72 | 72 | 72 | 72 | 80 | 85 | 85 | 83
SFm2003CZ154 | SFm | 2003 | CZ15 | 4 | 74 | 72 | 72 | 74 | 85 | 90 | 90 | 85 | 74 | 72 | 72 | 74 | 85 | 90 | 90 | 85
SFm2003CZ155 | SFm | 2003 | CZ15 | 5 | 73 | 73 | 73 | 73 | 85 | 87 | 87 | 85 | 73 | 73 | 73 | 73 | 85 | 87 | 87 | 85
SFm2007CZ151 | SFm | 2007 | CZ15 | 1 | 74 | 72 | 72 | 74 | 83 | 82 | 82 | 83 | 74 | 72 | 72 | 74 | 83 | 82 | 82 | 83
SFm2007CZ152 | SFm | 2007 | CZ15 | 2 | 72 | 72 | 72 | 72 | 80 | 82 | 82 | 80 | 70 | 70 | 70 | 70 | 80 | 82 | 82 | 80
SFm2007CZ153 | SFm | 2007 | CZ15 | 3 | 74 | 74 | 74 | 74 | 83 | 83 | 83 | 83 | 74 | 74 | 74 | 74 | 83 | 83 | 83 | 83
SFm2007CZ154 | SFm | 2007 | CZ15 | 4 | 74 | 71 | 71 | 74 | 90 | 90 | 90 | 90 | 71 | 71 | 71 | 71 | 90 | 90 | 90 | 90
SFm2007CZ155 | SFm | 2007 | CZ15 | 5 | 73 | 74 | 74 | 73 | 85 | 85 | 85 | 85 | 73 | 73 | 73 | 73 | 85 | 85 | 85 | 85
SFm1975CZ161 | SFm | 1975 | CZ16 | 1 | 55 | 55 | 55 | 55 | 74 | 74 | 74 | 74 | 55 | 55 | 55 | 55 | 74 | 74 | 74 | 74
SFm1975CZ162 | SFm | 1975 | CZ16 | 2 | 60 | 60 | 63 | 55 | 75 | 75 | 75 | 75 | 60 | 63 | 63 | 60 | 75 | 75 | 75 | 75
SFm1975CZ163 | SFm | 1975 | CZ16 | 3 | 60 | 60 | 60 | 60 | 78 | 75 | 75 | 78 | 60 | 60 | 60 | 60 | 78 | 75 | 75 | 78
SFm1975CZ164 | SFm | 1975 | CZ16 | 4 | 62 | 65 | 65 | 60 | 78 | 80 | 80 | 78 | 62 | 65 | 65 | 62 | 78 | 80 | 80 | 78
SFm1975CZ165 | SFm | 1975 | CZ16 | 5 | 60 | 63 | 63 | 55 | 80 | 80 | 80 | 80 | 60 | 63 | 63 | 60 | 80 | 80 | 80 | 80
SFm1985CZ161 | SFm | 1985 | CZ16 | 1 | 65 | 65 | 65 | 65 | 74 | 74 | 74 | 74 | 65 | 65 | 65 | 65 | 74 | 74 | 74 | 74
SFm1985CZ162 | SFm | 1985 | CZ16 | 2 | 55 | 55 | 55 | 55 | 83 | 76 | 76 | 83 | 55 | 55 | 55 | 55 | 83 | 76 | 76 | 83
SFm1985CZ163 | SFm | 1985 | CZ16 | 3 | 65 | 65 | 65 | 65 | 78 | 78 | 78 | 78 | 65 | 65 | 65 | 65 | 78 | 78 | 78 | 78
SFm1985CZ164 | SFm | 1985 | CZ16 | 4 | 65 | 68 | 68 | 65 | 83 | 80 | 80 | 83 | 65 | 68 | 68 | 65 | 83 | 80 | 80 | 83
SFm1985CZ165 | SFm | 1985 | CZ16 | 5 | 60 | 60 | 60 | 60 | 80 | 80 | 80 | 80 | 60 | 60 | 60 | 60 | 80 | 80 | 80 | 80
SFm1996CZ161 | SFm | 1996 | CZ16 | 1 | 63 | 63 | 63 | 62 | 80 | 78 | 78 | 80 | 65 | 65 | 65 | 65 | 80 | 78 | 78 | 80
SFm1996CZ162 | SFm | 1996 | CZ16 | 2 | 55 | 55 | 55 | 55 | 83 | 78 | 78 | 85 | 55 | 55 | 55 | 55 | 83 | 76 | 76 | 83
SFm1996CZ163 | SFm | 1996 | CZ16 | 3 | 55 | 60 | 60 | 55 | 78 | 78 | 78 | 78 | 55 | 60 | 60 | 55 | 78 | 78 | 78 | 78
SFm1996CZ164 | SFm | 1996 | CZ16 | 4 | 60 | 55 | 55 | 60 | 82 | 78 | 78 | 83 | 60 | 55 | 55 | 60 | 82 | 78 | 78 | 83
SFm1996CZ165 | SFm | 1996 | CZ16 | 5 | 60 | 60 | 60 | 60 | 80 | 80 | 80 | 80 | 60 | 60 | 60 | 60 | 80 | 80 | 80 | 80
SFm2003CZ161 | SFm | 2003 | CZ16 | 1 | 62 | 65 | 65 | 62 | 82 | 82 | 82 | 82 | 62 | 65 | 65 | 62 | 82 | 82 | 82 | 82
SFm2003CZ162 | SFm | 2003 | CZ16 | 2 | 55 | 60 | 60 | 55 | 83 | 80 | 80 | 83 | 55 | 60 | 60 | 55 | 83 | 80 | 80 | 83
SFm2003CZ163 | SFm | 2003 | CZ16 | 3 | 55 | 55 | 55 | 55 | 80 | 82 | 82 | 80 | 55 | 55 | 55 | 55 | 80 | 82 | 82 | 80
SFm2003CZ164 | SFm | 2003 | CZ16 | 4 | 60 | 60 | 60 | 60 | 80 | 83 | 83 | 80 | 60 | 60 | 60 | 60 | 80 | 83 | 83 | 80
SFm2003CZ165 | SFm | 2003 | CZ16 | 5 | 60 | 55 | 55 | 60 | 85 | 85 | 85 | 85 | 60 | 55 | 55 | 60 | 85 | 85 | 85 | 85
SFm2007CZ161 | SFm | 2007 | CZ16 | 1 | 62 | 65 | 65 | 62 | 82 | 82 | 82 | 82 | 62 | 65 | 65 | 62 | 82 | 82 | 82 | 82
SFm2007CZ162 | SFm | 2007 | CZ16 | 2 | 55 | 60 | 60 | 55 | 83 | 80 | 80 | 83 | 55 | 60 | 60 | 55 | 83 | 80 | 80 | 83
SFm2007CZ163 | SFm | 2007 | CZ16 | 3 | 55 | 55 | 55 | 55 | 80 | 80 | 81 | 81 | 55 | 55 | 55 | 55 | 80 | 82 | 82 | 80
SFm2007CZ164 | SFm | 2007 | CZ16 | 4 | 60 | 60 | 60 | 60 | 80 | 83 | 83 | 80 | 60 | 60 | 60 | 60 | 80 | 83 | 83 | 80
SFm2007CZ165 | SFm | 2007 | CZ16 | 5 | 60 | 55 | 55 | 60 | 85 | 85 | 85 | 85 | 60 | 55 | 55 | 60 | 85 | 85 | 85 | 85
MFm1975CZ011 | MFm | 1975 | CZ01 | 1 | 72 | 72 | 72 | 72 | 78 | 78 | 78 | 78 | 72 | 72 | 72 | 72 | 78 | 78 | 78 | 78
MFm1975CZ012 | MFm | 1975 | CZ01 | 2 | 72 | 67 | 67 | 72 | 83 | 80 | 80 | 83 | 72 | 67 | 67 | 72 | 83 | 80 | 80 | 83
MFm1975CZ013 | MFm | 1975 | CZ01 | 3 | 74 | 74 | 74 | 74 | 80 | 80 | 80 | 80 | 74 | 74 | 74 | 74 | 80 | 80 | 80 | 80
MFm1975CZ014 | MFm | 1975 | CZ01 | 4 | 70 | 67 | 67 | 70 | 80 | 83 | 83 | 80 | 70 | 67 | 67 | 70 | 80 | 83 | 83 | 80
MFm1975CZ015 | MFm | 1975 | CZ01 | 5 | 70 | 70 | 70 | 70 | 83 | 83 | 83 | 83 | 70 | 70 | 70 | 70 | 83 | 83 | 83 | 83
MFm1985CZ011 | MFm | 1985 | CZ01 | 1 | 70 | 67 | 67 | 70 | 78 | 78 | 78 | 78 | 70 | 67 | 67 | 70 | 78 | 78 | 78 | 78
MFm1985CZ012 | MFm | 1985 | CZ01 | 2 | 72 | 72 | 72 | 72 | 83 | 80 | 80 | 83 | 72 | 72 | 72 | 72 | 83 | 80 | 80 | 83
MFm1985CZ013 | MFm | 1985 | CZ01 | 3 | 74 | 74 | 74 | 74 | 80 | 80 | 80 | 80 | 74 | 74 | 74 | 74 | 80 | 80 | 80 | 80
MFm1985CZ014 | MFm | 1985 | CZ01 | 4 | 70 | 70 | 70 | 70 | 76 | 83 | 83 | 76 | 70 | 70 | 70 | 70 | 76 | 83 | 83 | 76
MFm1985CZ015 | MFm | 1985 | CZ01 | 5 | 72 | 67 | 67 | 72 | 80 | 83 | 83 | 80 | 72 | 67 | 67 | 72 | 80 | 83 | 83 | 80
MFm1996CZ011 | MFm | 1996 | CZ01 | 1 | 70 | 67 | 67 | 70 | 78 | 78 | 78 | 78 | 70 | 67 | 67 | 70 | 78 | 78 | 78 | 78
MFm1996CZ012 | MFm | 1996 | CZ01 | 2 | 72 | 72 | 72 | 72 | 83 | 80 | 80 | 83 | 72 | 72 | 72 | 72 | 83 | 80 | 80 | 83
MFm1996CZ013 | MFm | 1996 | CZ01 | 3 | 74 | 74 | 74 | 74 | 80 | 80 | 80 | 80 | 74 | 74 | 74 | 74 | 80 | 80 | 80 | 80
MFm1996CZ014 | MFm | 1996 | CZ01 | 4 | 70 | 70 | 70 | 70 | 76 | 83 | 83 | 76 | 70 | 70 | 70 | 70 | 76 | 83 | 83 | 76
MFm1996CZ015 | MFm | 1996 | CZ01 | 5 | 72 | 67 | 67 | 72 | 80 | 83 | 83 | 80 | 72 | 67 | 67 | 72 | 80 | 83 | 83 | 80
MFm2003CZ011 | MFm | 2003 | CZ01 | 1 | 70 | 67 | 67 | 70 | 78 | 78 | 78 | 78 | 70 | 67 | 67 | 70 | 78 | 78 | 78 | 78
MFm2003CZ012 | MFm | 2003 | CZ01 | 2 | 72 | 67 | 67 | 72 | 83 | 80 | 80 | 83 | 72 | 67 | 67 | 72 | 83 | 80 | 80 | 83
MFm2003CZ013 | MFm | 2003 | CZ01 | 3 | 72 | 72 | 72 | 72 | 80 | 80 | 80 | 80 | 72 | 72 | 72 | 72 | 80 | 80 | 80 | 80
MFm2003CZ014 | MFm | 2003 | CZ01 | 4 | 74 | 74 | 74 | 74 | 76 | 83 | 83 | 76 | 74 | 74 | 74 | 74 | 76 | 83 | 83 | 76
MFm2003CZ015 | MFm | 2003 | CZ01 | 5 | 70 | 70 | 70 | 70 | 80 | 83 | 83 | 80 | 70 | 70 | 70 | 70 | 80 | 83 | 83 | 80
MFm2007CZ011 | MFm | 2007 | CZ01 | 1 | 74 | 74 | 74 | 74 | 78 | 78 | 78 | 78 | 74 | 74 | 74 | 74 | 78 | 78 | 78 | 78
MFm2007CZ012 | MFm | 2007 | CZ01 | 2 | 72 | 67 | 67 | 72 | 83 | 80 | 80 | 83 | 72 | 67 | 67 | 72 | 83 | 80 | 80 | 83
MFm2007CZ013 | MFm | 2007 | CZ01 | 3 | 72 | 72 | 72 | 72 | 80 | 80 | 80 | 80 | 72 | 72 | 72 | 72 | 80 | 80 | 80 | 80
MFm2007CZ014 | MFm | 2007 | CZ01 | 4 | 70 | 70 | 70 | 70 | 80 | 83 | 83 | 80 | 70 | 70 | 70 | 70 | 80 | 83 | 83 | 80
MFm2007CZ015 | MFm | 2007 | CZ01 | 5 | 70 | 67 | 67 | 70 | 83 | 83 | 83 | 83 | 70 | 67 | 67 | 70 | 83 | 83 | 83 | 83
MFm1975CZ021 | MFm | 1975 | CZ02 | 1 | 74 | 74 | 74 | 74 | 76 | 83 | 83 | 76 | 74 | 74 | 74 | 74 | 76 | 83 | 83 | 76
MFm1975CZ022 | MFm | 1975 | CZ02 | 2 | 70 | 67 | 67 | 70 | 80 | 83 | 83 | 80 | 70 | 67 | 67 | 70 | 80 | 83 | 83 | 80
MFm1975CZ023 | MFm | 1975 | CZ02 | 3 | 72 | 72 | 72 | 72 | 83 | 83 | 83 | 83 | 72 | 72 | 72 | 72 | 83 | 83 | 83 | 83
MFm1975CZ024 | MFm | 1975 | CZ02 | 4 | 70 | 70 | 70 | 70 | 85 | 85 | 85 | 85 | 70 | 70 | 70 | 70 | 85 | 85 | 85 | 85
MFm1975CZ025 | MFm | 1975 | CZ02 | 5 | 72 | 67 | 67 | 72 | 90 | 90 | 90 | 90 | 72 | 67 | 67 | 72 | 90 | 90 | 90 | 90
MFm1985CZ021 | MFm | 1985 | CZ02 | 1 | 74 | 74 | 74 | 74 | 76 | 83 | 83 | 76 | 74 | 74 | 74 | 74 | 76 | 83 | 83 | 76
MFm1985CZ022 | MFm | 1985 | CZ02 | 2 | 70 | 67 | 67 | 70 | 80 | 83 | 83 | 80 | 70 | 67 | 67 | 70 | 80 | 83 | 83 | 80
MFm1985CZ023 | MFm | 1985 | CZ02 | 3 | 72 | 72 | 72 | 72 | 83 | 83 | 83 | 83 | 72 | 72 | 72 | 72 | 83 | 83 | 83 | 83
MFm1985CZ024 | MFm | 1985 | CZ02 | 4 | 70 | 70 | 70 | 70 | 85 | 85 | 85 | 85 | 70 | 70 | 70 | 70 | 85 | 85 | 85 | 85
MFm1985CZ025 | MFm | 1985 | CZ02 | 5 | 72 | 67 | 67 | 72 | 90 | 90 | 90 | 90 | 72 | 67 | 67 | 72 | 90 | 90 | 90 | 90
MFm1996CZ021 | MFm | 1996 | CZ02 | 1 | 74 | 74 | 74 | 74 | 76 | 83 | 83 | 76 | 74 | 74 | 74 | 74 | 76 | 83 | 83 | 76
MFm1996CZ022 | MFm | 1996 | CZ02 | 2 | 70 | 67 | 67 | 70 | 80 | 83 | 83 | 80 | 70 | 67 | 67 | 70 | 80 | 83 | 83 | 80
MFm1996CZ023 | MFm | 1996 | CZ02 | 3 | 72 | 72 | 72 | 72 | 83 | 83 | 83 | 83 | 72 | 72 | 72 | 72 | 83 | 83 | 83 | 83
MFm1996CZ024 | MFm | 1996 | CZ02 | 4 | 70 | 70 | 70 | 70 | 85 | 85 | 85 | 85 | 70 | 70 | 70 | 70 | 85 | 85 | 85 | 85
MFm1996CZ025 | MFm | 1996 | CZ02 | 5 | 72 | 67 | 67 | 72 | 90 | 90 | 90 | 90 | 72 | 67 | 67 | 72 | 90 | 90 | 90 | 90
MFm2003CZ021 | MFm | 2003 | CZ02 | 1 | 67 | 72 | 72 | 67 | 76 | 83 | 83 | 76 | 67 | 72 | 72 | 67 | 76 | 83 | 83 | 76
MFm2003CZ022 | MFm | 2003 | CZ02 | 2 | 67 | 70 | 70 | 67 | 80 | 83 | 83 | 80 | 67 | 70 | 70 | 67 | 80 | 83 | 83 | 80
MFm2003CZ023 | MFm | 2003 | CZ02 | 3 | 72 | 67 | 67 | 72 | 83 | 83 | 83 | 83 | 72 | 67 | 67 | 72 | 83 | 83 | 83 | 83
MFm2003CZ024 | MFm | 2003 | CZ02 | 4 | 70 | 67 | 67 | 70 | 85 | 85 | 85 | 85 | 70 | 67 | 67 | 70 | 85 | 85 | 85 | 85
MFm2003CZ025 | MFm | 2003 | CZ02 | 5 | 70 | 70 | 70 | 70 | 90 | 90 | 90 | 90 | 70 | 70 | 70 | 70 | 90 | 90 | 90 | 90
MFm2007CZ021 | MFm | 2007 | CZ02 | 1 | 74 | 74 | 74 | 74 | 80 | 80 | 80 | 80 | 74 | 74 | 74 | 74 | 80 | 80 | 80 | 80
MFm2007CZ022 | MFm | 2007 | CZ02 | 2 | 70 | 67 | 67 | 70 | 76 | 83 | 83 | 76 | 70 | 67 | 67 | 70 | 76 | 83 | 83 | 76
MFm2007CZ023 | MFm | 2007 | CZ02 | 3 | 72 | 72 | 72 | 72 | 80 | 83 | 83 | 80 | 72 | 72 | 72 | 72 | 80 | 83 | 83 | 80
MFm2007CZ024 | MFm | 2007 | CZ02 | 4 | 70 | 70 | 70 | 70 | 83 | 83 | 83 | 83 | 70 | 70 | 70 | 70 | 83 | 83 | 83 | 83
MFm2007CZ025 | MFm | 2007 | CZ02 | 5 | 72 | 67 | 67 | 72 | 85 | 85 | 85 | 85 | 72 | 67 | 67 | 72 | 85 | 85 | 85 | 85
MFm1975CZ031 | MFm | 1975 | CZ03 | 1 | 70 | 67 | 67 | 70 | 76 | 83 | 83 | 76 | 70 | 67 | 67 | 70 | 76 | 83 | 83 | 76
MFm1975CZ032 | MFm | 1975 | CZ03 | 2 | 72 | 72 | 72 | 72 | 80 | 83 | 83 | 80 | 72 | 72 | 72 | 72 | 80 | 83 | 83 | 80
MFm1975CZ033 | MFm | 1975 | CZ03 | 3 | 74 | 74 | 74 | 74 | 83 | 83 | 83 | 83 | 74 | 74 | 74 | 74 | 83 | 83 | 83 | 83
MFm1975CZ034 | MFm | 1975 | CZ03 | 4 | 72 | 67 | 67 | 72 | 85 | 85 | 85 | 85 | 72 | 67 | 67 | 72 | 85 | 85 | 85 | 85
MFm1975CZ035 | MFm | 1975 | CZ03 | 5 | 70 | 70 | 70 | 70 | 90 | 90 | 90 | 90 | 70 | 70 | 70 | 70 | 90 | 90 | 90 | 90
MFm1985CZ031 | MFm | 1985 | CZ03 | 1 | 70 | 67 | 67 | 70 | 76 | 83 | 83 | 76 | 70 | 67 | 67 | 70 | 76 | 83 | 83 | 76
MFm1985CZ032 | MFm | 1985 | CZ03 | 2 | 70 | 70 | 70 | 70 | 80 | 83 | 83 | 80 | 70 | 70 | 70 | 70 | 80 | 83 | 83 | 80
MFm1985CZ033 | MFm | 1985 | CZ03 | 3 | 72 | 67 | 67 | 72 | 83 | 83 | 83 | 83 | 72 | 67 | 67 | 72 | 83 | 83 | 83 | 83
MFm1985CZ034 | MFm | 1985 | CZ03 | 4 | 74 | 74 | 74 | 74 | 85 | 85 | 85 | 85 | 74 | 74 | 74 | 74 | 85 | 85 | 85 | 85
MFm1985CZ035 | MFm | 1985 | CZ03 | 5 | 72 | 72 | 72 | 72 | 90 | 90 | 90 | 90 | 72 | 72 | 72 | 72 | 90 | 90 | 90 | 90
MFm1996CZ031 | MFm | 1996 | CZ03 | 1 | 70 | 67 | 67 | 70 | 76 | 83 | 83 | 76 | 70 | 67 | 67 | 70 | 76 | 83 | 83 | 76
MFm1996CZ032 | MFm | 1996 | CZ03 | 2 | 72 | 72 | 72 | 72 | 80 | 83 | 83 | 80 | 72 | 72 | 72 | 72 | 80 | 83 | 83 | 80
MFm1996CZ033 | MFm | 1996 | CZ03 | 3 | 74 | 74 | 74 | 74 | 83 | 83 | 83 | 83 | 74 | 74 | 74 | 74 | 83 | 83 | 83 | 83
MFm1996CZ034 | MFm | 1996 | CZ03 | 4 | 72 | 67 | 67 | 72 | 85 | 85 | 85 | 85 | 72 | 67 | 67 | 72 | 85 | 85 | 85 | 85
MFm1996CZ035 | MFm | 1996 | CZ03 | 5 | 70 | 70 | 70 | 70 | 90 | 90 | 90 | 90 | 70 | 70 | 70 | 70 | 90 | 90 | 90 | 90
MFm2003CZ031 | MFm | 2003 | CZ03 | 1 | 70 | 67 | 67 | 70 | 76 | 83 | 83 | 76 | 70 | 67 | 67 | 70 | 76 | 83 | 83 | 76
MFm2003CZ032 | MFm | 2003 | CZ03 | 2 | 70 | 70 | 70 | 70 | 80 | 83 | 83 | 80 | 70 | 70 | 70 | 70 | 80 | 83 | 83 | 80
MFm2003CZ033 | MFm | 2003 | CZ03 | 3 | 72 | 67 | 67 | 72 | 83 | 83 | 83 | 83 | 72 | 67 | 67 | 72 | 83 | 83 | 83 | 83
MFm2003CZ034 | MFm | 2003 | CZ03 | 4 | 72 | 72 | 72 | 72 | 85 | 85 | 85 | 85 | 72 | 72 | 72 | 72 | 85 | 85 | 85 | 85
MFm2003CZ035 | MFm | 2003 | CZ03 | 5 | 74 | 74 | 74 | 74 | 90 | 90 | 90 | 90 | 74 | 74 | 74 | 74 | 90 | 90 | 90 | 90
MFm2007CZ031 | MFm | 2007 | CZ03 | 1 | 70 | 67 | 67 | 70 | 76 | 83 | 83 | 76 | 70 | 67 | 67 | 70 | 76 | 83 | 83 | 76
MFm2007CZ032 | MFm | 2007 | CZ03 | 2 | 70 | 70 | 70 | 70 | 80 | 83 | 83 | 80 | 70 | 70 | 70 | 70 | 80 | 83 | 83 | 80
MFm2007CZ033 | MFm | 2007 | CZ03 | 3 | 72 | 67 | 67 | 72 | 83 | 83 | 83 | 83 | 72 | 67 | 67 | 72 | 83 | 83 | 83 | 83
MFm2007CZ034 | MFm | 2007 | CZ03 | 4 | 72 | 72 | 72 | 72 | 85 | 85 | 85 | 85 | 72 | 72 | 72 | 72 | 85 | 85 | 85 | 85
MFm2007CZ035 | MFm | 2007 | CZ03 | 5 | 74 | 74 | 74 | 74 | 90 | 90 | 90 | 90 | 74 | 74 | 74 | 74 | 90 | 90 | 90 | 90
MFm1975CZ041 | MFm | 1975 | CZ04 | 1 | 70 | 67 | 67 | 70 | 76 | 83 | 83 | 76 | 70 | 67 | 67 | 70 | 76 | 83 | 83 | 76
MFm1975CZ042 | MFm | 1975 | CZ04 | 2 | 72 | 67 | 67 | 72 | 80 | 83 | 83 | 80 | 72 | 67 | 67 | 72 | 80 | 83 | 83 | 80
MFm1975CZ043 | MFm | 1975 | CZ04 | 3 | 72 | 72 | 72 | 72 | 83 | 83 | 83 | 83 | 72 | 72 | 72 | 72 | 83 | 83 | 83 | 83
MFm1975CZ044 | MFm | 1975 | CZ04 | 4 | 70 | 70 | 70 | 70 | 85 | 85 | 85 | 85 | 70 | 70 | 70 | 70 | 85 | 85 | 85 | 85
MFm1975CZ045 | MFm | 1975 | CZ04 | 5 | 74 | 74 | 74 | 74 | 90 | 90 | 90 | 90 | 74 | 74 | 74 | 74 | 90 | 90 | 90 | 90
MFm1985CZ041 | MFm | 1985 | CZ04 | 1 | 67 | 72 | 72 | 67 | 76 | 83 | 83 | 76 | 67 | 72 | 72 | 67 | 76 | 83 | 83 | 76
MFm1985CZ042 | MFm | 1985 | CZ04 | 2 | 70 | 67 | 67 | 70 | 80 | 83 | 83 | 80 | 70 | 67 | 67 | 70 | 80 | 83 | 83 | 80
MFm1985CZ043 | MFm | 1985 | CZ04 | 3 | 70 | 70 | 70 | 70 | 83 | 83 | 83 | 83 | 70 | 70 | 70 | 70 | 83 | 83 | 83 | 83
MFm1985CZ044 | MFm | 1985 | CZ04 | 4 | 72 | 72 | 72 | 72 | 85 | 85 | 85 | 85 | 72 | 72 | 72 | 72 | 85 | 85 | 85 | 85
MFm1985CZ045 | MFm | 1985 | CZ04 | 5 | 72 | 67 | 67 | 72 | 90 | 90 | 90 | 90 | 72 | 67 | 67 | 72 | 90 | 90 | 90 | 90
MFm1996CZ041 | MFm | 1996 | CZ04 | 1 | 67 | 72 | 72 | 67 | 76 | 83 | 83 | 76 | 67 | 72 | 72 | 67 | 76 | 83 | 83 | 76
MFm1996CZ042 | MFm | 1996 | CZ04 | 2 | 70 | 67 | 67 | 70 | 80 | 83 | 83 | 80 | 70 | 67 | 67 | 70 | 80 | 83 | 83 | 80
MFm1996CZ043 | MFm | 1996 | CZ04 | 3 | 72 | 67 | 67 | 72 | 83 | 83 | 83 | 83 | 72 | 67 | 67 | 72 | 83 | 83 | 83 | 83
MFm1996CZ044 | MFm | 1996 | CZ04 | 4 | 72 | 72 | 72 | 72 | 85 | 85 | 85 | 85 | 72 | 72 | 72 | 72 | 85 | 85 | 85 | 85
MFm1996CZ045 | MFm | 1996 | CZ04 | 5 | 70 | 70 | 70 | 70 | 90 | 90 | 90 | 90 | 70 | 70 | 70 | 70 | 90 | 90 | 90 | 90
MFm2003CZ041 | MFm | 2003 | CZ04 | 1 | 67 | 72 | 72 | 67 | 78 | 78 | 78 | 78 | 67 | 72 | 72 | 67 | 78 | 78 | 78 | 78
MFm2003CZ042 | MFm | 2003 | CZ04 | 2 | 67 | 70 | 70 | 67 | 83 | 80 | 80 | 83 | 67 | 70 | 70 | 67 | 83 | 80 | 80 | 83
MFm2003CZ043 | MFm | 2003 | CZ04 | 3 | 70 | 70 | 70 | 70 | 80 | 80 | 80 | 80 | 70 | 70 | 70 | 70 | 80 | 80 | 80 | 80
MFm2003CZ044 | MFm | 2003 | CZ04 | 4 | 70 | 67 | 67 | 70 | 76 | 83 | 83 | 76 | 70 | 67 | 67 | 70 | 76 | 83 | 83 | 76
MFm2003CZ045 | MFm | 2003 | CZ04 | 5 | 72 | 67 | 67 | 72 | 80 | 83 | 83 | 80 | 72 | 67 | 67 | 72 | 80 | 83 | 83 | 80
MFm2007CZ041 | MFm | 2007 | CZ04 | 1 | 72 | 72 | 72 | 72 | 83 | 76 | 76 | 83 | 72 | 72 | 72 | 72 | 83 | 76 | 76 | 83
MFm2007CZ042 | MFm | 2007 | CZ04 | 2 | 67 | 72 | 72 | 67 | 78 | 78 | 78 | 78 | 67 | 72 | 72 | 67 | 78 | 78 | 78 | 78
MFm2007CZ043 | MFm | 2007 | CZ04 | 3 | 70 | 67 | 67 | 70 | 83 | 80 | 80 | 83 | 70 | 67 | 67 | 70 | 83 | 80 | 80 | 83
MFm2007CZ044 | MFm | 2007 | CZ04 | 4 | 72 | 67 | 67 | 72 | 80 | 80 | 80 | 80 | 72 | 67 | 67 | 72 | 80 | 80 | 80 | 80
MFm2007CZ045 | MFm | 2007 | CZ04 | 5 | 70 | 70 | 70 | 70 | 76 | 83 | 83 | 76 | 70 | 70 | 70 | 70 | 76 | 83 | 83 | 76
MFm1975CZ051 | MFm | 1975 | CZ05 | 1 | 70 | 67 | 67 | 70 | 76 | 83 | 83 | 76 | 70 | 67 | 67 | 70 | 76 | 83 | 83 | 76
MFm1975CZ052 | MFm | 1975 | CZ05 | 2 | 70 | 70 | 70 | 70 | 80 | 83 | 83 | 80 | 70 | 70 | 70 | 70 | 80 | 83 | 83 | 80
MFm1975CZ053 | MFm | 1975 | CZ05 | 3 | 72 | 67 | 67 | 72 | 83 | 83 | 83 | 83 | 72 | 67 | 67 | 72 | 83 | 83 | 83 | 83
MFm1975CZ054 | MFm | 1975 | CZ05 | 4 | 74 | 74 | 74 | 74 | 85 | 85 | 85 | 85 | 74 | 74 | 74 | 74 | 85 | 85 | 85 | 85
MFm1975CZ055 | MFm | 1975 | CZ05 | 5 | 72 | 72 | 72 | 72 | 90 | 90 | 90 | 90 | 72 | 72 | 72 | 72 | 90 | 90 | 90 | 90
MFm1985CZ051 | MFm | 1985 | CZ05 | 1 | 70 | 67 | 67 | 70 | 76 | 83 | 83 | 76 | 70 | 67 | 67 | 70 | 76 | 83 | 83 | 76
MFm1985CZ052 | MFm | 1985 | CZ05 | 2 | 70 | 70 | 70 | 70 | 80 | 83 | 83 | 80 | 70 | 70 | 70 | 70 | 80 | 83 | 83 | 80
MFm1985CZ053 | MFm | 1985 | CZ05 | 3 | 72 | 67 | 67 | 72 | 83 | 83 | 83 | 83 | 72 | 67 | 67 | 72 | 83 | 83 | 83 | 83
MFm1985CZ054 | MFm | 1985 | CZ05 | 4 | 74 | 74 | 74 | 74 | 85 | 85 | 85 | 85 | 74 | 74 | 74 | 74 | 85 | 85 | 85 | 85
MFm1985CZ055 | MFm | 1985 | CZ05 | 5 | 72 | 72 | 72 | 72 | 90 | 90 | 90 | 90 | 72 | 72 | 72 | 72 | 90 | 90 | 90 | 90
MFm1996CZ051 | MFm | 1996 | CZ05 | 1 | 70 | 67 | 67 | 70 | 76 | 83 | 83 | 76 | 70 | 67 | 67 | 70 | 76 | 83 | 83 | 76
MFm1996CZ052 | MFm | 1996 | CZ05 | 2 | 70 | 70 | 70 | 70 | 80 | 83 | 83 | 80 | 70 | 70 | 70 | 70 | 80 | 83 | 83 | 80
MFm1996CZ053 | MFm | 1996 | CZ05 | 3 | 72 | 67 | 67 | 72 | 83 | 83 | 83 | 83 | 72 | 67 | 67 | 72 | 83 | 83 | 83 | 83
MFm1996CZ054 | MFm | 1996 | CZ05 | 4 | 74 | 74 | 74 | 74 | 85 | 85 | 85 | 85 | 74 | 74 | 74 | 74 | 85 | 85 | 85 | 85
MFm1996CZ055 | MFm | 1996 | CZ05 | 5 | 72 | 72 | 72 | 72 | 90 | 90 | 90 | 90 | 72 | 72 | 72 | 72 | 90 | 90 | 90 | 90
MFm2003CZ051 | MFm | 2003 | CZ05 | 1 | 70 | 67 | 67 | 70 | 76 | 83 | 83 | 76 | 70 | 67 | 67 | 70 | 76 | 83 | 83 | 76
MFm2003CZ052 | MFm | 2003 | CZ05 | 2 | 72 | 67 | 67 | 72 | 80 | 83 | 83 | 80 | 72 | 67 | 67 | 72 | 80 | 83 | 83 | 80
MFm2003CZ053 | MFm | 2003 | CZ05 | 3 | 70 | 70 | 70 | 70 | 83 | 83 | 83 | 83 | 70 | 70 | 70 | 70 | 83 | 83 | 83 | 83
MFm2003CZ054 | MFm | 2003 | CZ05 | 4 | 72 | 72 | 72 | 72 | 85 | 85 | 85 | 85 | 72 | 72 | 72 | 72 | 85 | 85 | 85 | 85
MFm2003CZ055 | MFm | 2003 | CZ05 | 5 | 74 | 74 | 74 | 74 | 90 | 90 | 90 | 90 | 74 | 74 | 74 | 74 | 90 | 90 | 90 | 90
MFm2007CZ051 | MFm | 2007 | CZ05 | 1 | 70 | 67 | 67 | 70 | 76 | 83 | 83 | 76 | 70 | 67 | 67 | 70 | 76 | 83 | 83 | 76
MFm2007CZ052 | MFm | 2007 | CZ05 | 2 | 70 | 70 | 70 | 70 | 80 | 83 | 83 | 80 | 70 | 70 | 70 | 70 | 80 | 83 | 83 | 80
MFm2007CZ053 | MFm | 2007 | CZ05 | 3 | 72 | 67 | 67 | 72 | 83 | 83 | 83 | 83 | 72 | 67 | 67 | 72 | 83 | 83 | 83 | 83
MFm2007CZ054 | MFm | 2007 | CZ05 | 4 | 74 | 74 | 74 | 74 | 85 | 85 | 85 | 85 | 74 | 74 | 74 | 74 | 85 | 85 | 85 | 85
MFm2007CZ055 | MFm | 2007 | CZ05 | 5 | 72 | 72 | 72 | 72 | 90 | 90 | 90 | 90 | 72 | 72 | 72 | 72 | 90 | 90 | 90 | 90
MFm1975CZ061 | MFm | 1975 | CZ06 | 1 | 74 | 74 | 74 | 74 | 83 | 80 | 80 | 83 | 74 | 74 | 74 | 74 | 83 | 80 | 80 | 83
MFm1975CZ062 | MFm | 1975 | CZ06 | 2 | 72 | 72 | 72 | 72 | 80 | 80 | 80 | 80 | 72 | 72 | 72 | 72 | 80 | 80 | 80 | 80
MFm1975CZ063 | MFm | 1975 | CZ06 | 3 | 72 | 67 | 67 | 72 | 76 | 83 | 83 | 76 | 72 | 67 | 67 | 72 | 76 | 83 | 83 | 76
MFm1975CZ064 | MFm | 1975 | CZ06 | 4 | 70 | 67 | 67 | 70 | 80 | 83 | 83 | 80 | 70 | 67 | 67 | 70 | 80 | 83 | 83 | 80
MFm1975CZ065 | MFm | 1975 | CZ06 | 5 | 70 | 70 | 70 | 70 | 83 | 83 | 83 | 83 | 70 | 70 | 70 | 70 | 83 | 83 | 83 | 83
MFm1985CZ061 | MFm | 1985 | CZ06 | 1 | 70 | 67 | 67 | 70 | 83 | 80 | 80 | 83 | 70 | 67 | 67 | 70 | 83 | 80 | 80 | 83
MFm1985CZ062 | MFm | 1985 | CZ06 | 2 | 70 | 70 | 70 | 70 | 80 | 80 | 80 | 80 | 70 | 70 | 70 | 70 | 80 | 80 | 80 | 80
MFm1985CZ063 | MFm | 1985 | CZ06 | 3 | 74 | 74 | 74 | 74 | 76 | 83 | 83 | 76 | 74 | 74 | 74 | 74 | 76 | 83 | 83 | 76
MFm1985CZ064 | MFm | 1985 | CZ06 | 4 | 72 | 72 | 72 | 72 | 80 | 83 | 83 | 80 | 72 | 72 | 72 | 72 | 80 | 83 | 83 | 80
MFm1985CZ065 | MFm | 1985 | CZ06 | 5 | 72 | 67 | 67 | 72 | 83 | 83 | 83 | 83 | 72 | 67 | 67 | 72 | 83 | 83 | 83 | 83
MFm1996CZ061 | MFm | 1996 | CZ06 | 1 | 70 | 67 | 67 | 70 | 83 | 80 | 80 | 83 | 70 | 67 | 67 | 70 | 83 | 80 | 80 | 83
MFm1996CZ062 | MFm | 1996 | CZ06 | 2 | 70 | 70 | 70 | 70 | 80 | 80 | 80 | 80 | 70 | 70 | 70 | 70 | 80 | 80 | 80 | 80
MFm1996CZ063 | MFm | 1996 | CZ06 | 3 | 72 | 67 | 67 | 72 | 76 | 83 | 83 | 76 | 72 | 67 | 67 | 72 | 76 | 83 | 83 | 76
MFm1996CZ064 | MFm | 1996 | CZ06 | 4 | 72 | 72 | 72 | 72 | 80 | 83 | 83 | 80 | 72 | 72 | 72 | 72 | 80 | 83 | 83 | 80
MFm1996CZ065 | MFm | 1996 | CZ06 | 5 | 74 | 74 | 74 | 74 | 83 | 83 | 83 | 83 | 74 | 74 | 74 | 74 | 83 | 83 | 83 | 83
MFm2003CZ061 | MFm | 2003 | CZ06 | 1 | 70 | 67 | 67 | 70 | 80 | 80 | 80 | 80 | 70 | 67 | 67 | 70 | 80 | 80 | 80 | 80
MFm2003CZ062 | MFm | 2003 | CZ06 | 2 | 72 | 72 | 72 | 72 | 76 | 83 | 83 | 76 | 72 | 72 | 72 | 72 | 76 | 83 | 83 | 76
MFm2003CZ063 | MFm | 2003 | CZ06 | 3 | 74 | 74 | 74 | 74 | 80 | 83 | 83 | 80 | 74 | 74 | 74 | 74 | 80 | 83 | 83 | 80
MFm2003CZ064 | MFm | 2003 | CZ06 | 4 | 72 | 67 | 67 | 72 | 83 | 83 | 83 | 83 | 72 | 67 | 67 | 72 | 83 | 83 | 83 | 83
MFm2003CZ065 | MFm | 2003 | CZ06 | 5 | 70 | 70 | 70 | 70 | 85 | 85 | 85 | 85 | 70 | 70 | 70 | 70 | 85 | 85 | 85 | 85
MFm2007CZ061 | MFm | 2007 | CZ06 | 1 | 70 | 70 | 70 | 70 | 83 | 80 | 80 | 83 | 70 | 70 | 70 | 70 | 83 | 80 | 80 | 83
MFm2007CZ062 | MFm | 2007 | CZ06 | 2 | 72 | 67 | 67 | 72 | 80 | 80 | 80 | 80 | 72 | 67 | 67 | 72 | 80 | 80 | 80 | 80
MFm2007CZ063 | MFm | 2007 | CZ06 | 3 | 72 | 72 | 72 | 72 | 76 | 83 | 83 | 76 | 72 | 72 | 72 | 72 | 76 | 83 | 83 | 76
MFm2007CZ064 | MFm | 2007 | CZ06 | 4 | 74 | 74 | 74 | 74 | 80 | 83 | 83 | 80 | 74 | 74 | 74 | 74 | 80 | 83 | 83 | 80
MFm2007CZ065 | MFm | 2007 | CZ06 | 5 | 70 | 67 | 67 | 70 | 83 | 83 | 83 | 83 | 70 | 67 | 67 | 70 | 83 | 83 | 83 | 83
MFm1975CZ071 | MFm | 1975 | CZ07 | 1 | 70 | 67 | 67 | 70 | 80 | 80 | 80 | 80 | 70 | 67 | 67 | 70 | 80 | 80 | 80 | 80
MFm1975CZ072 | MFm | 1975 | CZ07 | 2 | 70 | 70 | 70 | 70 | 76 | 83 | 83 | 76 | 70 | 70 | 70 | 70 | 76 | 83 | 83 | 76
MFm1975CZ073 | MFm | 1975 | CZ07 | 3 | 72 | 67 | 67 | 72 | 80 | 83 | 83 | 80 | 72 | 67 | 67 | 72 | 80 | 83 | 83 | 80
MFm1975CZ074 | MFm | 1975 | CZ07 | 4 | 72 | 72 | 72 | 72 | 83 | 83 | 83 | 83 | 72 | 72 | 72 | 72 | 83 | 83 | 83 | 83
MFm1975CZ075 | MFm | 1975 | CZ07 | 5 | 74 | 74 | 74 | 74 | 85 | 85 | 85 | 85 | 74 | 74 | 74 | 74 | 85 | 85 | 85 | 85
MFm1985CZ071 | MFm | 1985 | CZ07 | 1 | 70 | 67 | 67 | 70 | 80 | 80 | 80 | 80 | 70 | 67 | 67 | 70 | 80 | 80 | 80 | 80
MFm1985CZ072 | MFm | 1985 | CZ07 | 2 | 70 | 70 | 70 | 70 | 76 | 83 | 83 | 76 | 70 | 70 | 70 | 70 | 76 | 83 | 83 | 76
MFm1985CZ073 | MFm | 1985 | CZ07 | 3 | 72 | 72 | 72 | 72 | 80 | 83 | 83 | 80 | 72 | 72 | 72 | 72 | 80 | 83 | 83 | 80
MFm1985CZ074 | MFm | 1985 | CZ07 | 4 | 74 | 74 | 74 | 74 | 83 | 83 | 83 | 83 | 74 | 74 | 74 | 74 | 83 | 83 | 83 | 83
MFm1985CZ075 | MFm | 1985 | CZ07 | 5 | 72 | 67 | 67 | 72 | 85 | 85 | 85 | 85 | 72 | 67 | 67 | 72 | 85 | 85 | 85 | 85
MFm1996CZ071 | MFm | 1996 | CZ07 | 1 | 70 | 67 | 67 | 70 | 80 | 80 | 80 | 80 | 70 | 67 | 67 | 70 | 80 | 80 | 80 | 80
MFm1996CZ072 | MFm | 1996 | CZ07 | 2 | 72 | 72 | 72 | 72 | 76 | 83 | 83 | 76 | 72 | 72 | 72 | 72 | 76 | 83 | 83 | 76
MFm1996CZ073 | MFm | 1996 | CZ07 | 3 | 74 | 74 | 74 | 74 | 80 | 83 | 83 | 80 | 74 | 74 | 74 | 74 | 80 | 83 | 83 | 80
MFm1996CZ074 | MFm | 1996 | CZ07 | 4 | 70 | 70 | 70 | 70 | 83 | 83 | 83 | 83 | 70 | 70 | 70 | 70 | 83 | 83 | 83 | 83
MFm1996CZ075 | MFm | 1996 | CZ07 | 5 | 72 | 67 | 67 | 72 | 85 | 85 | 85 | 85 | 72 | 67 | 67 | 72 | 85 | 85 | 85 | 85
MFm2003CZ071 | MFm | 2003 | CZ07 | 1 | 72 | 67 | 67 | 72 | 78 | 78 | 78 | 78 | 72 | 67 | 67 | 72 | 78 | 78 | 78 | 78
MFm2003CZ072 | MFm | 2003 | CZ07 | 2 | 70 | 70 | 70 | 70 | 83 | 80 | 80 | 83 | 70 | 70 | 70 | 70 | 83 | 80 | 80 | 83
MFm2003CZ073 | MFm | 2003 | CZ07 | 3 | 72 | 72 | 72 | 72 | 80 | 80 | 80 | 80 | 72 | 72 | 72 | 72 | 80 | 80 | 80 | 80
MFm2003CZ074 | MFm | 2003 | CZ07 | 4 | 74 | 74 | 74 | 74 | 76 | 83 | 83 | 76 | 74 | 74 | 74 | 74 | 76 | 83 | 83 | 76
MFm2003CZ075 | MFm | 2003 | CZ07 | 5 | 70 | 67 | 67 | 70 | 80 | 83 | 83 | 80 | 70 | 67 | 67 | 70 | 80 | 83 | 83 | 80
MFm2007CZ071 | MFm | 2007 | CZ07 | 1 | 70 | 67 | 67 | 70 | 83 | 76 | 76 | 83 | 70 | 67 | 67 | 70 | 83 | 76 | 76 | 83
MFm2007CZ072 | MFm | 2007 | CZ07 | 2 | 74 | 74 | 74 | 74 | 78 | 78 | 78 | 78 | 74 | 74 | 74 | 74 | 78 | 78 | 78 | 78
MFm2007CZ073 | MFm | 2007 | CZ07 | 3 | 72 | 67 | 67 | 72 | 83 | 80 | 80 | 83 | 72 | 67 | 67 | 72 | 83 | 80 | 80 | 83
MFm2007CZ074 | MFm | 2007 | CZ07 | 4 | 72 | 72 | 72 | 72 | 80 | 80 | 80 | 80 | 72 | 72 | 72 | 72 | 80 | 80 | 80 | 80
MFm2007CZ075 | MFm | 2007 | CZ07 | 5 | 70 | 70 | 70 | 70 | 76 | 83 | 83 | 76 | 70 | 70 | 70 | 70 | 76 | 83 | 83 | 76
MFm1975CZ081 | MFm | 1975 | CZ08 | 1 | 70 | 67 | 67 | 70 | 80 | 80 | 80 | 80 | 70 | 67 | 67 | 70 | 80 | 80 | 80 | 80
MFm1975CZ082 | MFm | 1975 | CZ08 | 2 | 70 | 70 | 70 | 70 | 76 | 83 | 83 | 76 | 70 | 70 | 70 | 70 | 76 | 83 | 83 | 76
MFm1975CZ083 | MFm | 1975 | CZ08 | 3 | 74 | 74 | 74 | 74 | 80 | 83 | 83 | 80 | 74 | 74 | 74 | 74 | 80 | 83 | 83 | 80
MFm1975CZ084 | MFm | 1975 | CZ08 | 4 | 72 | 72 | 72 | 72 | 83 | 83 | 83 | 83 | 72 | 72 | 72 | 72 | 83 | 83 | 83 | 83
MFm1975CZ085 | MFm | 1975 | CZ08 | 5 | 72 | 67 | 67 | 72 | 85 | 85 | 85 | 85 | 72 | 67 | 67 | 72 | 85 | 85 | 85 | 85
MFm1985CZ081 | MFm | 1985 | CZ08 | 1 | 70 | 67 | 67 | 70 | 83 | 80 | 80 | 83 | 70 | 67 | 67 | 70 | 83 | 80 | 80 | 83
MFm1985CZ082 | MFm | 1985 | CZ08 | 2 | 70 | 70 | 70 | 70 | 80 | 80 | 80 | 80 | 70 | 70 | 70 | 70 | 80 | 80 | 80 | 80
MFm1985CZ083 | MFm | 1985 | CZ08 | 3 | 72 | 67 | 67 | 72 | 76 | 83 | 83 | 76 | 72 | 67 | 67 | 72 | 76 | 83 | 83 | 76
MFm1985CZ084 | MFm | 1985 | CZ08 | 4 | 72 | 72 | 72 | 72 | 80 | 83 | 83 | 80 | 72 | 72 | 72 | 72 | 80 | 83 | 83 | 80
MFm1985CZ085 | MFm | 1985 | CZ08 | 5 | 74 | 74 | 74 | 74 | 83 | 83 | 83 | 83 | 74 | 74 | 74 | 74 | 83 | 83 | 83 | 83
MFm1996CZ081 | MFm | 1996 | CZ08 | 1 | 70 | 67 | 67 | 70 | 83 | 80 | 80 | 83 | 70 | 67 | 67 | 70 | 83 | 80 | 80 | 83
MFm1996CZ082 | MFm | 1996 | CZ08 | 2 | 72 | 67 | 67 | 72 | 80 | 80 | 80 | 80 | 72 | 67 | 67 | 72 | 80 | 80 | 80 | 80
MFm1996CZ083 | MFm | 1996 | CZ08 | 3 | 72 | 72 | 72 | 72 | 76 | 83 | 83 | 76 | 72 | 72 | 72 | 72 | 76 | 83 | 83 | 76
MFm1996CZ084 | MFm | 1996 | CZ08 | 4 | 74 | 74 | 74 | 74 | 80 | 83 | 83 | 80 | 74 | 74 | 74 | 74 | 80 | 83 | 83 | 80
MFm1996CZ085 | MFm | 1996 | CZ08 | 5 | 70 | 70 | 70 | 70 | 83 | 83 | 83 | 83 | 70 | 70 | 70 | 70 | 83 | 83 | 83 | 83
MFm2003CZ081 | MFm | 2003 | CZ08 | 1 | 70 | 67 | 67 | 70 | 78 | 78 | 78 | 78 | 70 | 67 | 67 | 70 | 78 | 78 | 78 | 78
MFm2003CZ082 | MFm | 2003 | CZ08 | 2 | 70 | 70 | 70 | 70 | 83 | 80 | 80 | 83 | 70 | 70 | 70 | 70 | 83 | 80 | 80 | 83
MFm2003CZ083 | MFm | 2003 | CZ08 | 3 | 72 | 72 | 72 | 72 | 80 | 80 | 80 | 80 | 72 | 72 | 72 | 72 | 80 | 80 | 80 | 80
MFm2003CZ084 | MFm | 2003 | CZ08 | 4 | 74 | 74 | 74 | 74 | 76 | 83 | 83 | 76 | 74 | 74 | 74 | 74 | 76 | 83 | 83 | 76
MFm2003CZ085 | MFm | 2003 | CZ08 | 5 | 72 | 67 | 67 | 72 | 80 | 83 | 83 | 80 | 72 | 67 | 67 | 72 | 80 | 83 | 83 | 80
MFm2007CZ081 | MFm | 2007 | CZ08 | 1 | 70 | 67 | 67 | 70 | 83 | 76 | 76 | 83 | 70 | 67 | 67 | 70 | 83 | 76 | 76 | 83
MFm2007CZ082 | MFm | 2007 | CZ08 | 2 | 70 | 70 | 70 | 70 | 78 | 78 | 78 | 78 | 70 | 70 | 70 | 70 | 78 | 78 | 78 | 78
MFm2007CZ083 | MFm | 2007 | CZ08 | 3 | 74 | 74 | 74 | 74 | 83 | 80 | 80 | 83 | 74 | 74 | 74 | 74 | 83 | 80 | 80 | 83
MFm2007CZ084 | MFm | 2007 | CZ08 | 4 | 72 | 67 | 67 | 72 | 80 | 80 | 80 | 80 | 72 | 67 | 67 | 72 | 80 | 80 | 80 | 80
MFm2007CZ085 | MFm | 2007 | CZ08 | 5 | 72 | 72 | 72 | 72 | 76 | 83 | 83 | 76 | 72 | 72 | 72 | 72 | 76 | 83 | 83 | 76
MFm1975CZ091 | MFm | 1975 | CZ09 | 1 | 70 | 70 | 70 | 70 | 83 | 80 | 80 | 83 | 70 | 70 | 70 | 70 | 83 | 80 | 80 | 83
MFm1975CZ092 | MFm | 1975 | CZ09 | 2 | 72 | 67 | 67 | 72 | 80 | 80 | 80 | 80 | 72 | 67 | 67 | 72 | 80 | 80 | 80 | 80
MFm1975CZ093 | MFm | 1975 | CZ09 | 3 | 74 | 74 | 74 | 74 | 76 | 83 | 83 | 76 | 74 | 74 | 74 | 74 | 76 | 83 | 83 | 76
MFm1975CZ094 | MFm | 1975 | CZ09 | 4 | 72 | 72 | 72 | 72 | 80 | 83 | 83 | 80 | 72 | 72 | 72 | 72 | 80 | 83 | 83 | 80
MFm1975CZ095 | MFm | 1975 | CZ09 | 5 | 70 | 67 | 67 | 70 | 83 | 83 | 83 | 83 | 70 | 67 | 67 | 70 | 83 | 83 | 83 | 83
MFm1985CZ091 | MFm | 1985 | CZ09 | 1 | 70 | 67 | 67 | 70 | 78 | 78 | 78 | 78 | 70 | 67 | 67 | 70 | 78 | 78 | 78 | 78
MFm1985CZ092 | MFm | 1985 | CZ09 | 2 | 70 | 70 | 70 | 70 | 83 | 80 | 80 | 83 | 70 | 70 | 70 | 70 | 83 | 80 | 80 | 83
MFm1985CZ093 | MFm | 1985 | CZ09 | 3 | 72 | 67 | 67 | 72 | 80 | 80 | 80 | 80 | 72 | 67 | 67 | 72 | 80 | 80 | 80 | 80
MFm1985CZ094 | MFm | 1985 | CZ09 | 4 | 72 | 72 | 72 | 72 | 76 | 83 | 83 | 76 | 72 | 72 | 72 | 72 | 76 | 83 | 83 | 76
MFm1985CZ095 | MFm | 1985 | CZ09 | 5 | 74 | 74 | 74 | 74 | 80 | 83 | 83 | 80 | 74 | 74 | 74 | 74 | 80 | 83 | 83 | 80
MFm1996CZ091 | MFm | 1996 | CZ09 | 1 | 70 | 67 | 67 | 70 | 78 | 78 | 78 | 78 | 70 | 67 | 67 | 70 | 78 | 78 | 78 | 78
MFm1996CZ092 | MFm | 1996 | CZ09 | 2 | 70 | 70 | 70 | 70 | 83 | 80 | 80 | 83 | 70 | 70 | 70 | 70 | 83 | 80 | 80 | 83
MFm1996CZ093 | MFm | 1996 | CZ09 | 3 | 74 | 74 | 74 | 74 | 80 | 80 | 80 | 80 | 74 | 74 | 74 | 74 | 80 | 80 | 80 | 80
MFm1996CZ094 | MFm | 1996 | CZ09 | 4 | 72 | 67 | 67 | 72 | 76 | 83 | 83 | 76 | 72 | 67 | 67 | 72 | 76 | 83 | 83 | 76
MFm1996CZ095 | MFm | 1996 | CZ09 | 5 | 72 | 72 | 72 | 72 | 80 | 83 | 83 | 80 | 72 | 72 | 72 | 72 | 80 | 83 | 83 | 80
MFm2003CZ091 | MFm | 2003 | CZ09 | 1 | 70 | 70 | 70 | 70 | 80 | 80 | 80 | 80 | 70 | 70 | 70 | 70 | 80 | 80 | 80 | 80
MFm2003CZ092 | MFm | 2003 | CZ09 | 2 | 72 | 67 | 67 | 72 | 76 | 83 | 83 | 76 | 72 | 67 | 67 | 72 | 76 | 83 | 83 | 76
MFm2003CZ093 | MFm | 2003 | CZ09 | 3 | 74 | 74 | 74 | 74 | 80 | 83 | 83 | 80 | 74 | 74 | 74 | 74 | 80 | 83 | 83 | 80
MFm2003CZ094 | MFm | 2003 | CZ09 | 4 | 72 | 72 | 72 | 72 | 83 | 83 | 83 | 83 | 72 | 72 | 72 | 72 | 83 | 83 | 83 | 83
MFm2003CZ095 | MFm | 2003 | CZ09 | 5 | 70 | 67 | 67 | 70 | 85 | 85 | 85 | 85 | 70 | 67 | 67 | 70 | 85 | 85 | 85 | 85
MFm2007CZ091 | MFm | 2007 | CZ09 | 1 | 70 | 67 | 67 | 70 | 78 | 78 | 78 | 78 | 70 | 67 | 67 | 70 | 78 | 78 | 78 | 78
MFm2007CZ092 | MFm | 2007 | CZ09 | 2 | 70 | 70 | 70 | 70 | 83 | 80 | 80 | 83 | 70 | 70 | 70 | 70 | 83 | 80 | 80 | 83
MFm2007CZ093 | MFm | 2007 | CZ09 | 3 | 72 | 67 | 67 | 72 | 80 | 80 | 80 | 80 | 72 | 67 | 67 | 72 | 80 | 80 | 80 | 80
MFm2007CZ094 | MFm | 2007 | CZ09 | 4 | 74 | 74 | 74 | 74 | 76 | 83 | 83 | 76 | 74 | 74 | 74 | 74 | 76 | 83 | 83 | 76
MFm2007CZ095 | MFm | 2007 | CZ09 | 5 | 72 | 72 | 72 | 72 | 80 | 83 | 83 | 80 | 72 | 72 | 72 | 72 | 80 | 83 | 83 | 80
MFm1975CZ101 | MFm | 1975 | CZ10 | 1 | 70 | 67 | 67 | 70 | 76 | 83 | 83 | 76 | 70 | 67 | 67 | 70 | 76 | 83 | 83 | 76
MFm1975CZ102 | MFm | 1975 | CZ10 | 2 | 70 | 70 | 70 | 70 | 80 | 83 | 83 | 80 | 70 | 70 | 70 | 70 | 80 | 83 | 83 | 80
MFm1975CZ103 | MFm | 1975 | CZ10 | 3 | 72 | 67 | 67 | 72 | 83 | 83 | 83 | 83 | 72 | 67 | 67 | 72 | 83 | 83 | 83 | 83
MFm1975CZ104 | MFm | 1975 | CZ10 | 4 | 72 | 72 | 72 | 72 | 85 | 85 | 85 | 85 | 72 | 72 | 72 | 72 | 85 | 85 | 85 | 85
MFm1975CZ105 | MFm | 1975 | CZ10 | 5 | 74 | 74 | 74 | 74 | 90 | 90 | 90 | 90 | 74 | 74 | 74 | 74 | 90 | 90 | 90 | 90
MFm1985CZ101 | MFm | 1985 | CZ10 | 1 | 70 | 67 | 67 | 70 | 76 | 83 | 83 | 76 | 70 | 67 | 67 | 70 | 76 | 83 | 83 | 76
MFm1985CZ102 | MFm | 1985 | CZ10 | 2 | 70 | 70 | 70 | 70 | 80 | 83 | 83 | 80 | 70 | 70 | 70 | 70 | 80 | 83 | 83 | 80
MFm1985CZ103 | MFm | 1985 | CZ10 | 3 | 72 | 67 | 67 | 72 | 83 | 83 | 83 | 83 | 72 | 67 | 67 | 72 | 83 | 83 | 83 | 83
MFm1985CZ104 | MFm | 1985 | CZ10 | 4 | 72 | 72 | 72 | 72 | 85 | 85 | 85 | 85 | 72 | 72 | 72 | 72 | 85 | 85 | 85 | 85
MFm1985CZ105 | MFm | 1985 | CZ10 | 5 | 74 | 74 | 74 | 74 | 90 | 90 | 90 | 90 | 74 | 74 | 74 | 74 | 90 | 90 | 90 | 90
MFm1996CZ101 | MFm | 1996 | CZ10 | 1 | 70 | 67 | 67 | 70 | 76 | 83 | 83 | 76 | 70 | 67 | 67 | 70 | 76 | 83 | 83 | 76
MFm1996CZ102 | MFm | 1996 | CZ10 | 2 | 70 | 70 | 70 | 70 | 80 | 83 | 83 | 80 | 70 | 70 | 70 | 70 | 80 | 83 | 83 | 80
MFm1996CZ103 | MFm | 1996 | CZ10 | 3 | 72 | 67 | 67 | 72 | 83 | 83 | 83 | 83 | 72 | 67 | 67 | 72 | 83 | 83 | 83 | 83
MFm1996CZ104 | MFm | 1996 | CZ10 | 4 | 72 | 72 | 72 | 72 | 85 | 85 | 85 | 85 | 72 | 72 | 72 | 72 | 85 | 85 | 85 | 85
MFm1996CZ105 | MFm | 1996 | CZ10 | 5 | 74 | 74 | 74 | 74 | 90 | 90 | 90 | 90 | 74 | 74 | 74 | 74 | 90 | 90 | 90 | 90
MFm2003CZ101 | MFm | 2003 | CZ10 | 1 | 67 | 72 | 72 | 67 | 76 | 83 | 83 | 76 | 67 | 72 | 72 | 67 | 76 | 83 | 83 | 76
MFm2003CZ102 | MFm | 2003 | CZ10 | 2 | 70 | 67 | 67 | 70 | 80 | 83 | 83 | 80 | 70 | 67 | 67 | 70 | 80 | 83 | 83 | 80
MFm2003CZ103 | MFm | 2003 | CZ10 | 3 | 72 | 67 | 67 | 72 | 83 | 83 | 83 | 83 | 72 | 67 | 67 | 72 | 83 | 83 | 83 | 83
MFm2003CZ104 | MFm | 2003 | CZ10 | 4 | 72 | 72 | 72 | 72 | 85 | 85 | 85 | 85 | 72 | 72 | 72 | 72 | 85 | 85 | 85 | 85
MFm2003CZ105 | MFm | 2003 | CZ10 | 5 | 70 | 70 | 70 | 70 | 90 | 90 | 90 | 90 | 70 | 70 | 70 | 70 | 90 | 90 | 90 | 90
MFm2007CZ101 | MFm | 2007 | CZ10 | 1 | 70 | 67 | 67 | 70 | 80 | 80 | 80 | 80 | 70 | 67 | 67 | 70 | 80 | 80 | 80 | 80
MFm2007CZ102 | MFm | 2007 | CZ10 | 2 | 70 | 70 | 70 | 70 | 76 | 83 | 83 | 76 | 70 | 70 | 70 | 70 | 76 | 83 | 83 | 76
MFm2007CZ103 | MFm | 2007 | CZ10 | 3 | 72 | 67 | 67 | 72 | 80 | 83 | 83 | 80 | 72 | 67 | 67 | 72 | 80 | 83 | 83 | 80
MFm2007CZ104 | MFm | 2007 | CZ10 | 4 | 72 | 72 | 72 | 72 | 83 | 83 | 83 | 83 | 72 | 72 | 72 | 72 | 83 | 83 | 83 | 83
MFm2007CZ105 | MFm | 2007 | CZ10 | 5 | 74 | 74 | 74 | 74 | 85 | 85 | 85 | 85 | 74 | 74 | 74 | 74 | 85 | 85 | 85 | 85
MFm1975CZ111 | MFm | 1975 | CZ11 | 1 | 70 | 70 | 70 | 70 | 76 | 83 | 83 | 76 | 70 | 70 | 70 | 70 | 76 | 83 | 83 | 76
MFm1975CZ112 | MFm | 1975 | CZ11 | 2 | 72 | 67 | 67 | 72 | 80 | 83 | 83 | 80 | 72 | 67 | 67 | 72 | 80 | 83 | 83 | 80
MFm1975CZ113 | MFm | 1975 | CZ11 | 3 | 72 | 72 | 72 | 72 | 83 | 83 | 83 | 83 | 72 | 72 | 72 | 72 | 83 | 83 | 83 | 83
MFm1975CZ114 | MFm | 1975 | CZ11 | 4 | 70 | 67 | 67 | 70 | 85 | 85 | 85 | 85 | 70 | 67 | 67 | 70 | 85 | 85 | 85 | 85
MFm1975CZ115 | MFm | 1975 | CZ11 | 5 | 67 | 72 | 72 | 67 | 90 | 90 | 90 | 90 | 67 | 72 | 72 | 67 | 90 | 90 | 90 | 90
MFm1985CZ111 | MFm | 1985 | CZ11 | 1 | 70 | 67 | 67 | 70 | 76 | 83 | 83 | 76 | 70 | 67 | 67 | 70 | 76 | 83 | 83 | 76
MFm1985CZ112 | MFm | 1985 | CZ11 | 2 | 70 | 70 | 70 | 70 | 80 | 83 | 83 | 80 | 70 | 70 | 70 | 70 | 80 | 83 | 83 | 80
MFm1985CZ113 | MFm | 1985 | CZ11 | 3 | 72 | 67 | 67 | 72 | 83 | 83 | 83 | 83 | 72 | 67 | 67 | 72 | 83 | 83 | 83 | 83
MFm1985CZ114 | MFm | 1985 | CZ11 | 4 | 72 | 72 | 72 | 72 | 85 | 85 | 85 | 85 | 72 | 72 | 72 | 72 | 85 | 85 | 85 | 85
MFm1985CZ115 | MFm | 1985 | CZ11 | 5 | 67 | 72 | 72 | 67 | 90 | 90 | 90 | 90 | 67 | 72 | 72 | 67 | 90 | 90 | 90 | 90
MFm1996CZ111 | MFm | 1996 | CZ11 | 1 | 70 | 70 | 70 | 70 | 80 | 80 | 80 | 80 | 70 | 70 | 70 | 70 | 80 | 80 | 80 | 80
MFm1996CZ112 | MFm | 1996 | CZ11 | 2 | 67 | 67 | 67 | 67 | 76 | 83 | 83 | 76 | 67 | 67 | 67 | 67 | 76 | 83 | 83 | 76
MFm1996CZ113 | MFm | 1996 | CZ11 | 3 | 67 | 70 | 70 | 67 | 80 | 83 | 83 | 80 | 67 | 70 | 70 | 67 | 80 | 83 | 83 | 80
MFm1996CZ114 | MFm | 1996 | CZ11 | 4 | 67 | 72 | 72 | 67 | 83 | 83 | 83 | 83 | 67 | 72 | 72 | 67 | 83 | 83 | 83 | 83
MFm1996CZ115 | MFm | 1996 | CZ11 | 5 | 70 | 67 | 67 | 70 | 85 | 85 | 85 | 85 | 70 | 67 | 67 | 70 | 85 | 85 | 85 | 85
MFm2003CZ111 | MFm | 2003 | CZ11 | 1 | 70 | 67 | 67 | 70 | 74 | 74 | 74 | 74 | 70 | 67 | 67 | 70 | 74 | 74 | 74 | 74
MFm2003CZ112 | MFm | 2003 | CZ11 | 2 | 72 | 67 | 67 | 72 | 83 | 76 | 76 | 83 | 72 | 67 | 67 | 72 | 83 | 76 | 76 | 83
MFm2003CZ113 | MFm | 2003 | CZ11 | 3 | 72 | 72 | 72 | 72 | 78 | 78 | 78 | 78 | 72 | 72 | 72 | 72 | 78 | 78 | 78 | 78
MFm2003CZ114 | MFm | 2003 | CZ11 | 4 | 70 | 70 | 70 | 70 | 83 | 80 | 80 | 83 | 70 | 70 | 70 | 70 | 83 | 80 | 80 | 83
MFm2003CZ115 | MFm | 2003 | CZ11 | 5 | 74 | 74 | 74 | 74 | 80 | 80 | 80 | 80 | 74 | 74 | 74 | 74 | 80 | 80 | 80 | 80
MFm2007CZ111 | MFm | 2007 | CZ11 | 1 | 74 | 74 | 74 | 74 | 74 | 74 | 74 | 74 | 74 | 74 | 74 | 74 | 74 | 74 | 74 | 74
MFm2007CZ112 | MFm | 2007 | CZ11 | 2 | 72 | 72 | 72 | 72 | 83 | 76 | 76 | 83 | 72 | 72 | 72 | 72 | 83 | 76 | 76 | 83
MFm2007CZ113 | MFm | 2007 | CZ11 | 3 | 72 | 67 | 67 | 72 | 78 | 78 | 78 | 78 | 72 | 67 | 67 | 72 | 78 | 78 | 78 | 78
MFm2007CZ114 | MFm | 2007 | CZ11 | 4 | 70 | 67 | 67 | 70 | 83 | 80 | 80 | 83 | 70 | 67 | 67 | 70 | 83 | 80 | 80 | 83
MFm2007CZ115 | MFm | 2007 | CZ11 | 5 | 70 | 70 | 70 | 70 | 80 | 80 | 80 | 80 | 70 | 70 | 70 | 70 | 80 | 80 | 80 | 80
MFm1975CZ121 | MFm | 1975 | CZ12 | 1 | 70 | 67 | 67 | 70 | 76 | 83 | 83 | 76 | 70 | 67 | 67 | 70 | 76 | 83 | 83 | 76
MFm1975CZ122 | MFm | 1975 | CZ12 | 2 | 72 | 67 | 67 | 72 | 80 | 83 | 83 | 80 | 72 | 67 | 67 | 72 | 80 | 83 | 83 | 80
MFm1975CZ123 | MFm | 1975 | CZ12 | 3 | 70 | 70 | 70 | 70 | 83 | 83 | 83 | 83 | 70 | 70 | 70 | 70 | 83 | 83 | 83 | 83
MFm1975CZ124 | MFm | 1975 | CZ12 | 4 | 72 | 72 | 72 | 72 | 85 | 85 | 85 | 85 | 72 | 72 | 72 | 72 | 85 | 85 | 85 | 85
MFm1975CZ125 | MFm | 1975 | CZ12 | 5 | 74 | 74 | 74 | 74 | 90 | 90 | 90 | 90 | 74 | 74 | 74 | 74 | 90 | 90 | 90 | 90
MFm1985CZ121 | MFm | 1985 | CZ12 | 1 | 74 | 74 | 74 | 74 | 76 | 83 | 83 | 76 | 74 | 74 | 74 | 74 | 76 | 83 | 83 | 76
MFm1985CZ122 | MFm | 1985 | CZ12 | 2 | 70 | 67 | 67 | 70 | 80 | 83 | 83 | 80 | 70 | 67 | 67 | 70 | 80 | 83 | 83 | 80
MFm1985CZ123 | MFm | 1985 | CZ12 | 3 | 70 | 70 | 70 | 70 | 83 | 83 | 83 | 83 | 70 | 70 | 70 | 70 | 83 | 83 | 83 | 83
MFm1985CZ124 | MFm | 1985 | CZ12 | 4 | 72 | 67 | 67 | 72 | 85 | 85 | 85 | 85 | 72 | 67 | 67 | 72 | 85 | 85 | 85 | 85
MFm1985CZ125 | MFm | 1985 | CZ12 | 5 | 72 | 72 | 72 | 72 | 90 | 90 | 90 | 90 | 72 | 72 | 72 | 72 | 90 | 90 | 90 | 90
MFm1996CZ121 | MFm | 1996 | CZ12 | 1 | 70 | 70 | 70 | 70 | 76 | 83 | 83 | 76 | 70 | 70 | 70 | 70 | 76 | 83 | 83 | 76
MFm1996CZ122 | MFm | 1996 | CZ12 | 2 | 72 | 72 | 72 | 72 | 80 | 83 | 83 | 80 | 72 | 72 | 72 | 72 | 80 | 83 | 83 | 80
MFm1996CZ123 | MFm | 1996 | CZ12 | 3 | 72 | 67 | 67 | 72 | 83 | 83 | 83 | 83 | 72 | 67 | 67 | 72 | 83 | 83 | 83 | 83
MFm1996CZ124 | MFm | 1996 | CZ12 | 4 | 74 | 74 | 74 | 74 | 85 | 85 | 85 | 85 | 74 | 74 | 74 | 74 | 85 | 85 | 85 | 85
MFm1996CZ125 | MFm | 1996 | CZ12 | 5 | 70 | 67 | 67 | 70 | 90 | 90 | 90 | 90 | 70 | 67 | 67 | 70 | 90 | 90 | 90 | 90
MFm2003CZ121 | MFm | 2003 | CZ12 | 1 | 70 | 67 | 67 | 70 | 78 | 78 | 78 | 78 | 70 | 67 | 67 | 70 | 78 | 78 | 78 | 78
MFm2003CZ122 | MFm | 2003 | CZ12 | 2 | 72 | 67 | 67 | 72 | 83 | 80 | 80 | 83 | 72 | 67 | 67 | 72 | 83 | 80 | 80 | 83
MFm2003CZ123 | MFm | 2003 | CZ12 | 3 | 72 | 72 | 72 | 72 | 80 | 80 | 80 | 80 | 72 | 72 | 72 | 72 | 80 | 80 | 80 | 80
MFm2003CZ124 | MFm | 2003 | CZ12 | 4 | 70 | 70 | 70 | 70 | 76 | 83 | 83 | 76 | 70 | 70 | 70 | 70 | 76 | 83 | 83 | 76
MFm2003CZ125 | MFm | 2003 | CZ12 | 5 | 67 | 72 | 72 | 67 | 80 | 83 | 83 | 80 | 67 | 72 | 72 | 67 | 80 | 83 | 83 | 80
MFm2007CZ121 | MFm | 2007 | CZ12 | 1 | 72 | 67 | 67 | 72 | 83 | 76 | 76 | 83 | 72 | 67 | 67 | 72 | 83 | 76 | 76 | 83
MFm2007CZ122 | MFm | 2007 | CZ12 | 2 | 70 | 70 | 70 | 70 | 78 | 78 | 78 | 78 | 70 | 70 | 70 | 70 | 78 | 78 | 78 | 78
MFm2007CZ123 | MFm | 2007 | CZ12 | 3 | 72 | 72 | 72 | 72 | 83 | 80 | 80 | 83 | 72 | 72 | 72 | 72 | 83 | 80 | 80 | 83
MFm2007CZ124 | MFm | 2007 | CZ12 | 4 | 70 | 67 | 67 | 70 | 80 | 80 | 80 | 80 | 70 | 67 | 67 | 70 | 80 | 80 | 80 | 80
MFm2007CZ125 | MFm | 2007 | CZ12 | 5 | 74 | 74 | 74 | 74 | 76 | 83 | 83 | 76 | 74 | 74 | 74 | 74 | 76 | 83 | 83 | 76
MFm1975CZ131 | MFm | 1975 | CZ13 | 1 | 70 | 70 | 70 | 70 | 76 | 83 | 83 | 76 | 70 | 70 | 70 | 70 | 76 | 83 | 83 | 76
MFm1975CZ132 | MFm | 1975 | CZ13 | 2 | 72 | 67 | 67 | 72 | 80 | 83 | 83 | 80 | 72 | 67 | 67 | 72 | 80 | 83 | 83 | 80
MFm1975CZ133 | MFm | 1975 | CZ13 | 3 | 74 | 74 | 74 | 74 | 83 | 83 | 83 | 83 | 74 | 74 | 74 | 74 | 83 | 83 | 83 | 83
MFm1975CZ134 | MFm | 1975 | CZ13 | 4 | 72 | 72 | 72 | 72 | 85 | 85 | 85 | 85 | 72 | 72 | 72 | 72 | 85 | 85 | 85 | 85
MFm1975CZ135 | MFm | 1975 | CZ13 | 5 | 70 | 67 | 67 | 70 | 90 | 90 | 90 | 90 | 70 | 67 | 67 | 70 | 90 | 90 | 90 | 90
MFm1985CZ131 | MFm | 1985 | CZ13 | 1 | 70 | 67 | 67 | 70 | 76 | 83 | 83 | 76 | 70 | 67 | 67 | 70 | 76 | 83 | 83 | 76
MFm1985CZ132 | MFm | 1985 | CZ13 | 2 | 70 | 70 | 70 | 70 | 80 | 83 | 83 | 80 | 70 | 70 | 70 | 70 | 80 | 83 | 83 | 80
MFm1985CZ133 | MFm | 1985 | CZ13 | 3 | 72 | 67 | 67 | 72 | 83 | 83 | 83 | 83 | 72 | 67 | 67 | 72 | 83 | 83 | 83 | 83
MFm1985CZ134 | MFm | 1985 | CZ13 | 4 | 74 | 74 | 74 | 74 | 85 | 85 | 85 | 85 | 74 | 74 | 74 | 74 | 85 | 85 | 85 | 85
MFm1985CZ135 | MFm | 1985 | CZ13 | 5 | 72 | 72 | 72 | 72 | 90 | 90 | 90 | 90 | 72 | 72 | 72 | 72 | 90 | 90 | 90 | 90
MFm1996CZ131 | MFm | 1996 | CZ13 | 1 | 70 | 70 | 70 | 70 | 76 | 83 | 83 | 76 | 70 | 70 | 70 | 70 | 76 | 83 | 83 | 76
MFm1996CZ132 | MFm | 1996 | CZ13 | 2 | 72 | 67 | 67 | 72 | 80 | 83 | 83 | 80 | 72 | 67 | 67 | 72 | 80 | 83 | 83 | 80
MFm1996CZ133 | MFm | 1996 | CZ13 | 3 | 74 | 74 | 74 | 74 | 83 | 83 | 83 | 83 | 74 | 74 | 74 | 74 | 83 | 83 | 83 | 83
MFm1996CZ134 | MFm | 1996 | CZ13 | 4 | 72 | 72 | 72 | 72 | 85 | 85 | 85 | 85 | 72 | 72 | 72 | 72 | 85 | 85 | 85 | 85
MFm1996CZ135 | MFm | 1996 | CZ13 | 5 | 70 | 67 | 67 | 70 | 90 | 90 | 90 | 90 | 70 | 67 | 67 | 70 | 90 | 90 | 90 | 90
MFm2003CZ131 | MFm | 2003 | CZ13 | 1 | 70 | 67 | 67 | 70 | 83 | 80 | 80 | 83 | 70 | 67 | 67 | 70 | 83 | 80 | 80 | 83
MFm2003CZ132 | MFm | 2003 | CZ13 | 2 | 70 | 70 | 70 | 70 | 80 | 80 | 80 | 80 | 70 | 70 | 70 | 70 | 80 | 80 | 80 | 80
MFm2003CZ133 | MFm | 2003 | CZ13 | 3 | 74 | 74 | 74 | 74 | 76 | 83 | 83 | 76 | 74 | 74 | 74 | 74 | 76 | 83 | 83 | 76
MFm2003CZ134 | MFm | 2003 | CZ13 | 4 | 72 | 67 | 67 | 72 | 80 | 83 | 83 | 80 | 72 | 67 | 67 | 72 | 80 | 83 | 83 | 80
MFm2003CZ135 | MFm | 2003 | CZ13 | 5 | 72 | 72 | 72 | 72 | 83 | 83 | 83 | 83 | 72 | 72 | 72 | 72 | 83 | 83 | 83 | 83
MFm2007CZ131 | MFm | 2007 | CZ13 | 1 | 70 | 70 | 70 | 70 | 83 | 76 | 76 | 83 | 70 | 70 | 70 | 70 | 83 | 76 | 76 | 83
MFm2007CZ132 | MFm | 2007 | CZ13 | 2 | 74 | 74 | 74 | 74 | 78 | 78 | 78 | 78 | 74 | 74 | 74 | 74 | 78 | 78 | 78 | 78
MFm2007CZ133 | MFm | 2007 | CZ13 | 3 | 72 | 72 | 72 | 72 | 83 | 80 | 80 | 83 | 72 | 72 | 72 | 72 | 83 | 80 | 80 | 83
MFm2007CZ134 | MFm | 2007 | CZ13 | 4 | 72 | 67 | 67 | 72 | 80 | 80 | 80 | 80 | 72 | 67 | 67 | 72 | 80 | 80 | 80 | 80
MFm2007CZ135 | MFm | 2007 | CZ13 | 5 | 70 | 67 | 67 | 70 | 76 | 83 | 83 | 76 | 70 | 67 | 67 | 70 | 76 | 83 | 83 | 76
MFm1975CZ141 | MFm | 1975 | CZ14 | 1 | 67 | 70 | 70 | 67 | 74 | 74 | 74 | 74 | 67 | 70 | 70 | 67 | 74 | 74 | 74 | 74
MFm1975CZ142 | MFm | 1975 | CZ14 | 2 | 67 | 72 | 72 | 67 | 83 | 76 | 76 | 83 | 67 | 72 | 72 | 67 | 83 | 76 | 76 | 83
MFm1975CZ143 | MFm | 1975 | CZ14 | 3 | 72 | 67 | 67 | 72 | 78 | 78 | 78 | 78 | 72 | 67 | 67 | 72 | 78 | 78 | 78 | 78
MFm1975CZ144 | MFm | 1975 | CZ14 | 4 | 70 | 70 | 70 | 70 | 83 | 80 | 80 | 83 | 70 | 70 | 70 | 70 | 83 | 80 | 80 | 83
MFm1975CZ145 | MFm | 1975 | CZ14 | 5 | 72 | 72 | 72 | 72 | 80 | 80 | 80 | 80 | 72 | 72 | 72 | 72 | 80 | 80 | 80 | 80
MFm1985CZ141 | MFm | 1985 | CZ14 | 1 | 72 | 67 | 67 | 72 | 78 | 78 | 78 | 78 | 72 | 67 | 67 | 72 | 78 | 78 | 78 | 78
MFm1985CZ142 | MFm | 1985 | CZ14 | 2 | 67 | 70 | 70 | 67 | 83 | 80 | 80 | 83 | 67 | 70 | 70 | 67 | 83 | 80 | 80 | 83
MFm1985CZ143 | MFm | 1985 | CZ14 | 3 | 67 | 67 | 67 | 67 | 80 | 80 | 80 | 80 | 67 | 67 | 67 | 67 | 80 | 80 | 80 | 80
MFm1985CZ144 | MFm | 1985 | CZ14 | 4 | 67 | 72 | 72 | 67 | 76 | 83 | 83 | 76 | 67 | 72 | 72 | 67 | 76 | 83 | 83 | 76
MFm1985CZ145 | MFm | 1985 | CZ14 | 5 | 70 | 70 | 70 | 70 | 80 | 83 | 83 | 80 | 70 | 70 | 70 | 70 | 80 | 83 | 83 | 80
MFm1996CZ141 | MFm | 1996 | CZ14 | 1 | 74 | 74 | 74 | 74 | 74 | 74 | 74 | 74 | 74 | 74 | 74 | 74 | 74 | 74 | 74 | 74
MFm1996CZ142 | MFm | 1996 | CZ14 | 2 | 72 | 72 | 72 | 72 | 83 | 76 | 76 | 83 | 72 | 72 | 72 | 72 | 83 | 76 | 76 | 83
MFm1996CZ143 | MFm | 1996 | CZ14 | 3 | 72 | 67 | 67 | 72 | 78 | 78 | 78 | 78 | 72 | 67 | 67 | 72 | 78 | 78 | 78 | 78
MFm1996CZ144 | MFm | 1996 | CZ14 | 4 | 70 | 67 | 67 | 70 | 83 | 80 | 80 | 83 | 70 | 67 | 67 | 70 | 83 | 80 | 80 | 83
MFm1996CZ145 | MFm | 1996 | CZ14 | 5 | 70 | 70 | 70 | 70 | 80 | 80 | 80 | 80 | 70 | 70 | 70 | 70 | 80 | 80 | 80 | 80
MFm2003CZ141 | MFm | 2003 | CZ14 | 1 | 72 | 72 | 72 | 72 | 74 | 74 | 74 | 74 | 72 | 72 | 72 | 72 | 74 | 74 | 74 | 74
MFm2003CZ142 | MFm | 2003 | CZ14 | 2 | 74 | 74 | 74 | 74 | 83 | 76 | 76 | 83 | 74 | 74 | 74 | 74 | 83 | 76 | 76 | 83
MFm2003CZ143 | MFm | 2003 | CZ14 | 3 | 70 | 67 | 67 | 70 | 78 | 78 | 78 | 78 | 70 | 67 | 67 | 70 | 78 | 78 | 78 | 78
MFm2003CZ144 | MFm | 2003 | CZ14 | 4 | 70 | 70 | 70 | 70 | 83 | 80 | 80 | 83 | 70 | 70 | 70 | 70 | 83 | 80 | 80 | 83
MFm2003CZ145 | MFm | 2003 | CZ14 | 5 | 72 | 67 | 67 | 72 | 80 | 80 | 80 | 80 | 72 | 67 | 67 | 72 | 80 | 80 | 80 | 80
MFm2007CZ141 | MFm | 2007 | CZ14 | 1 | 74 | 74 | 74 | 74 | 74 | 74 | 74 | 74 | 74 | 74 | 74 | 74 | 74 | 74 | 74 | 74
MFm2007CZ142 | MFm | 2007 | CZ14 | 2 | 72 | 72 | 72 | 72 | 83 | 76 | 76 | 83 | 72 | 72 | 72 | 72 | 83 | 76 | 76 | 83
MFm2007CZ143 | MFm | 2007 | CZ14 | 3 | 72 | 67 | 67 | 72 | 78 | 78 | 78 | 78 | 72 | 67 | 67 | 72 | 78 | 78 | 78 | 78
MFm2007CZ144 | MFm | 2007 | CZ14 | 4 | 70 | 67 | 67 | 70 | 83 | 80 | 80 | 83 | 70 | 67 | 67 | 70 | 83 | 80 | 80 | 83
MFm2007CZ145 | MFm | 2007 | CZ14 | 5 | 70 | 70 | 70 | 70 | 80 | 80 | 80 | 80 | 70 | 70 | 70 | 70 | 80 | 80 | 80 | 80
MFm1975CZ151 | MFm | 1975 | CZ15 | 1 | 72 | 72 | 72 | 72 | 80 | 80 | 80 | 80 | 72 | 72 | 72 | 72 | 80 | 80 | 80 | 80
MFm1975CZ152 | MFm | 1975 | CZ15 | 2 | 74 | 74 | 74 | 74 | 80 | 83 | 83 | 80 | 74 | 74 | 74 | 74 | 80 | 83 | 83 | 80
MFm1975CZ153 | MFm | 1975 | CZ15 | 3 | 70 | 67 | 67 | 70 | 83 | 83 | 83 | 83 | 70 | 67 | 67 | 70 | 83 | 83 | 83 | 83
MFm1975CZ154 | MFm | 1975 | CZ15 | 4 | 72 | 67 | 67 | 72 | 85 | 85 | 85 | 85 | 72 | 67 | 67 | 72 | 85 | 85 | 85 | 85
MFm1975CZ155 | MFm | 1975 | CZ15 | 5 | 70 | 70 | 70 | 70 | 90 | 90 | 90 | 90 | 70 | 70 | 70 | 70 | 90 | 90 | 90 | 90
MFm1985CZ151 | MFm | 1985 | CZ15 | 1 | 70 | 70 | 70 | 70 | 76 | 83 | 83 | 76 | 70 | 70 | 70 | 70 | 76 | 83 | 83 | 76
MFm1985CZ152 | MFm | 1985 | CZ15 | 2 | 74 | 74 | 74 | 74 | 80 | 83 | 83 | 80 | 74 | 74 | 74 | 74 | 80 | 83 | 83 | 80
MFm1985CZ153 | MFm | 1985 | CZ15 | 3 | 72 | 67 | 67 | 72 | 83 | 83 | 83 | 83 | 72 | 67 | 67 | 72 | 83 | 83 | 83 | 83
MFm1985CZ154 | MFm | 1985 | CZ15 | 4 | 72 | 72 | 72 | 72 | 85 | 85 | 85 | 85 | 72 | 72 | 72 | 72 | 85 | 85 | 85 | 85
MFm1985CZ155 | MFm | 1985 | CZ15 | 5 | 70 | 67 | 67 | 70 | 90 | 90 | 90 | 90 | 70 | 67 | 67 | 70 | 90 | 90 | 90 | 90
MFm1996CZ151 | MFm | 1996 | CZ15 | 1 | 70 | 67 | 67 | 70 | 76 | 83 | 83 | 76 | 70 | 67 | 67 | 70 | 76 | 83 | 83 | 76
MFm1996CZ152 | MFm | 1996 | CZ15 | 2 | 70 | 70 | 70 | 70 | 80 | 83 | 83 | 80 | 70 | 70 | 70 | 70 | 80 | 83 | 83 | 80
MFm1996CZ153 | MFm | 1996 | CZ15 | 3 | 72 | 67 | 67 | 72 | 83 | 83 | 83 | 83 | 72 | 67 | 67 | 72 | 83 | 83 | 83 | 83
MFm1996CZ154 | MFm | 1996 | CZ15 | 4 | 72 | 72 | 72 | 72 | 85 | 85 | 85 | 85 | 72 | 72 | 72 | 72 | 85 | 85 | 85 | 85
MFm1996CZ155 | MFm | 1996 | CZ15 | 5 | 74 | 74 | 74 | 74 | 90 | 90 | 90 | 90 | 74 | 74 | 74 | 74 | 90 | 90 | 90 | 90
MFm2003CZ151 | MFm | 2003 | CZ15 | 1 | 70 | 67 | 67 | 70 | 76 | 83 | 83 | 76 | 70 | 67 | 67 | 70 | 76 | 83 | 83 | 76
MFm2003CZ152 | MFm | 2003 | CZ15 | 2 | 70 | 70 | 70 | 70 | 80 | 83 | 83 | 80 | 70 | 70 | 70 | 70 | 80 | 83 | 83 | 80
MFm2003CZ153 | MFm | 2003 | CZ15 | 3 | 72 | 67 | 67 | 72 | 83 | 83 | 83 | 83 | 72 | 67 | 67 | 72 | 83 | 83 | 83 | 83
MFm2003CZ154 | MFm | 2003 | CZ15 | 4 | 72 | 72 | 72 | 72 | 85 | 85 | 85 | 85 | 72 | 72 | 72 | 72 | 85 | 85 | 85 | 85
MFm2003CZ155 | MFm | 2003 | CZ15 | 5 | 74 | 74 | 74 | 74 | 90 | 90 | 90 | 90 | 74 | 74 | 74 | 74 | 90 | 90 | 90 | 90
MFm2007CZ151 | MFm | 2007 | CZ15 | 1 | 70 | 67 | 67 | 70 | 76 | 83 | 83 | 76 | 70 | 67 | 67 | 70 | 76 | 83 | 83 | 76
MFm2007CZ152 | MFm | 2007 | CZ15 | 2 | 72 | 67 | 67 | 72 | 80 | 83 | 83 | 80 | 72 | 67 | 67 | 72 | 80 | 83 | 83 | 80
MFm2007CZ153 | MFm | 2007 | CZ15 | 3 | 72 | 72 | 72 | 72 | 83 | 83 | 83 | 83 | 72 | 72 | 72 | 72 | 83 | 83 | 83 | 83
MFm2007CZ154 | MFm | 2007 | CZ15 | 4 | 74 | 74 | 74 | 74 | 85 | 85 | 85 | 85 | 74 | 74 | 74 | 74 | 85 | 85 | 85 | 85
MFm2007CZ155 | MFm | 2007 | CZ15 | 5 | 70 | 70 | 70 | 70 | 90 | 90 | 90 | 90 | 70 | 70 | 70 | 70 | 90 | 90 | 90 | 90
MFm1975CZ161 | MFm | 1975 | CZ16 | 1 | 60 | 60 | 60 | 60 | 78 | 78 | 78 | 78 | 60 | 60 | 60 | 60 | 78 | 78 | 78 | 78
MFm1975CZ162 | MFm | 1975 | CZ16 | 2 | 67 | 67 | 67 | 67 | 83 | 80 | 80 | 83 | 67 | 67 | 67 | 67 | 83 | 80 | 80 | 83
MFm1975CZ163 | MFm | 1975 | CZ16 | 3 | 67 | 70 | 70 | 67 | 80 | 80 | 80 | 80 | 67 | 70 | 70 | 67 | 80 | 80 | 80 | 80
MFm1975CZ164 | MFm | 1975 | CZ16 | 4 | 67 | 72 | 72 | 67 | 76 | 83 | 83 | 76 | 67 | 72 | 72 | 67 | 76 | 83 | 83 | 76
MFm1975CZ165 | MFm | 1975 | CZ16 | 5 | 70 | 67 | 67 | 70 | 80 | 83 | 83 | 80 | 70 | 67 | 67 | 70 | 80 | 83 | 83 | 80
MFm1985CZ161 | MFm | 1985 | CZ16 | 1 | 60 | 60 | 60 | 60 | 74 | 74 | 74 | 74 | 60 | 60 | 60 | 60 | 74 | 74 | 74 | 74
MFm1985CZ162 | MFm | 1985 | CZ16 | 2 | 67 | 70 | 70 | 67 | 83 | 76 | 76 | 83 | 67 | 70 | 70 | 67 | 83 | 76 | 76 | 83
MFm1985CZ163 | MFm | 1985 | CZ16 | 3 | 67 | 72 | 72 | 67 | 78 | 78 | 78 | 78 | 67 | 72 | 72 | 67 | 78 | 78 | 78 | 78
MFm1985CZ164 | MFm | 1985 | CZ16 | 4 | 70 | 67 | 67 | 70 | 83 | 80 | 80 | 83 | 70 | 67 | 67 | 70 | 83 | 80 | 80 | 83
MFm1985CZ165 | MFm | 1985 | CZ16 | 5 | 67 | 67 | 67 | 67 | 80 | 80 | 80 | 80 | 67 | 67 | 67 | 67 | 80 | 80 | 80 | 80
MFm1996CZ161 | MFm | 1996 | CZ16 | 1 | 70 | 67 | 67 | 70 | 74 | 74 | 74 | 74 | 70 | 67 | 67 | 70 | 74 | 74 | 74 | 74
MFm1996CZ162 | MFm | 1996 | CZ16 | 2 | 70 | 70 | 70 | 70 | 83 | 76 | 76 | 83 | 70 | 70 | 70 | 70 | 83 | 76 | 76 | 83
MFm1996CZ163 | MFm | 1996 | CZ16 | 3 | 72 | 72 | 72 | 72 | 78 | 78 | 78 | 78 | 72 | 72 | 72 | 72 | 78 | 78 | 78 | 78
MFm1996CZ164 | MFm | 1996 | CZ16 | 4 | 74 | 74 | 74 | 74 | 83 | 80 | 80 | 83 | 74 | 74 | 74 | 74 | 83 | 80 | 80 | 83
MFm1996CZ165 | MFm | 1996 | CZ16 | 5 | 72 | 67 | 67 | 72 | 80 | 80 | 80 | 80 | 72 | 67 | 67 | 72 | 80 | 80 | 80 | 80
MFm2003CZ161 | MFm | 2003 | CZ16 | 1 | 72 | 72 | 72 | 72 | 74 | 74 | 74 | 74 | 72 | 72 | 72 | 72 | 74 | 74 | 74 | 74
MFm2003CZ162 | MFm | 2003 | CZ16 | 2 | 67 | 72 | 72 | 67 | 83 | 76 | 76 | 83 | 67 | 72 | 72 | 67 | 83 | 76 | 76 | 83
MFm2003CZ163 | MFm | 2003 | CZ16 | 3 | 72 | 67 | 67 | 72 | 78 | 78 | 78 | 78 | 72 | 67 | 67 | 72 | 78 | 78 | 78 | 78
MFm2003CZ164 | MFm | 2003 | CZ16 | 4 | 70 | 67 | 67 | 70 | 83 | 80 | 80 | 83 | 70 | 67 | 67 | 70 | 83 | 80 | 80 | 83
MFm2003CZ165 | MFm | 2003 | CZ16 | 5 | 70 | 70 | 70 | 70 | 80 | 80 | 80 | 80 | 70 | 70 | 70 | 70 | 80 | 80 | 80 | 80
MFm2007CZ161 | MFm | 2007 | CZ16 | 1 | 72 | 72 | 72 | 72 | 74 | 74 | 74 | 74 | 72 | 72 | 72 | 72 | 74 | 74 | 74 | 74
MFm2007CZ162 | MFm | 2007 | CZ16 | 2 | 72 | 67 | 67 | 72 | 83 | 76 | 76 | 83 | 72 | 67 | 67 | 72 | 83 | 76 | 76 | 83
MFm2007CZ163 | MFm | 2007 | CZ16 | 3 | 70 | 70 | 70 | 70 | 78 | 78 | 78 | 78 | 70 | 70 | 70 | 70 | 78 | 78 | 78 | 78
MFm2007CZ164 | MFm | 2007 | CZ16 | 4 | 67 | 72 | 72 | 67 | 83 | 80 | 80 | 83 | 67 | 72 | 72 | 67 | 83 | 80 | 80 | 83
MFm2007CZ165 | MFm | 2007 | CZ16 | 5 | 70 | 67 | 67 | 70 | 80 | 80 | 80 | 80 | 70 | 67 | 67 | 70 | 80 | 80 | 80 | 80

## 2017TstatWeights
the final weights copied from CalcWts tab
| BldgType | BldgVint | BldgLoc | 1 | 2 | 3 | 4 | 5
SFm1975CZ01 | SFm | 1975 | CZ01 | 0.54045 | 0.17348 | 0.093093 | 0.087893 | 0.10508
SFm1985CZ01 | SFm | 1985 | CZ01 | 0.30051 | 0.16697 | 0.16326 | 0.19274 | 0.17653
SFm1996CZ01 | SFm | 1996 | CZ01 | 0.46193 | 0.11969 | 0.18335 | 0.12143 | 0.1136
SFm2003CZ01 | SFm | 2003 | CZ01 | 0.4093 | 0.1197 | 0.18454 | 0.14948 | 0.13697
SFm2007CZ01 | SFm | 2007 | CZ01 | 0.44268 | 0.11645 | 0.22137 | 0.11347 | 0.10603
SFm1975CZ02 | SFm | 1975 | CZ02 | 0.51836 | 0.15665 | 0.10087 | 0.020393 | 0.20373
SFm1985CZ02 | SFm | 1985 | CZ02 | 0.02 | 0.02 | 0.83889 | 0.02 | 0.10111
SFm1996CZ02 | SFm | 1996 | CZ02 | 0.26962 | 0.29942 | 0.19007 | 0.072575 | 0.16831
SFm2003CZ02 | SFm | 2003 | CZ02 | 0.37764 | 0.56236 | 0.020001 | 0.020001 | 0.02
SFm2007CZ02 | SFm | 2007 | CZ02 | 0.39851 | 0.24047 | 0.099332 | 0.09234 | 0.16934
SFm1975CZ03 | SFm | 1975 | CZ03 | 0.21414 | 0.30315 | 0.02 | 0.24197 | 0.22074
SFm1985CZ03 | SFm | 1985 | CZ03 | 0.43065 | 0.18019 | 0.18239 | 0.085758 | 0.12101
SFm1996CZ03 | SFm | 1996 | CZ03 | 0.02 | 0.92 | 0.02 | 0.02 | 0.02
SFm2003CZ03 | SFm | 2003 | CZ03 | 0.59524 | 0.031918 | 0.098509 | 0.14565 | 0.12868
SFm2007CZ03 | SFm | 2007 | CZ03 | 0.090905 | 0.27313 | 0.29497 | 0.13532 | 0.20568
SFm1975CZ04 | SFm | 1975 | CZ04 | 0.30493 | 0.16337 | 0.20316 | 0.27873 | 0.049808
SFm1985CZ04 | SFm | 1985 | CZ04 | 0.1172 | 0.02 | 0.27602 | 0.28997 | 0.29681
SFm1996CZ04 | SFm | 1996 | CZ04 | 0.48033 | 0.02 | 0.45967 | 0.02 | 0.02
SFm2003CZ04 | SFm | 2003 | CZ04 | 0.10683 | 0.16335 | 0.62848 | 0.02 | 0.081342
SFm2007CZ04 | SFm | 2007 | CZ04 | 0.38943 | 0.15027 | 0.20534 | 0.21329 | 0.041677
SFm1975CZ05 | SFm | 1975 | CZ05 | 0.036869 | 0.081591 | 0.84153 | 0.020009 | 0.02
SFm1985CZ05 | SFm | 1985 | CZ05 | 0.51501 | 0.035764 | 0.10136 | 0.072596 | 0.27527
SFm1996CZ05 | SFm | 1996 | CZ05 | 0.50345 | 0.02 | 0.02 | 0.43655 | 0.020003
SFm2003CZ05 | SFm | 2003 | CZ05 | 0.31635 | 0.2665 | 0.22355 | 0.097678 | 0.095924
SFm2007CZ05 | SFm | 2007 | CZ05 | 0.035409 | 0.21525 | 0.02 | 0.70074 | 0.028601
SFm1975CZ06 | SFm | 1975 | CZ06 | 0.22583 | 0.02 | 0.073913 | 0.02 | 0.66026
SFm1985CZ06 | SFm | 1985 | CZ06 | 0.02008 | 0.28374 | 0.39373 | 0.025846 | 0.2766
SFm1996CZ06 | SFm | 1996 | CZ06 | 0.02 | 0.02 | 0.5485 | 0.28689 | 0.12461
SFm2003CZ06 | SFm | 2003 | CZ06 | 0.02 | 0.02 | 0.87202 | 0.067976 | 0.02
SFm2007CZ06 | SFm | 2007 | CZ06 | 0.20556 | 0.36947 | 0.02 | 0.02 | 0.38497
SFm1975CZ07 | SFm | 1975 | CZ07 | 0.26658 | 0.050468 | 0.53354 | 0.021641 | 0.12777
SFm1985CZ07 | SFm | 1985 | CZ07 | 0.24636 | 0.1513 | 0.4909 | 0.02 | 0.091443
SFm1996CZ07 | SFm | 1996 | CZ07 | 0.52439 | 0.02 | 0.12606 | 0.30955 | 0.02
SFm2003CZ07 | SFm | 2003 | CZ07 | 0.36463 | 0.070545 | 0.053391 | 0.26921 | 0.24223
SFm2007CZ07 | SFm | 2007 | CZ07 | 0.64168 | 0.29832 | 0.02 | 0.02 | 0.02
SFm1975CZ08 | SFm | 1975 | CZ08 | 0.02 | 0.21876 | 0.02 | 0.46996 | 0.27128
SFm1985CZ08 | SFm | 1985 | CZ08 | 0.31561 | 0.02 | 0.02 | 0.62439 | 0.02
SFm1996CZ08 | SFm | 1996 | CZ08 | 0.02 | 0.40516 | 0.53484 | 0.02 | 0.02
SFm2003CZ08 | SFm | 2003 | CZ08 | 0.57879 | 0.22359 | 0.02 | 0.088334 | 0.089288
SFm2007CZ08 | SFm | 2007 | CZ08 | 0.6328 | 0.02 | 0.11015 | 0.12184 | 0.11521
SFm1975CZ09 | SFm | 1975 | CZ09 | 0.02 | 0.50771 | 0.059162 | 0.15998 | 0.25316
SFm1985CZ09 | SFm | 1985 | CZ09 | 0.15732 | 0.18621 | 0.19401 | 0.17675 | 0.28571
SFm1996CZ09 | SFm | 1996 | CZ09 | 0.02 | 0.34092 | 0.02 | 0.31762 | 0.30145
SFm2003CZ09 | SFm | 2003 | CZ09 | 0.02 | 0.36388 | 0.02 | 0.57612 | 0.02
SFm2007CZ09 | SFm | 2007 | CZ09 | 0.02 | 0.83416 | 0.02 | 0.02 | 0.10584
SFm1975CZ10 | SFm | 1975 | CZ10 | 0.020046 | 0.64418 | 0.11814 | 0.13286 | 0.08478
SFm1985CZ10 | SFm | 1985 | CZ10 | 0.33047 | 0.21614 | 0.30929 | 0.090915 | 0.053187
SFm1996CZ10 | SFm | 1996 | CZ10 | 0.02 | 0.41261 | 0.02 | 0.52739 | 0.02
SFm2003CZ10 | SFm | 2003 | CZ10 | 0.15987 | 0.22654 | 0.15632 | 0.13488 | 0.3224
SFm2007CZ10 | SFm | 2007 | CZ10 | 0.32036 | 0.19016 | 0.15892 | 0.24688 | 0.083689
SFm1975CZ11 | SFm | 1975 | CZ11 | 0.068158 | 0.049141 | 0.43608 | 0.39438 | 0.052234
SFm1985CZ11 | SFm | 1985 | CZ11 | 0.031511 | 0.63845 | 0.18094 | 0.079189 | 0.069915
SFm1996CZ11 | SFm | 1996 | CZ11 | 0.15777 | 0.18389 | 0.089618 | 0.30931 | 0.25941
SFm2003CZ11 | SFm | 2003 | CZ11 | 0.095389 | 0.52017 | 0.051423 | 0.1233 | 0.20972
SFm2007CZ11 | SFm | 2007 | CZ11 | 0.56162 | 0.027796 | 0.2299 | 0.038534 | 0.14215
SFm1975CZ12 | SFm | 1975 | CZ12 | 0.25732 | 0.18709 | 0.15872 | 0.18243 | 0.21444
SFm1985CZ12 | SFm | 1985 | CZ12 | 0.027368 | 0.032366 | 0.21913 | 0.29042 | 0.43071
SFm1996CZ12 | SFm | 1996 | CZ12 | 0.02 | 0.062366 | 0.81391 | 0.02 | 0.083723
SFm2003CZ12 | SFm | 2003 | CZ12 | 0.30093 | 0.1062 | 0.16795 | 0.29837 | 0.12655
SFm2007CZ12 | SFm | 2007 | CZ12 | 0.098817 | 0.19355 | 0.31395 | 0.2123 | 0.18139
SFm1975CZ13 | SFm | 1975 | CZ13 | 0.23682 | 0.16276 | 0.14301 | 0.30968 | 0.14773
SFm1985CZ13 | SFm | 1985 | CZ13 | 0.50699 | 0.02 | 0.02 | 0.43301 | 0.02
SFm1996CZ13 | SFm | 1996 | CZ13 | 0.32485 | 0.28413 | 0.35102 | 0.02 | 0.02
SFm2003CZ13 | SFm | 2003 | CZ13 | 0.19881 | 0.024716 | 0.22757 | 0.17963 | 0.36927
SFm2007CZ13 | SFm | 2007 | CZ13 | 0.20844 | 0.050912 | 0.23575 | 0.051652 | 0.45324
SFm1975CZ14 | SFm | 1975 | CZ14 | 0.14491 | 0.21926 | 0.20096 | 0.20202 | 0.23284
SFm1985CZ14 | SFm | 1985 | CZ14 | 0.35132 | 0.11312 | 0.16516 | 0.20278 | 0.16762
SFm1996CZ14 | SFm | 1996 | CZ14 | 0.18635 | 0.58381 | 0.18856 | 0.020625 | 0.020651
SFm2003CZ14 | SFm | 2003 | CZ14 | 0.53912 | 0.14141 | 0.068488 | 0.075371 | 0.17561
SFm2007CZ14 | SFm | 2007 | CZ14 | 0.44239 | 0.02 | 0.02 | 0.02 | 0.49761
SFm1975CZ15 | SFm | 1975 | CZ15 | 0.02 | 0.02 | 0.02 | 0.02 | 0.92
SFm1985CZ15 | SFm | 1985 | CZ15 | 0.02 | 0.02 | 0.02 | 0.92 | 0.02
SFm1996CZ15 | SFm | 1996 | CZ15 | 0.02 | 0.02 | 0.66771 | 0.02 | 0.27229
SFm2003CZ15 | SFm | 2003 | CZ15 | 0.020166 | 0.54848 | 0.020652 | 0.15552 | 0.25519
SFm2007CZ15 | SFm | 2007 | CZ15 | 0.44139 | 0.20493 | 0.20143 | 0.020002 | 0.13226
SFm1975CZ16 | SFm | 1975 | CZ16 | 0.52182 | 0.02 | 0.032461 | 0.02 | 0.40572
SFm1985CZ16 | SFm | 1985 | CZ16 | 0.11154 | 0.23434 | 0.218 | 0.21206 | 0.22406
SFm1996CZ16 | SFm | 1996 | CZ16 | 0.02 | 0.58472 | 0.21157 | 0.093711 | 0.090005
SFm2003CZ16 | SFm | 2003 | CZ16 | 0.020246 | 0.052874 | 0.71318 | 0.024718 | 0.18898
SFm2007CZ16 | SFm | 2007 | CZ16 | 0.021652 | 0.39459 | 0.52509 | 0.038672 | 0.02

## 2017TstatUpload
BldgType | VintageYear | CZ | TStatIndex | TStatHtgMrn | TStatHtgDay | TStatHtgEve | TStatHtgNit | TStatClgMrn | TStatClgDay | TStatClgEve | TStatClgNit
SFm | 1975 | CZ01 | 1 | 55 | 55 | 55 | 55 | 74 | 74 | 74 | 74
SFm | 1975 | CZ01 | 2 | 60 | 60 | 60 | 60 | 83 | 76 | 76 | 83
SFm | 1975 | CZ01 | 3 | 68 | 68 | 68 | 68 | 78 | 78 | 78 | 78
SFm | 1975 | CZ01 | 4 | 70 | 65 | 65 | 70 | 83 | 80 | 80 | 83
SFm | 1975 | CZ01 | 5 | 68 | 65 | 65 | 68 | 80 | 80 | 80 | 80
SFm | 1985 | CZ01 | 1 | 55 | 55 | 55 | 55 | 74 | 74 | 74 | 74
SFm | 1985 | CZ01 | 2 | 68 | 65 | 65 | 68 | 83 | 76 | 76 | 83
SFm | 1985 | CZ01 | 3 | 68 | 68 | 68 | 68 | 78 | 78 | 78 | 78
SFm | 1985 | CZ01 | 4 | 60 | 60 | 60 | 60 | 83 | 80 | 80 | 83
SFm | 1985 | CZ01 | 5 | 65 | 65 | 65 | 65 | 80 | 80 | 80 | 80
SFm | 1996 | CZ01 | 1 | 55 | 55 | 55 | 55 | 74 | 74 | 74 | 74
SFm | 1996 | CZ01 | 2 | 65 | 70 | 70 | 65 | 83 | 76 | 76 | 83
SFm | 1996 | CZ01 | 3 | 60 | 60 | 60 | 60 | 78 | 78 | 78 | 78
SFm | 1996 | CZ01 | 4 | 68 | 65 | 65 | 68 | 83 | 80 | 80 | 83
SFm | 1996 | CZ01 | 5 | 68 | 68 | 68 | 68 | 80 | 80 | 80 | 80
SFm | 2003 | CZ01 | 1 | 55 | 55 | 55 | 55 | 74 | 74 | 74 | 74
SFm | 2003 | CZ01 | 2 | 68 | 68 | 68 | 68 | 83 | 76 | 76 | 83
SFm | 2003 | CZ01 | 3 | 60 | 60 | 60 | 60 | 78 | 78 | 78 | 78
SFm | 2003 | CZ01 | 4 | 65 | 65 | 65 | 65 | 83 | 80 | 80 | 83
SFm | 2003 | CZ01 | 5 | 65 | 68 | 68 | 65 | 80 | 80 | 80 | 80
SFm | Any | CZ01 | 1 | 60 | 60 | 60 | 60 | 74 | 74 | 74 | 74
SFm | Any | CZ01 | 2 | 68 | 65 | 65 | 68 | 83 | 76 | 76 | 83
SFm | Any | CZ01 | 3 | 55 | 55 | 55 | 55 | 78 | 78 | 78 | 78
SFm | Any | CZ01 | 4 | 65 | 70 | 70 | 65 | 83 | 80 | 80 | 83
SFm | Any | CZ01 | 5 | 68 | 68 | 68 | 68 | 80 | 80 | 80 | 80
SFm | 1975 | CZ02 | 1 | 65 | 65 | 65 | 65 | 80 | 80 | 80 | 80
SFm | 1975 | CZ02 | 2 | 60 | 60 | 60 | 60 | 76 | 83 | 83 | 76
SFm | 1975 | CZ02 | 3 | 63 | 63 | 63 | 63 | 80 | 83 | 83 | 80
SFm | 1975 | CZ02 | 4 | 61 | 61 | 61 | 61 | 83 | 83 | 83 | 83
SFm | 1975 | CZ02 | 5 | 68 | 65 | 65 | 68 | 82 | 81 | 81 | 82
SFm | 1985 | CZ02 | 1 | 68 | 65 | 65 | 68 | 78 | 78 | 78 | 78
SFm | 1985 | CZ02 | 2 | 60 | 60 | 60 | 60 | 83 | 80 | 80 | 83
SFm | 1985 | CZ02 | 3 | 68 | 68 | 68 | 68 | 76 | 83 | 83 | 76
SFm | 1985 | CZ02 | 4 | 65 | 70 | 70 | 65 | 83 | 83 | 83 | 83
SFm | 1985 | CZ02 | 5 | 70 | 65 | 65 | 70 | 90 | 90 | 90 | 90
SFm | 1996 | CZ02 | 1 | 65 | 68 | 68 | 65 | 78 | 78 | 78 | 78
SFm | 1996 | CZ02 | 2 | 65 | 70 | 70 | 65 | 80 | 80 | 80 | 80
SFm | 1996 | CZ02 | 3 | 65 | 65 | 65 | 65 | 76 | 83 | 83 | 76
SFm | 1996 | CZ02 | 4 | 55 | 55 | 55 | 55 | 83 | 83 | 83 | 83
SFm | 1996 | CZ02 | 5 | 60 | 60 | 60 | 60 | 90 | 90 | 90 | 90
SFm | 2003 | CZ02 | 1 | 60 | 60 | 60 | 60 | 83 | 76 | 76 | 83
SFm | 2003 | CZ02 | 2 | 70 | 65 | 65 | 70 | 78 | 78 | 78 | 78
SFm | 2003 | CZ02 | 3 | 65 | 65 | 65 | 65 | 80 | 80 | 80 | 80
SFm | 2003 | CZ02 | 4 | 65 | 68 | 68 | 65 | 76 | 83 | 83 | 76
SFm | 2003 | CZ02 | 5 | 55 | 55 | 55 | 55 | 80 | 83 | 83 | 80
SFm | Any | CZ02 | 1 | 65 | 68 | 68 | 65 | 74 | 74 | 74 | 74
SFm | Any | CZ02 | 2 | 68 | 65 | 65 | 68 | 83 | 76 | 76 | 83
SFm | Any | CZ02 | 3 | 65 | 65 | 65 | 65 | 78 | 78 | 78 | 78
SFm | Any | CZ02 | 4 | 65 | 65 | 65 | 65 | 83 | 80 | 80 | 83
SFm | Any | CZ02 | 5 | 65 | 68 | 68 | 65 | 80 | 80 | 80 | 80
SFm | 1975 | CZ03 | 1 | 68 | 68 | 68 | 68 | 80 | 75 | 75 | 80
SFm | 1975 | CZ03 | 2 | 60 | 60 | 60 | 60 | 77 | 77 | 77 | 77
SFm | 1975 | CZ03 | 3 | 65 | 65 | 65 | 65 | 80 | 78 | 78 | 80
SFm | 1975 | CZ03 | 4 | 68 | 63 | 63 | 68 | 78 | 75 | 75 | 78
SFm | 1975 | CZ03 | 5 | 64 | 68 | 68 | 64 | 76 | 76 | 76 | 76
SFm | 1985 | CZ03 | 1 | 70 | 70 | 70 | 70 | 74 | 74 | 74 | 74
SFm | 1985 | CZ03 | 2 | 68 | 65 | 65 | 68 | 83 | 76 | 76 | 83
SFm | 1985 | CZ03 | 3 | 65 | 65 | 65 | 65 | 78 | 78 | 78 | 78
SFm | 1985 | CZ03 | 4 | 70 | 65 | 65 | 70 | 83 | 80 | 80 | 83
SFm | 1985 | CZ03 | 5 | 68 | 68 | 68 | 68 | 80 | 80 | 80 | 80
SFm | 1996 | CZ03 | 1 | 68 | 65 | 65 | 68 | 80 | 76 | 76 | 80
SFm | 1996 | CZ03 | 2 | 70 | 65 | 65 | 70 | 77 | 77 | 77 | 77
SFm | 1996 | CZ03 | 3 | 65 | 68 | 68 | 65 | 80 | 78 | 78 | 80
SFm | 1996 | CZ03 | 4 | 68 | 68 | 68 | 68 | 78 | 78 | 78 | 78
SFm | 1996 | CZ03 | 5 | 65 | 65 | 65 | 65 | 76 | 80 | 80 | 76
SFm | 2003 | CZ03 | 1 | 70 | 65 | 65 | 70 | 83 | 76 | 76 | 83
SFm | 2003 | CZ03 | 2 | 63 | 63 | 63 | 63 | 78 | 78 | 78 | 78
SFm | 2003 | CZ03 | 3 | 68 | 68 | 68 | 68 | 83 | 80 | 80 | 83
SFm | 2003 | CZ03 | 4 | 68 | 68 | 68 | 68 | 80 | 77 | 77 | 80
SFm | 2003 | CZ03 | 5 | 67 | 67 | 67 | 67 | 76 | 80 | 80 | 76
SFm | Any | CZ03 | 1 | 60 | 60 | 60 | 60 | 74 | 74 | 74 | 74
SFm | Any | CZ03 | 2 | 68 | 65 | 65 | 68 | 83 | 76 | 76 | 83
SFm | Any | CZ03 | 3 | 65 | 70 | 70 | 65 | 77 | 77 | 77 | 77
SFm | Any | CZ03 | 4 | 68 | 68 | 68 | 68 | 80 | 75 | 75 | 80
SFm | Any | CZ03 | 5 | 65 | 68 | 68 | 65 | 75 | 75 | 75 | 75
SFm | 1975 | CZ04 | 1 | 60 | 60 | 60 | 60 | 78 | 78 | 78 | 78
SFm | 1975 | CZ04 | 2 | 65 | 65 | 65 | 65 | 83 | 80 | 80 | 83
SFm | 1975 | CZ04 | 3 | 65 | 68 | 68 | 65 | 80 | 80 | 80 | 80
SFm | 1975 | CZ04 | 4 | 65 | 70 | 70 | 65 | 76 | 83 | 83 | 76
SFm | 1975 | CZ04 | 5 | 55 | 55 | 55 | 55 | 80 | 83 | 83 | 80
SFm | 1985 | CZ04 | 1 | 70 | 65 | 65 | 70 | 74 | 74 | 74 | 74
SFm | 1985 | CZ04 | 2 | 60 | 60 | 60 | 60 | 83 | 76 | 76 | 83
SFm | 1985 | CZ04 | 3 | 68 | 68 | 68 | 68 | 78 | 78 | 78 | 78
SFm | 1985 | CZ04 | 4 | 65 | 70 | 70 | 65 | 83 | 80 | 80 | 83
SFm | 1985 | CZ04 | 5 | 68 | 65 | 65 | 68 | 80 | 80 | 80 | 80
SFm | 1996 | CZ04 | 1 | 69 | 66 | 66 | 69 | 78 | 80 | 80 | 78
SFm | 1996 | CZ04 | 2 | 68 | 65 | 65 | 68 | 78 | 82 | 82 | 78
SFm | 1996 | CZ04 | 3 | 68 | 70 | 70 | 68 | 83 | 80 | 80 | 83
SFm | 1996 | CZ04 | 4 | 68 | 68 | 68 | 68 | 80 | 79 | 79 | 80
SFm | 1996 | CZ04 | 5 | 65 | 68 | 68 | 65 | 76 | 83 | 83 | 76
SFm | 2003 | CZ04 | 1 | 65 | 70 | 70 | 65 | 74 | 74 | 74 | 74
SFm | 2003 | CZ04 | 2 | 65 | 65 | 65 | 65 | 83 | 76 | 76 | 83
SFm | 2003 | CZ04 | 3 | 68 | 65 | 65 | 68 | 78 | 78 | 78 | 78
SFm | 2003 | CZ04 | 4 | 55 | 55 | 55 | 55 | 83 | 80 | 80 | 83
SFm | 2003 | CZ04 | 5 | 60 | 60 | 60 | 60 | 80 | 80 | 80 | 80
SFm | Any | CZ04 | 1 | 65 | 68 | 68 | 65 | 74 | 74 | 74 | 74
SFm | Any | CZ04 | 2 | 65 | 65 | 65 | 65 | 83 | 76 | 76 | 83
SFm | Any | CZ04 | 3 | 68 | 65 | 65 | 68 | 78 | 78 | 78 | 78
SFm | Any | CZ04 | 4 | 68 | 68 | 68 | 68 | 83 | 80 | 80 | 83
SFm | Any | CZ04 | 5 | 60 | 60 | 60 | 60 | 80 | 80 | 80 | 80
SFm | 1975 | CZ05 | 1 | 60 | 60 | 60 | 60 | 75 | 74 | 74 | 75
SFm | 1975 | CZ05 | 2 | 65 | 65 | 65 | 65 | 76 | 76 | 76 | 76
SFm | 1975 | CZ05 | 3 | 68 | 65 | 65 | 68 | 77 | 74 | 74 | 77
SFm | 1975 | CZ05 | 4 | 65 | 68 | 68 | 65 | 76 | 76 | 76 | 76
SFm | 1975 | CZ05 | 5 | 65 | 65 | 65 | 65 | 80 | 80 | 80 | 80
SFm | 1985 | CZ05 | 1 | 65 | 70 | 70 | 65 | 75 | 74 | 74 | 75
SFm | 1985 | CZ05 | 2 | 65 | 65 | 65 | 65 | 75 | 75 | 75 | 75
SFm | 1985 | CZ05 | 3 | 70 | 65 | 65 | 70 | 80 | 75 | 74 | 80
SFm | 1985 | CZ05 | 4 | 68 | 65 | 65 | 68 | 76 | 76 | 74 | 76
SFm | 1985 | CZ05 | 5 | 68 | 68 | 68 | 68 | 74 | 74 | 74 | 74
SFm | 1996 | CZ05 | 1 | 70 | 72 | 72 | 70 | 75 | 75 | 75 | 75
SFm | 1996 | CZ05 | 2 | 69 | 70 | 70 | 69 | 76 | 76 | 76 | 76
SFm | 1996 | CZ05 | 3 | 68 | 68 | 68 | 68 | 80 | 75 | 75 | 80
SFm | 1996 | CZ05 | 4 | 69 | 72 | 72 | 69 | 76 | 76 | 76 | 76
SFm | 1996 | CZ05 | 5 | 72 | 72 | 72 | 72 | 75 | 74 | 74 | 75
SFm | 2003 | CZ05 | 1 | 70 | 72 | 72 | 70 | 75 | 75 | 75 | 75
SFm | 2003 | CZ05 | 2 | 68 | 68 | 68 | 68 | 76 | 76 | 76 | 76
SFm | 2003 | CZ05 | 3 | 70 | 65 | 65 | 70 | 80 | 75 | 75 | 80
SFm | 2003 | CZ05 | 4 | 68 | 70 | 70 | 68 | 76 | 74 | 74 | 76
SFm | 2003 | CZ05 | 5 | 70 | 70 | 70 | 70 | 75 | 74 | 74 | 75
SFm | Any | CZ05 | 1 | 65 | 65 | 65 | 65 | 75 | 74 | 74 | 75
SFm | Any | CZ05 | 2 | 65 | 70 | 70 | 65 | 76 | 75 | 74 | 76
SFm | Any | CZ05 | 3 | 68 | 65 | 65 | 68 | 80 | 75 | 75 | 80
SFm | Any | CZ05 | 4 | 68 | 68 | 68 | 68 | 76 | 74 | 74 | 76
SFm | Any | CZ05 | 5 | 65 | 65 | 65 | 65 | 75 | 74 | 74 | 75
SFm | 1975 | CZ06 | 1 | 65 | 65 | 65 | 65 | 74 | 74 | 74 | 74
SFm | 1975 | CZ06 | 2 | 60 | 60 | 60 | 60 | 83 | 76 | 76 | 83
SFm | 1975 | CZ06 | 3 | 65 | 68 | 68 | 65 | 78 | 78 | 78 | 78
SFm | 1975 | CZ06 | 4 | 65 | 68 | 68 | 65 | 83 | 80 | 80 | 83
SFm | 1975 | CZ06 | 5 | 68 | 65 | 65 | 68 | 80 | 80 | 80 | 80
SFm | 1985 | CZ06 | 1 | 68 | 65 | 65 | 68 | 74 | 74 | 74 | 74
SFm | 1985 | CZ06 | 2 | 70 | 65 | 65 | 70 | 83 | 76 | 76 | 83
SFm | 1985 | CZ06 | 3 | 70 | 70 | 70 | 70 | 78 | 78 | 78 | 78
SFm | 1985 | CZ06 | 4 | 60 | 60 | 60 | 60 | 83 | 80 | 80 | 83
SFm | 1985 | CZ06 | 5 | 68 | 68 | 68 | 68 | 83 | 83 | 83 | 83
SFm | 1996 | CZ06 | 1 | 68 | 65 | 65 | 68 | 74 | 74 | 74 | 74
SFm | 1996 | CZ06 | 2 | 68 | 68 | 68 | 68 | 83 | 76 | 76 | 83
SFm | 1996 | CZ06 | 3 | 72 | 72 | 72 | 72 | 78 | 78 | 78 | 78
SFm | 1996 | CZ06 | 4 | 70 | 65 | 65 | 70 | 83 | 80 | 80 | 83
SFm | 1996 | CZ06 | 5 | 68 | 68 | 68 | 68 | 80 | 80 | 80 | 80
SFm | 2003 | CZ06 | 1 | 69 | 69 | 69 | 69 | 77 | 77 | 77 | 77
SFm | 2003 | CZ06 | 2 | 68 | 70 | 70 | 68 | 83 | 76 | 76 | 83
SFm | 2003 | CZ06 | 3 | 70 | 65 | 65 | 70 | 78 | 78 | 78 | 78
SFm | 2003 | CZ06 | 4 | 70 | 68 | 68 | 70 | 83 | 80 | 80 | 83
SFm | 2003 | CZ06 | 5 | 65 | 70 | 70 | 65 | 80 | 78 | 78 | 80
SFm | Any | CZ06 | 1 | 68 | 68 | 68 | 68 | 74 | 74 | 74 | 74
SFm | Any | CZ06 | 2 | 70 | 65 | 65 | 70 | 83 | 76 | 76 | 83
SFm | Any | CZ06 | 3 | 60 | 60 | 60 | 60 | 78 | 78 | 78 | 78
SFm | Any | CZ06 | 4 | 65 | 68 | 68 | 65 | 83 | 80 | 80 | 83
SFm | Any | CZ06 | 5 | 70 | 70 | 70 | 70 | 80 | 80 | 80 | 80
SFm | 1975 | CZ07 | 1 | 70 | 70 | 70 | 70 | 74 | 74 | 74 | 74
SFm | 1975 | CZ07 | 2 | 65 | 68 | 68 | 65 | 78 | 78 | 78 | 78
SFm | 1975 | CZ07 | 3 | 70 | 70 | 70 | 70 | 83 | 80 | 80 | 83
SFm | 1975 | CZ07 | 4 | 68 | 68 | 68 | 68 | 74 | 74 | 74 | 74
SFm | 1975 | CZ07 | 5 | 68 | 65 | 65 | 68 | 83 | 76 | 76 | 83
SFm | 1985 | CZ07 | 1 | 72 | 72 | 72 | 72 | 74 | 74 | 74 | 74
SFm | 1985 | CZ07 | 2 | 68 | 65 | 65 | 68 | 78 | 78 | 78 | 78
SFm | 1985 | CZ07 | 3 | 72 | 72 | 72 | 72 | 83 | 80 | 80 | 83
SFm | 1985 | CZ07 | 4 | 65 | 70 | 70 | 65 | 74 | 74 | 74 | 74
SFm | 1985 | CZ07 | 5 | 68 | 68 | 68 | 68 | 83 | 76 | 76 | 83
SFm | 1996 | CZ07 | 1 | 72 | 70 | 70 | 72 | 76 | 80 | 80 | 76
SFm | 1996 | CZ07 | 2 | 70 | 74 | 74 | 70 | 80 | 80 | 80 | 80
SFm | 1996 | CZ07 | 3 | 72 | 72 | 72 | 72 | 83 | 78 | 87 | 83
SFm | 1996 | CZ07 | 4 | 73 | 70 | 70 | 73 | 82 | 78 | 79 | 82
SFm | 1996 | CZ07 | 5 | 70 | 72 | 72 | 70 | 83 | 80 | 80 | 83
SFm | 2003 | CZ07 | 1 | 68 | 72 | 72 | 68 | 76 | 75 | 75 | 76
SFm | 2003 | CZ07 | 2 | 70 | 68 | 68 | 70 | 78 | 78 | 78 | 78
SFm | 2003 | CZ07 | 3 | 65 | 70 | 70 | 65 | 83 | 76 | 76 | 83
SFm | 2003 | CZ07 | 4 | 70 | 72 | 72 | 70 | 75 | 75 | 75 | 75
SFm | 2003 | CZ07 | 5 | 71 | 70 | 70 | 71 | 80 | 75 | 75 | 80
SFm | Any | CZ07 | 1 | 68 | 68 | 68 | 68 | 74 | 74 | 74 | 74
SFm | Any | CZ07 | 2 | 70 | 70 | 70 | 70 | 78 | 76 | 76 | 78
SFm | Any | CZ07 | 3 | 68 | 68 | 68 | 68 | 80 | 76 | 76 | 80
SFm | Any | CZ07 | 4 | 65 | 70 | 70 | 65 | 74 | 74 | 74 | 74
SFm | Any | CZ07 | 5 | 68 | 65 | 65 | 68 | 80 | 75 | 75 | 80
SFm | 1975 | CZ08 | 1 | 60 | 60 | 60 | 60 | 80 | 78 | 78 | 80
SFm | 1975 | CZ08 | 2 | 68 | 65 | 65 | 68 | 78 | 78 | 78 | 78
SFm | 1975 | CZ08 | 3 | 68 | 68 | 68 | 68 | 83 | 80 | 80 | 83
SFm | 1975 | CZ08 | 4 | 68 | 70 | 70 | 68 | 76 | 83 | 83 | 76
SFm | 1975 | CZ08 | 5 | 69 | 69 | 69 | 69 | 80 | 83 | 83 | 80
SFm | 1985 | CZ08 | 1 | 70 | 70 | 70 | 70 | 80 | 78 | 77 | 80
SFm | 1985 | CZ08 | 2 | 68 | 70 | 70 | 68 | 83 | 78 | 78 | 83
SFm | 1985 | CZ08 | 3 | 68 | 72 | 72 | 68 | 78 | 78 | 78 | 78
SFm | 1985 | CZ08 | 4 | 70 | 72 | 72 | 70 | 83 | 80 | 80 | 83
SFm | 1985 | CZ08 | 5 | 70 | 65 | 65 | 70 | 80 | 80 | 80 | 80
SFm | 1996 | CZ08 | 1 | 72 | 65 | 65 | 72 | 78 | 80 | 80 | 78
SFm | 1996 | CZ08 | 2 | 71 | 72 | 72 | 71 | 83 | 80 | 80 | 83
SFm | 1996 | CZ08 | 3 | 70 | 73 | 73 | 70 | 80 | 82 | 82 | 80
SFm | 1996 | CZ08 | 4 | 70 | 70 | 70 | 70 | 83 | 80 | 80 | 83
SFm | 1996 | CZ08 | 5 | 70 | 72 | 72 | 70 | 80 | 78 | 78 | 80
SFm | 2003 | CZ08 | 1 | 68 | 65 | 65 | 68 | 76 | 76 | 76 | 76
SFm | 2003 | CZ08 | 2 | 68 | 70 | 70 | 68 | 83 | 76 | 76 | 83
SFm | 2003 | CZ08 | 3 | 68 | 68 | 68 | 68 | 78 | 78 | 78 | 78
SFm | 2003 | CZ08 | 4 | 68 | 70 | 70 | 69 | 83 | 78 | 78 | 83
SFm | 2003 | CZ08 | 5 | 70 | 70 | 70 | 70 | 80 | 80 | 80 | 80
SFm | Any | CZ08 | 1 | 68 | 65 | 65 | 68 | 74 | 74 | 74 | 74
SFm | Any | CZ08 | 2 | 65 | 70 | 70 | 65 | 83 | 76 | 76 | 83
SFm | Any | CZ08 | 3 | 70 | 65 | 65 | 70 | 78 | 78 | 78 | 78
SFm | Any | CZ08 | 4 | 70 | 70 | 70 | 70 | 83 | 78 | 78 | 83
SFm | Any | CZ08 | 5 | 70 | 68 | 68 | 70 | 78 | 78 | 78 | 78
SFm | 1975 | CZ09 | 1 | 65 | 65 | 65 | 65 | 83 | 78 | 78 | 83
SFm | 1975 | CZ09 | 2 | 68 | 68 | 68 | 68 | 78 | 78 | 78 | 78
SFm | 1975 | CZ09 | 3 | 65 | 70 | 70 | 65 | 83 | 80 | 80 | 83
SFm | 1975 | CZ09 | 4 | 68 | 65 | 65 | 68 | 76 | 83 | 83 | 76
SFm | 1975 | CZ09 | 5 | 70 | 68 | 68 | 70 | 82 | 82 | 82 | 82
SFm | 1985 | CZ09 | 1 | 72 | 72 | 72 | 72 | 78 | 78 | 78 | 78
SFm | 1985 | CZ09 | 2 | 68 | 68 | 68 | 68 | 83 | 80 | 80 | 83
SFm | 1985 | CZ09 | 3 | 70 | 65 | 65 | 70 | 80 | 80 | 80 | 80
SFm | 1985 | CZ09 | 4 | 68 | 70 | 70 | 68 | 76 | 83 | 83 | 76
SFm | 1985 | CZ09 | 5 | 68 | 79 | 79 | 68 | 85 | 85 | 85 | 85
SFm | 1996 | CZ09 | 1 | 72 | 68 | 68 | 72 | 80 | 80 | 80 | 80
SFm | 1996 | CZ09 | 2 | 70 | 72 | 72 | 70 | 83 | 81 | 81 | 83
SFm | 1996 | CZ09 | 3 | 70 | 65 | 65 | 70 | 78 | 80 | 80 | 78
SFm | 1996 | CZ09 | 4 | 70 | 74 | 74 | 70 | 83 | 80 | 80 | 83
SFm | 1996 | CZ09 | 5 | 72 | 72 | 72 | 72 | 78 | 83 | 83 | 78
SFm | 2003 | CZ09 | 1 | 65 | 70 | 70 | 65 | 74 | 74 | 74 | 74
SFm | 2003 | CZ09 | 2 | 68 | 68 | 68 | 68 | 83 | 76 | 76 | 83
SFm | 2003 | CZ09 | 3 | 68 | 65 | 65 | 68 | 78 | 78 | 78 | 78
SFm | 2003 | CZ09 | 4 | 70 | 70 | 70 | 70 | 83 | 80 | 80 | 83
SFm | 2003 | CZ09 | 5 | 65 | 65 | 65 | 65 | 80 | 80 | 80 | 80
SFm | Any | CZ09 | 1 | 68 | 68 | 68 | 68 | 78 | 76 | 76 | 78
SFm | Any | CZ09 | 2 | 70 | 65 | 65 | 70 | 83 | 76 | 76 | 83
SFm | Any | CZ09 | 3 | 68 | 65 | 65 | 68 | 78 | 78 | 78 | 78
SFm | Any | CZ09 | 4 | 65 | 70 | 70 | 65 | 83 | 78 | 78 | 83
SFm | Any | CZ09 | 5 | 70 | 70 | 70 | 70 | 80 | 80 | 80 | 80
SFm | 1975 | CZ10 | 1 | 60 | 60 | 60 | 60 | 83 | 80 | 80 | 83
SFm | 1975 | CZ10 | 2 | 65 | 68 | 68 | 65 | 76 | 83 | 83 | 76
SFm | 1975 | CZ10 | 3 | 65 | 65 | 65 | 65 | 80 | 83 | 83 | 80
SFm | 1975 | CZ10 | 4 | 65 | 70 | 70 | 65 | 85 | 85 | 85 | 85
SFm | 1975 | CZ10 | 5 | 68 | 68 | 68 | 68 | 90 | 90 | 90 | 90
SFm | 1985 | CZ10 | 1 | 68 | 65 | 65 | 68 | 83 | 80 | 80 | 83
SFm | 1985 | CZ10 | 2 | 65 | 68 | 68 | 65 | 80 | 80 | 80 | 80
SFm | 1985 | CZ10 | 3 | 72 | 72 | 72 | 72 | 76 | 83 | 83 | 76
SFm | 1985 | CZ10 | 4 | 70 | 65 | 65 | 70 | 85 | 85 | 85 | 85
SFm | 1985 | CZ10 | 5 | 68 | 68 | 68 | 68 | 90 | 90 | 90 | 90
SFm | 1996 | CZ10 | 1 | 68 | 70 | 70 | 68 | 85 | 78 | 78 | 85
SFm | 1996 | CZ10 | 2 | 70 | 70 | 70 | 70 | 83 | 80 | 80 | 83
SFm | 1996 | CZ10 | 3 | 69 | 69 | 69 | 69 | 80 | 80 | 80 | 80
SFm | 1996 | CZ10 | 4 | 70 | 68 | 68 | 70 | 78 | 78 | 78 | 78
SFm | 1996 | CZ10 | 5 | 70 | 65 | 65 | 70 | 80 | 78 | 78 | 80
SFm | 2003 | CZ10 | 1 | 65 | 70 | 70 | 65 | 74 | 74 | 74 | 74
SFm | 2003 | CZ10 | 2 | 68 | 68 | 68 | 68 | 83 | 76 | 76 | 83
SFm | 2003 | CZ10 | 3 | 70 | 65 | 65 | 70 | 78 | 78 | 78 | 78
SFm | 2003 | CZ10 | 4 | 70 | 70 | 70 | 70 | 83 | 80 | 80 | 83
SFm | 2003 | CZ10 | 5 | 68 | 65 | 65 | 68 | 80 | 80 | 80 | 80
SFm | Any | CZ10 | 1 | 68 | 68 | 68 | 68 | 74 | 74 | 74 | 74
SFm | Any | CZ10 | 2 | 70 | 65 | 65 | 70 | 83 | 76 | 76 | 83
SFm | Any | CZ10 | 3 | 70 | 70 | 70 | 70 | 78 | 76 | 76 | 78
SFm | Any | CZ10 | 4 | 68 | 65 | 65 | 68 | 80 | 76 | 76 | 80
SFm | Any | CZ10 | 5 | 72 | 72 | 72 | 72 | 76 | 76 | 76 | 76
SFm | 1975 | CZ11 | 1 | 60 | 60 | 60 | 60 | 76 | 83 | 83 | 76
SFm | 1975 | CZ11 | 2 | 65 | 68 | 68 | 65 | 80 | 83 | 83 | 80
SFm | 1975 | CZ11 | 3 | 65 | 70 | 70 | 65 | 83 | 83 | 83 | 83
SFm | 1975 | CZ11 | 4 | 55 | 55 | 55 | 55 | 85 | 85 | 85 | 85
SFm | 1975 | CZ11 | 5 | 68 | 65 | 65 | 68 | 90 | 90 | 90 | 90
SFm | 1985 | CZ11 | 1 | 60 | 60 | 60 | 60 | 78 | 78 | 78 | 78
SFm | 1985 | CZ11 | 2 | 65 | 65 | 65 | 65 | 83 | 83 | 83 | 83
SFm | 1985 | CZ11 | 3 | 68 | 65 | 65 | 68 | 80 | 80 | 80 | 80
SFm | 1985 | CZ11 | 4 | 65 | 70 | 70 | 65 | 80 | 83 | 83 | 80
SFm | 1985 | CZ11 | 5 | 68 | 68 | 68 | 68 | 85 | 85 | 85 | 85
SFm | 1996 | CZ11 | 1 | 65 | 68 | 68 | 65 | 76 | 83 | 83 | 76
SFm | 1996 | CZ11 | 2 | 68 | 65 | 65 | 68 | 78 | 78 | 78 | 78
SFm | 1996 | CZ11 | 3 | 68 | 68 | 68 | 68 | 80 | 83 | 83 | 80
SFm | 1996 | CZ11 | 4 | 70 | 65 | 65 | 70 | 83 | 83 | 83 | 83
SFm | 1996 | CZ11 | 5 | 60 | 60 | 60 | 60 | 85 | 85 | 85 | 85
SFm | 2003 | CZ11 | 1 | 65 | 68 | 68 | 65 | 76 | 83 | 83 | 76
SFm | 2003 | CZ11 | 2 | 60 | 60 | 60 | 60 | 80 | 80 | 80 | 80
SFm | 2003 | CZ11 | 3 | 65 | 65 | 65 | 65 | 83 | 80 | 80 | 83
SFm | 2003 | CZ11 | 4 | 65 | 68 | 68 | 65 | 80 | 80 | 80 | 80
SFm | 2003 | CZ11 | 5 | 65 | 65 | 65 | 65 | 85 | 85 | 85 | 85
SFm | Any | CZ11 | 1 | 62 | 65 | 65 | 62 | 83 | 76 | 76 | 83
SFm | Any | CZ11 | 2 | 60 | 60 | 60 | 60 | 76 | 83 | 83 | 76
SFm | Any | CZ11 | 3 | 63 | 65 | 68 | 62 | 78 | 78 | 78 | 78
SFm | Any | CZ11 | 4 | 63 | 68 | 68 | 63 | 83 | 80 | 80 | 83
SFm | Any | CZ11 | 5 | 63 | 65 | 65 | 63 | 79 | 79 | 79 | 79
SFm | 1975 | CZ12 | 1 | 68 | 68 | 68 | 68 | 80 | 80 | 80 | 80
SFm | 1975 | CZ12 | 2 | 65 | 70 | 70 | 65 | 76 | 83 | 83 | 76
SFm | 1975 | CZ12 | 3 | 55 | 55 | 55 | 55 | 80 | 83 | 83 | 80
SFm | 1975 | CZ12 | 4 | 60 | 60 | 60 | 60 | 83 | 83 | 83 | 83
SFm | 1975 | CZ12 | 5 | 65 | 65 | 65 | 65 | 85 | 85 | 85 | 85
SFm | 1985 | CZ12 | 1 | 65 | 65 | 65 | 65 | 78 | 78 | 78 | 78
SFm | 1985 | CZ12 | 2 | 60 | 60 | 60 | 60 | 83 | 80 | 80 | 83
SFm | 1985 | CZ12 | 3 | 65 | 68 | 68 | 65 | 80 | 80 | 80 | 80
SFm | 1985 | CZ12 | 4 | 65 | 70 | 70 | 65 | 76 | 83 | 83 | 76
SFm | 1985 | CZ12 | 5 | 68 | 68 | 68 | 68 | 85 | 85 | 85 | 85
SFm | 1996 | CZ12 | 1 | 65 | 70 | 70 | 65 | 83 | 76 | 76 | 83
SFm | 1996 | CZ12 | 2 | 68 | 68 | 68 | 68 | 78 | 78 | 78 | 78
SFm | 1996 | CZ12 | 3 | 68 | 65 | 65 | 68 | 83 | 80 | 80 | 83
SFm | 1996 | CZ12 | 4 | 60 | 60 | 60 | 60 | 80 | 80 | 80 | 80
SFm | 1996 | CZ12 | 5 | 65 | 65 | 65 | 65 | 76 | 83 | 83 | 76
SFm | 2003 | CZ12 | 1 | 65 | 70 | 70 | 65 | 83 | 83 | 83 | 83
SFm | 2003 | CZ12 | 2 | 68 | 65 | 65 | 68 | 83 | 76 | 76 | 83
SFm | 2003 | CZ12 | 3 | 65 | 65 | 65 | 65 | 78 | 78 | 78 | 78
SFm | 2003 | CZ12 | 4 | 60 | 60 | 60 | 60 | 83 | 80 | 80 | 83
SFm | 2003 | CZ12 | 5 | 68 | 68 | 68 | 68 | 76 | 83 | 83 | 76
SFm | Any | CZ12 | 1 | 65 | 70 | 70 | 65 | 74 | 74 | 74 | 74
SFm | Any | CZ12 | 2 | 68 | 68 | 68 | 68 | 83 | 76 | 76 | 83
SFm | Any | CZ12 | 3 | 60 | 60 | 60 | 60 | 78 | 78 | 78 | 78
SFm | Any | CZ12 | 4 | 68 | 65 | 65 | 68 | 83 | 80 | 80 | 83
SFm | Any | CZ12 | 5 | 70 | 65 | 65 | 70 | 80 | 80 | 80 | 80
SFm | 1975 | CZ13 | 1 | 63 | 65 | 65 | 63 | 77 | 83 | 83 | 77
SFm | 1975 | CZ13 | 2 | 65 | 65 | 65 | 65 | 80 | 83 | 83 | 80
SFm | 1975 | CZ13 | 3 | 66 | 65 | 65 | 66 | 83 | 83 | 83 | 83
SFm | 1975 | CZ13 | 4 | 60 | 60 | 60 | 60 | 85 | 85 | 85 | 85
SFm | 1975 | CZ13 | 5 | 63 | 68 | 68 | 63 | 82 | 82 | 82 | 82
SFm | 1985 | CZ13 | 1 | 65 | 68 | 68 | 65 | 82 | 80 | 80 | 82
SFm | 1985 | CZ13 | 2 | 64 | 67 | 67 | 64 | 80 | 83 | 83 | 80
SFm | 1985 | CZ13 | 3 | 64 | 65 | 65 | 64 | 83 | 83 | 83 | 83
SFm | 1985 | CZ13 | 4 | 63 | 68 | 68 | 63 | 85 | 85 | 85 | 85
SFm | 1985 | CZ13 | 5 | 63 | 63 | 63 | 63 | 82 | 82 | 82 | 82
SFm | 1996 | CZ13 | 1 | 65 | 70 | 68 | 65 | 80 | 83 | 83 | 80
SFm | 1996 | CZ13 | 2 | 65 | 65 | 65 | 65 | 78 | 82 | 82 | 78
SFm | 1996 | CZ13 | 3 | 65 | 70 | 70 | 65 | 83 | 80 | 80 | 83
SFm | 1996 | CZ13 | 4 | 65 | 63 | 63 | 65 | 80 | 80 | 80 | 80
SFm | 1996 | CZ13 | 5 | 65 | 68 | 68 | 65 | 80 | 83 | 83 | 80
SFm | 2003 | CZ13 | 1 | 65 | 65 | 67 | 65 | 80 | 83 | 83 | 80
SFm | 2003 | CZ13 | 2 | 63 | 70 | 70 | 63 | 78 | 80 | 80 | 78
SFm | 2003 | CZ13 | 3 | 65 | 65 | 68 | 63 | 83 | 80 | 80 | 83
SFm | 2003 | CZ13 | 4 | 65 | 65 | 65 | 65 | 80 | 80 | 80 | 80
SFm | 2003 | CZ13 | 5 | 62 | 62 | 62 | 62 | 78 | 83 | 83 | 78
SFm | Any | CZ13 | 1 | 68 | 65 | 65 | 68 | 74 | 74 | 74 | 74
SFm | Any | CZ13 | 2 | 68 | 68 | 68 | 68 | 83 | 76 | 76 | 83
SFm | Any | CZ13 | 3 | 70 | 65 | 65 | 70 | 78 | 78 | 78 | 78
SFm | Any | CZ13 | 4 | 65 | 70 | 70 | 65 | 83 | 80 | 80 | 83
SFm | Any | CZ13 | 5 | 60 | 60 | 60 | 60 | 80 | 80 | 80 | 80
SFm | 1975 | CZ14 | 1 | 65 | 70 | 70 | 65 | 83 | 83 | 83 | 83
SFm | 1975 | CZ14 | 2 | 65 | 68 | 68 | 65 | 78 | 78 | 78 | 78
SFm | 1975 | CZ14 | 3 | 55 | 55 | 55 | 55 | 83 | 80 | 80 | 83
SFm | 1975 | CZ14 | 4 | 60 | 60 | 60 | 60 | 80 | 83 | 83 | 80
SFm | 1975 | CZ14 | 5 | 65 | 65 | 65 | 65 | 76 | 83 | 83 | 76
SFm | 1985 | CZ14 | 1 | 68 | 68 | 68 | 68 | 83 | 83 | 83 | 83
SFm | 1985 | CZ14 | 2 | 68 | 65 | 65 | 68 | 83 | 76 | 76 | 83
SFm | 1985 | CZ14 | 3 | 65 | 65 | 65 | 65 | 78 | 78 | 78 | 78
SFm | 1985 | CZ14 | 4 | 65 | 68 | 68 | 65 | 83 | 80 | 80 | 83
SFm | 1985 | CZ14 | 5 | 65 | 70 | 70 | 65 | 80 | 80 | 80 | 80
SFm | 1996 | CZ14 | 1 | 65 | 68 | 68 | 65 | 82 | 82 | 78 | 82
SFm | 1996 | CZ14 | 2 | 65 | 70 | 70 | 65 | 83 | 80 | 80 | 83
SFm | 1996 | CZ14 | 3 | 68 | 68 | 68 | 68 | 79 | 79 | 79 | 79
SFm | 1996 | CZ14 | 4 | 63 | 63 | 63 | 63 | 83 | 80 | 80 | 83
SFm | 1996 | CZ14 | 5 | 65 | 65 | 65 | 65 | 80 | 82 | 82 | 80
SFm | 2003 | CZ14 | 1 | 65 | 65 | 65 | 65 | 74 | 74 | 74 | 74
SFm | 2003 | CZ14 | 2 | 65 | 68 | 68 | 65 | 83 | 76 | 76 | 83
SFm | 2003 | CZ14 | 3 | 68 | 65 | 65 | 68 | 78 | 78 | 78 | 78
SFm | 2003 | CZ14 | 4 | 55 | 55 | 55 | 55 | 83 | 80 | 80 | 83
SFm | 2003 | CZ14 | 5 | 65 | 70 | 70 | 65 | 80 | 80 | 80 | 80
SFm | Any | CZ14 | 1 | 65 | 65 | 65 | 65 | 74 | 74 | 74 | 74
SFm | Any | CZ14 | 2 | 65 | 68 | 68 | 65 | 80 | 76 | 74 | 74
SFm | Any | CZ14 | 3 | 68 | 65 | 65 | 65 | 78 | 74 | 74 | 78
SFm | Any | CZ14 | 4 | 65 | 62 | 62 | 65 | 80 | 75 | 74 | 80
SFm | Any | CZ14 | 5 | 65 | 70 | 70 | 65 | 76 | 74 | 74 | 76
SFm | 1975 | CZ15 | 1 | 70 | 70 | 70 | 70 | 88 | 90 | 87 | 85
SFm | 1975 | CZ15 | 2 | 70 | 65 | 65 | 70 | 80 | 85 | 85 | 80
SFm | 1975 | CZ15 | 3 | 68 | 68 | 68 | 68 | 83 | 83 | 83 | 83
SFm | 1975 | CZ15 | 4 | 72 | 70 | 70 | 70 | 90 | 88 | 88 | 90
SFm | 1975 | CZ15 | 5 | 71 | 71 | 71 | 71 | 90 | 90 | 90 | 90
SFm | 1985 | CZ15 | 1 | 72 | 72 | 72 | 72 | 83 | 88 | 88 | 83
SFm | 1985 | CZ15 | 2 | 74 | 72 | 72 | 74 | 85 | 88 | 88 | 85
SFm | 1985 | CZ15 | 3 | 73 | 72 | 72 | 73 | 88 | 88 | 88 | 88
SFm | 1985 | CZ15 | 4 | 74 | 73 | 83 | 74 | 88 | 90 | 90 | 88
SFm | 1985 | CZ15 | 5 | 74 | 74 | 74 | 74 | 90 | 90 | 90 | 90
SFm | 1996 | CZ15 | 1 | 72 | 74 | 74 | 72 | 87 | 87 | 87 | 87
SFm | 1996 | CZ15 | 2 | 74 | 74 | 74 | 74 | 86 | 86 | 86 | 86
SFm | 1996 | CZ15 | 3 | 72 | 74 | 74 | 74 | 83 | 86 | 86 | 83
SFm | 1996 | CZ15 | 4 | 73 | 74 | 74 | 73 | 85 | 85 | 85 | 85
SFm | 1996 | CZ15 | 5 | 74 | 73 | 73 | 74 | 90 | 90 | 90 | 90
SFm | 2003 | CZ15 | 1 | 72 | 72 | 72 | 72 | 83 | 87 | 87 | 83
SFm | 2003 | CZ15 | 2 | 73 | 74 | 74 | 73 | 87 | 87 | 87 | 87
SFm | 2003 | CZ15 | 3 | 72 | 72 | 72 | 72 | 80 | 85 | 85 | 83
SFm | 2003 | CZ15 | 4 | 74 | 72 | 72 | 74 | 85 | 90 | 90 | 85
SFm | 2003 | CZ15 | 5 | 73 | 73 | 73 | 73 | 85 | 87 | 87 | 85
SFm | Any | CZ15 | 1 | 74 | 72 | 72 | 74 | 83 | 82 | 82 | 83
SFm | Any | CZ15 | 2 | 72 | 72 | 72 | 72 | 80 | 82 | 82 | 80
SFm | Any | CZ15 | 3 | 74 | 74 | 74 | 74 | 83 | 83 | 83 | 83
SFm | Any | CZ15 | 4 | 74 | 71 | 71 | 74 | 90 | 90 | 90 | 90
SFm | Any | CZ15 | 5 | 73 | 74 | 74 | 73 | 85 | 85 | 85 | 85
SFm | 1975 | CZ16 | 1 | 55 | 55 | 55 | 55 | 74 | 74 | 74 | 74
SFm | 1975 | CZ16 | 2 | 60 | 60 | 63 | 55 | 75 | 75 | 75 | 75
SFm | 1975 | CZ16 | 3 | 60 | 60 | 60 | 60 | 78 | 75 | 75 | 78
SFm | 1975 | CZ16 | 4 | 62 | 65 | 65 | 60 | 78 | 80 | 80 | 78
SFm | 1975 | CZ16 | 5 | 60 | 63 | 63 | 55 | 80 | 80 | 80 | 80
SFm | 1985 | CZ16 | 1 | 65 | 65 | 65 | 65 | 74 | 74 | 74 | 74
SFm | 1985 | CZ16 | 2 | 55 | 55 | 55 | 55 | 83 | 76 | 76 | 83
SFm | 1985 | CZ16 | 3 | 65 | 65 | 65 | 65 | 78 | 78 | 78 | 78
SFm | 1985 | CZ16 | 4 | 65 | 68 | 68 | 65 | 83 | 80 | 80 | 83
SFm | 1985 | CZ16 | 5 | 60 | 60 | 60 | 60 | 80 | 80 | 80 | 80
SFm | 1996 | CZ16 | 1 | 63 | 63 | 63 | 62 | 80 | 78 | 78 | 80
SFm | 1996 | CZ16 | 2 | 55 | 55 | 55 | 55 | 83 | 78 | 78 | 85
SFm | 1996 | CZ16 | 3 | 55 | 60 | 60 | 55 | 78 | 78 | 78 | 78
SFm | 1996 | CZ16 | 4 | 60 | 55 | 55 | 60 | 82 | 78 | 78 | 83
SFm | 1996 | CZ16 | 5 | 60 | 60 | 60 | 60 | 80 | 80 | 80 | 80
SFm | 2003 | CZ16 | 1 | 62 | 65 | 65 | 62 | 82 | 82 | 82 | 82
SFm | 2003 | CZ16 | 2 | 55 | 60 | 60 | 55 | 83 | 80 | 80 | 83
SFm | 2003 | CZ16 | 3 | 55 | 55 | 55 | 55 | 80 | 82 | 82 | 80
SFm | 2003 | CZ16 | 4 | 60 | 60 | 60 | 60 | 80 | 83 | 83 | 80
SFm | 2003 | CZ16 | 5 | 60 | 55 | 55 | 60 | 85 | 85 | 85 | 85
SFm | Any | CZ16 | 1 | 62 | 65 | 65 | 62 | 82 | 82 | 82 | 82
SFm | Any | CZ16 | 2 | 55 | 60 | 60 | 55 | 83 | 80 | 80 | 83
SFm | Any | CZ16 | 3 | 55 | 55 | 55 | 55 | 80 | 80 | 81 | 81
SFm | Any | CZ16 | 4 | 60 | 60 | 60 | 60 | 80 | 83 | 83 | 80
SFm | Any | CZ16 | 5 | 60 | 55 | 55 | 60 | 85 | 85 | 85 | 85
MFm | 1975 | CZ01 | 1 | 72 | 72 | 72 | 72 | 78 | 78 | 78 | 78
MFm | 1975 | CZ01 | 2 | 72 | 67 | 67 | 72 | 83 | 80 | 80 | 83
MFm | 1975 | CZ01 | 3 | 74 | 74 | 74 | 74 | 80 | 80 | 80 | 80
MFm | 1975 | CZ01 | 4 | 70 | 67 | 67 | 70 | 80 | 83 | 83 | 80
MFm | 1975 | CZ01 | 5 | 70 | 70 | 70 | 70 | 83 | 83 | 83 | 83
MFm | 1985 | CZ01 | 1 | 70 | 67 | 67 | 70 | 78 | 78 | 78 | 78
MFm | 1985 | CZ01 | 2 | 72 | 72 | 72 | 72 | 83 | 80 | 80 | 83
MFm | 1985 | CZ01 | 3 | 74 | 74 | 74 | 74 | 80 | 80 | 80 | 80
MFm | 1985 | CZ01 | 4 | 70 | 70 | 70 | 70 | 76 | 83 | 83 | 76
MFm | 1985 | CZ01 | 5 | 72 | 67 | 67 | 72 | 80 | 83 | 83 | 80
MFm | 1996 | CZ01 | 1 | 70 | 67 | 67 | 70 | 78 | 78 | 78 | 78
MFm | 1996 | CZ01 | 2 | 72 | 72 | 72 | 72 | 83 | 80 | 80 | 83
MFm | 1996 | CZ01 | 3 | 74 | 74 | 74 | 74 | 80 | 80 | 80 | 80
MFm | 1996 | CZ01 | 4 | 70 | 70 | 70 | 70 | 76 | 83 | 83 | 76
MFm | 1996 | CZ01 | 5 | 72 | 67 | 67 | 72 | 80 | 83 | 83 | 80
MFm | 2003 | CZ01 | 1 | 70 | 67 | 67 | 70 | 78 | 78 | 78 | 78
MFm | 2003 | CZ01 | 2 | 72 | 67 | 67 | 72 | 83 | 80 | 80 | 83
MFm | 2003 | CZ01 | 3 | 72 | 72 | 72 | 72 | 80 | 80 | 80 | 80
MFm | 2003 | CZ01 | 4 | 74 | 74 | 74 | 74 | 76 | 83 | 83 | 76
MFm | 2003 | CZ01 | 5 | 70 | 70 | 70 | 70 | 80 | 83 | 83 | 80
MFm | Any | CZ01 | 1 | 74 | 74 | 74 | 74 | 78 | 78 | 78 | 78
MFm | Any | CZ01 | 2 | 72 | 67 | 67 | 72 | 83 | 80 | 80 | 83
MFm | Any | CZ01 | 3 | 72 | 72 | 72 | 72 | 80 | 80 | 80 | 80
MFm | Any | CZ01 | 4 | 70 | 70 | 70 | 70 | 80 | 83 | 83 | 80
MFm | Any | CZ01 | 5 | 70 | 67 | 67 | 70 | 83 | 83 | 83 | 83
MFm | 1975 | CZ02 | 1 | 74 | 74 | 74 | 74 | 76 | 83 | 83 | 76
MFm | 1975 | CZ02 | 2 | 70 | 67 | 67 | 70 | 80 | 83 | 83 | 80
MFm | 1975 | CZ02 | 3 | 72 | 72 | 72 | 72 | 83 | 83 | 83 | 83
MFm | 1975 | CZ02 | 4 | 70 | 70 | 70 | 70 | 85 | 85 | 85 | 85
MFm | 1975 | CZ02 | 5 | 72 | 67 | 67 | 72 | 90 | 90 | 90 | 90
MFm | 1985 | CZ02 | 1 | 74 | 74 | 74 | 74 | 76 | 83 | 83 | 76
MFm | 1985 | CZ02 | 2 | 70 | 67 | 67 | 70 | 80 | 83 | 83 | 80
MFm | 1985 | CZ02 | 3 | 72 | 72 | 72 | 72 | 83 | 83 | 83 | 83
MFm | 1985 | CZ02 | 4 | 70 | 70 | 70 | 70 | 85 | 85 | 85 | 85
MFm | 1985 | CZ02 | 5 | 72 | 67 | 67 | 72 | 90 | 90 | 90 | 90
MFm | 1996 | CZ02 | 1 | 74 | 74 | 74 | 74 | 76 | 83 | 83 | 76
MFm | 1996 | CZ02 | 2 | 70 | 67 | 67 | 70 | 80 | 83 | 83 | 80
MFm | 1996 | CZ02 | 3 | 72 | 72 | 72 | 72 | 83 | 83 | 83 | 83
MFm | 1996 | CZ02 | 4 | 70 | 70 | 70 | 70 | 85 | 85 | 85 | 85
MFm | 1996 | CZ02 | 5 | 72 | 67 | 67 | 72 | 90 | 90 | 90 | 90
MFm | 2003 | CZ02 | 1 | 67 | 72 | 72 | 67 | 76 | 83 | 83 | 76
MFm | 2003 | CZ02 | 2 | 67 | 70 | 70 | 67 | 80 | 83 | 83 | 80
MFm | 2003 | CZ02 | 3 | 72 | 67 | 67 | 72 | 83 | 83 | 83 | 83
MFm | 2003 | CZ02 | 4 | 70 | 67 | 67 | 70 | 85 | 85 | 85 | 85
MFm | 2003 | CZ02 | 5 | 70 | 70 | 70 | 70 | 90 | 90 | 90 | 90
MFm | Any | CZ02 | 1 | 74 | 74 | 74 | 74 | 80 | 80 | 80 | 80
MFm | Any | CZ02 | 2 | 70 | 67 | 67 | 70 | 76 | 83 | 83 | 76
MFm | Any | CZ02 | 3 | 72 | 72 | 72 | 72 | 80 | 83 | 83 | 80
MFm | Any | CZ02 | 4 | 70 | 70 | 70 | 70 | 83 | 83 | 83 | 83
MFm | Any | CZ02 | 5 | 72 | 67 | 67 | 72 | 85 | 85 | 85 | 85
MFm | 1975 | CZ03 | 1 | 70 | 67 | 67 | 70 | 76 | 83 | 83 | 76
MFm | 1975 | CZ03 | 2 | 72 | 72 | 72 | 72 | 80 | 83 | 83 | 80
MFm | 1975 | CZ03 | 3 | 74 | 74 | 74 | 74 | 83 | 83 | 83 | 83
MFm | 1975 | CZ03 | 4 | 72 | 67 | 67 | 72 | 85 | 85 | 85 | 85
MFm | 1975 | CZ03 | 5 | 70 | 70 | 70 | 70 | 90 | 90 | 90 | 90
MFm | 1985 | CZ03 | 1 | 70 | 67 | 67 | 70 | 76 | 83 | 83 | 76
MFm | 1985 | CZ03 | 2 | 70 | 70 | 70 | 70 | 80 | 83 | 83 | 80
MFm | 1985 | CZ03 | 3 | 72 | 67 | 67 | 72 | 83 | 83 | 83 | 83
MFm | 1985 | CZ03 | 4 | 74 | 74 | 74 | 74 | 85 | 85 | 85 | 85
MFm | 1985 | CZ03 | 5 | 72 | 72 | 72 | 72 | 90 | 90 | 90 | 90
MFm | 1996 | CZ03 | 1 | 70 | 67 | 67 | 70 | 76 | 83 | 83 | 76
MFm | 1996 | CZ03 | 2 | 72 | 72 | 72 | 72 | 80 | 83 | 83 | 80
MFm | 1996 | CZ03 | 3 | 74 | 74 | 74 | 74 | 83 | 83 | 83 | 83
MFm | 1996 | CZ03 | 4 | 72 | 67 | 67 | 72 | 85 | 85 | 85 | 85
MFm | 1996 | CZ03 | 5 | 70 | 70 | 70 | 70 | 90 | 90 | 90 | 90
MFm | 2003 | CZ03 | 1 | 70 | 67 | 67 | 70 | 76 | 83 | 83 | 76
MFm | 2003 | CZ03 | 2 | 70 | 70 | 70 | 70 | 80 | 83 | 83 | 80
MFm | 2003 | CZ03 | 3 | 72 | 67 | 67 | 72 | 83 | 83 | 83 | 83
MFm | 2003 | CZ03 | 4 | 72 | 72 | 72 | 72 | 85 | 85 | 85 | 85
MFm | 2003 | CZ03 | 5 | 74 | 74 | 74 | 74 | 90 | 90 | 90 | 90
MFm | Any | CZ03 | 1 | 70 | 67 | 67 | 70 | 76 | 83 | 83 | 76
MFm | Any | CZ03 | 2 | 70 | 70 | 70 | 70 | 80 | 83 | 83 | 80
MFm | Any | CZ03 | 3 | 72 | 67 | 67 | 72 | 83 | 83 | 83 | 83
MFm | Any | CZ03 | 4 | 72 | 72 | 72 | 72 | 85 | 85 | 85 | 85
MFm | Any | CZ03 | 5 | 74 | 74 | 74 | 74 | 90 | 90 | 90 | 90
MFm | 1975 | CZ04 | 1 | 70 | 67 | 67 | 70 | 76 | 83 | 83 | 76
MFm | 1975 | CZ04 | 2 | 72 | 67 | 67 | 72 | 80 | 83 | 83 | 80
MFm | 1975 | CZ04 | 3 | 72 | 72 | 72 | 72 | 83 | 83 | 83 | 83
MFm | 1975 | CZ04 | 4 | 70 | 70 | 70 | 70 | 85 | 85 | 85 | 85
MFm | 1975 | CZ04 | 5 | 74 | 74 | 74 | 74 | 90 | 90 | 90 | 90
MFm | 1985 | CZ04 | 1 | 67 | 72 | 72 | 67 | 76 | 83 | 83 | 76
MFm | 1985 | CZ04 | 2 | 70 | 67 | 67 | 70 | 80 | 83 | 83 | 80
MFm | 1985 | CZ04 | 3 | 70 | 70 | 70 | 70 | 83 | 83 | 83 | 83
MFm | 1985 | CZ04 | 4 | 72 | 72 | 72 | 72 | 85 | 85 | 85 | 85
MFm | 1985 | CZ04 | 5 | 72 | 67 | 67 | 72 | 90 | 90 | 90 | 90
MFm | 1996 | CZ04 | 1 | 67 | 72 | 72 | 67 | 76 | 83 | 83 | 76
MFm | 1996 | CZ04 | 2 | 70 | 67 | 67 | 70 | 80 | 83 | 83 | 80
MFm | 1996 | CZ04 | 3 | 72 | 67 | 67 | 72 | 83 | 83 | 83 | 83
MFm | 1996 | CZ04 | 4 | 72 | 72 | 72 | 72 | 85 | 85 | 85 | 85
MFm | 1996 | CZ04 | 5 | 70 | 70 | 70 | 70 | 90 | 90 | 90 | 90
MFm | 2003 | CZ04 | 1 | 67 | 72 | 72 | 67 | 78 | 78 | 78 | 78
MFm | 2003 | CZ04 | 2 | 67 | 70 | 70 | 67 | 83 | 80 | 80 | 83
MFm | 2003 | CZ04 | 3 | 70 | 70 | 70 | 70 | 80 | 80 | 80 | 80
MFm | 2003 | CZ04 | 4 | 70 | 67 | 67 | 70 | 76 | 83 | 83 | 76
MFm | 2003 | CZ04 | 5 | 72 | 67 | 67 | 72 | 80 | 83 | 83 | 80
MFm | Any | CZ04 | 1 | 72 | 72 | 72 | 72 | 83 | 76 | 76 | 83
MFm | Any | CZ04 | 2 | 67 | 72 | 72 | 67 | 78 | 78 | 78 | 78
MFm | Any | CZ04 | 3 | 70 | 67 | 67 | 70 | 83 | 80 | 80 | 83
MFm | Any | CZ04 | 4 | 72 | 67 | 67 | 72 | 80 | 80 | 80 | 80
MFm | Any | CZ04 | 5 | 70 | 70 | 70 | 70 | 76 | 83 | 83 | 76
MFm | 1975 | CZ05 | 1 | 70 | 67 | 67 | 70 | 76 | 83 | 83 | 76
MFm | 1975 | CZ05 | 2 | 70 | 70 | 70 | 70 | 80 | 83 | 83 | 80
MFm | 1975 | CZ05 | 3 | 72 | 67 | 67 | 72 | 83 | 83 | 83 | 83
MFm | 1975 | CZ05 | 4 | 74 | 74 | 74 | 74 | 85 | 85 | 85 | 85
MFm | 1975 | CZ05 | 5 | 72 | 72 | 72 | 72 | 90 | 90 | 90 | 90
MFm | 1985 | CZ05 | 1 | 70 | 67 | 67 | 70 | 76 | 83 | 83 | 76
MFm | 1985 | CZ05 | 2 | 70 | 70 | 70 | 70 | 80 | 83 | 83 | 80
MFm | 1985 | CZ05 | 3 | 72 | 67 | 67 | 72 | 83 | 83 | 83 | 83
MFm | 1985 | CZ05 | 4 | 74 | 74 | 74 | 74 | 85 | 85 | 85 | 85
MFm | 1985 | CZ05 | 5 | 72 | 72 | 72 | 72 | 90 | 90 | 90 | 90
MFm | 1996 | CZ05 | 1 | 70 | 67 | 67 | 70 | 76 | 83 | 83 | 76
MFm | 1996 | CZ05 | 2 | 70 | 70 | 70 | 70 | 80 | 83 | 83 | 80
MFm | 1996 | CZ05 | 3 | 72 | 67 | 67 | 72 | 83 | 83 | 83 | 83
MFm | 1996 | CZ05 | 4 | 74 | 74 | 74 | 74 | 85 | 85 | 85 | 85
MFm | 1996 | CZ05 | 5 | 72 | 72 | 72 | 72 | 90 | 90 | 90 | 90
MFm | 2003 | CZ05 | 1 | 70 | 67 | 67 | 70 | 76 | 83 | 83 | 76
MFm | 2003 | CZ05 | 2 | 72 | 67 | 67 | 72 | 80 | 83 | 83 | 80
MFm | 2003 | CZ05 | 3 | 70 | 70 | 70 | 70 | 83 | 83 | 83 | 83
MFm | 2003 | CZ05 | 4 | 72 | 72 | 72 | 72 | 85 | 85 | 85 | 85
MFm | 2003 | CZ05 | 5 | 74 | 74 | 74 | 74 | 90 | 90 | 90 | 90
MFm | Any | CZ05 | 1 | 70 | 67 | 67 | 70 | 76 | 83 | 83 | 76
MFm | Any | CZ05 | 2 | 70 | 70 | 70 | 70 | 80 | 83 | 83 | 80
MFm | Any | CZ05 | 3 | 72 | 67 | 67 | 72 | 83 | 83 | 83 | 83
MFm | Any | CZ05 | 4 | 74 | 74 | 74 | 74 | 85 | 85 | 85 | 85
MFm | Any | CZ05 | 5 | 72 | 72 | 72 | 72 | 90 | 90 | 90 | 90
MFm | 1975 | CZ06 | 1 | 74 | 74 | 74 | 74 | 83 | 80 | 80 | 83
MFm | 1975 | CZ06 | 2 | 72 | 72 | 72 | 72 | 80 | 80 | 80 | 80
MFm | 1975 | CZ06 | 3 | 72 | 67 | 67 | 72 | 76 | 83 | 83 | 76
MFm | 1975 | CZ06 | 4 | 70 | 67 | 67 | 70 | 80 | 83 | 83 | 80
MFm | 1975 | CZ06 | 5 | 70 | 70 | 70 | 70 | 83 | 83 | 83 | 83
MFm | 1985 | CZ06 | 1 | 70 | 67 | 67 | 70 | 83 | 80 | 80 | 83
MFm | 1985 | CZ06 | 2 | 70 | 70 | 70 | 70 | 80 | 80 | 80 | 80
MFm | 1985 | CZ06 | 3 | 74 | 74 | 74 | 74 | 76 | 83 | 83 | 76
MFm | 1985 | CZ06 | 4 | 72 | 72 | 72 | 72 | 80 | 83 | 83 | 80
MFm | 1985 | CZ06 | 5 | 72 | 67 | 67 | 72 | 83 | 83 | 83 | 83
MFm | 1996 | CZ06 | 1 | 70 | 67 | 67 | 70 | 83 | 80 | 80 | 83
MFm | 1996 | CZ06 | 2 | 70 | 70 | 70 | 70 | 80 | 80 | 80 | 80
MFm | 1996 | CZ06 | 3 | 72 | 67 | 67 | 72 | 76 | 83 | 83 | 76
MFm | 1996 | CZ06 | 4 | 72 | 72 | 72 | 72 | 80 | 83 | 83 | 80
MFm | 1996 | CZ06 | 5 | 74 | 74 | 74 | 74 | 83 | 83 | 83 | 83
MFm | 2003 | CZ06 | 1 | 70 | 67 | 67 | 70 | 80 | 80 | 80 | 80
MFm | 2003 | CZ06 | 2 | 72 | 72 | 72 | 72 | 76 | 83 | 83 | 76
MFm | 2003 | CZ06 | 3 | 74 | 74 | 74 | 74 | 80 | 83 | 83 | 80
MFm | 2003 | CZ06 | 4 | 72 | 67 | 67 | 72 | 83 | 83 | 83 | 83
MFm | 2003 | CZ06 | 5 | 70 | 70 | 70 | 70 | 85 | 85 | 85 | 85
MFm | Any | CZ06 | 1 | 70 | 70 | 70 | 70 | 83 | 80 | 80 | 83
MFm | Any | CZ06 | 2 | 72 | 67 | 67 | 72 | 80 | 80 | 80 | 80
MFm | Any | CZ06 | 3 | 72 | 72 | 72 | 72 | 76 | 83 | 83 | 76
MFm | Any | CZ06 | 4 | 74 | 74 | 74 | 74 | 80 | 83 | 83 | 80
MFm | Any | CZ06 | 5 | 70 | 67 | 67 | 70 | 83 | 83 | 83 | 83
MFm | 1975 | CZ07 | 1 | 70 | 67 | 67 | 70 | 80 | 80 | 80 | 80
MFm | 1975 | CZ07 | 2 | 70 | 70 | 70 | 70 | 76 | 83 | 83 | 76
MFm | 1975 | CZ07 | 3 | 72 | 67 | 67 | 72 | 80 | 83 | 83 | 80
MFm | 1975 | CZ07 | 4 | 72 | 72 | 72 | 72 | 83 | 83 | 83 | 83
MFm | 1975 | CZ07 | 5 | 74 | 74 | 74 | 74 | 85 | 85 | 85 | 85
MFm | 1985 | CZ07 | 1 | 70 | 67 | 67 | 70 | 80 | 80 | 80 | 80
MFm | 1985 | CZ07 | 2 | 70 | 70 | 70 | 70 | 76 | 83 | 83 | 76
MFm | 1985 | CZ07 | 3 | 72 | 72 | 72 | 72 | 80 | 83 | 83 | 80
MFm | 1985 | CZ07 | 4 | 74 | 74 | 74 | 74 | 83 | 83 | 83 | 83
MFm | 1985 | CZ07 | 5 | 72 | 67 | 67 | 72 | 85 | 85 | 85 | 85
MFm | 1996 | CZ07 | 1 | 70 | 67 | 67 | 70 | 80 | 80 | 80 | 80
MFm | 1996 | CZ07 | 2 | 72 | 72 | 72 | 72 | 76 | 83 | 83 | 76
MFm | 1996 | CZ07 | 3 | 74 | 74 | 74 | 74 | 80 | 83 | 83 | 80
MFm | 1996 | CZ07 | 4 | 70 | 70 | 70 | 70 | 83 | 83 | 83 | 83
MFm | 1996 | CZ07 | 5 | 72 | 67 | 67 | 72 | 85 | 85 | 85 | 85
MFm | 2003 | CZ07 | 1 | 72 | 67 | 67 | 72 | 78 | 78 | 78 | 78
MFm | 2003 | CZ07 | 2 | 70 | 70 | 70 | 70 | 83 | 80 | 80 | 83
MFm | 2003 | CZ07 | 3 | 72 | 72 | 72 | 72 | 80 | 80 | 80 | 80
MFm | 2003 | CZ07 | 4 | 74 | 74 | 74 | 74 | 76 | 83 | 83 | 76
MFm | 2003 | CZ07 | 5 | 70 | 67 | 67 | 70 | 80 | 83 | 83 | 80
MFm | Any | CZ07 | 1 | 70 | 67 | 67 | 70 | 83 | 76 | 76 | 83
MFm | Any | CZ07 | 2 | 74 | 74 | 74 | 74 | 78 | 78 | 78 | 78
MFm | Any | CZ07 | 3 | 72 | 67 | 67 | 72 | 83 | 80 | 80 | 83
MFm | Any | CZ07 | 4 | 72 | 72 | 72 | 72 | 80 | 80 | 80 | 80
MFm | Any | CZ07 | 5 | 70 | 70 | 70 | 70 | 76 | 83 | 83 | 76
MFm | 1975 | CZ08 | 1 | 70 | 67 | 67 | 70 | 80 | 80 | 80 | 80
MFm | 1975 | CZ08 | 2 | 70 | 70 | 70 | 70 | 76 | 83 | 83 | 76
MFm | 1975 | CZ08 | 3 | 74 | 74 | 74 | 74 | 80 | 83 | 83 | 80
MFm | 1975 | CZ08 | 4 | 72 | 72 | 72 | 72 | 83 | 83 | 83 | 83
MFm | 1975 | CZ08 | 5 | 72 | 67 | 67 | 72 | 85 | 85 | 85 | 85
MFm | 1985 | CZ08 | 1 | 70 | 67 | 67 | 70 | 83 | 80 | 80 | 83
MFm | 1985 | CZ08 | 2 | 70 | 70 | 70 | 70 | 80 | 80 | 80 | 80
MFm | 1985 | CZ08 | 3 | 72 | 67 | 67 | 72 | 76 | 83 | 83 | 76
MFm | 1985 | CZ08 | 4 | 72 | 72 | 72 | 72 | 80 | 83 | 83 | 80
MFm | 1985 | CZ08 | 5 | 74 | 74 | 74 | 74 | 83 | 83 | 83 | 83
MFm | 1996 | CZ08 | 1 | 70 | 67 | 67 | 70 | 83 | 80 | 80 | 83
MFm | 1996 | CZ08 | 2 | 72 | 67 | 67 | 72 | 80 | 80 | 80 | 80
MFm | 1996 | CZ08 | 3 | 72 | 72 | 72 | 72 | 76 | 83 | 83 | 76
MFm | 1996 | CZ08 | 4 | 74 | 74 | 74 | 74 | 80 | 83 | 83 | 80
MFm | 1996 | CZ08 | 5 | 70 | 70 | 70 | 70 | 83 | 83 | 83 | 83
MFm | 2003 | CZ08 | 1 | 70 | 67 | 67 | 70 | 78 | 78 | 78 | 78
MFm | 2003 | CZ08 | 2 | 70 | 70 | 70 | 70 | 83 | 80 | 80 | 83
MFm | 2003 | CZ08 | 3 | 72 | 72 | 72 | 72 | 80 | 80 | 80 | 80
MFm | 2003 | CZ08 | 4 | 74 | 74 | 74 | 74 | 76 | 83 | 83 | 76
MFm | 2003 | CZ08 | 5 | 72 | 67 | 67 | 72 | 80 | 83 | 83 | 80
MFm | Any | CZ08 | 1 | 70 | 67 | 67 | 70 | 83 | 76 | 76 | 83
MFm | Any | CZ08 | 2 | 70 | 70 | 70 | 70 | 78 | 78 | 78 | 78
MFm | Any | CZ08 | 3 | 74 | 74 | 74 | 74 | 83 | 80 | 80 | 83
MFm | Any | CZ08 | 4 | 72 | 67 | 67 | 72 | 80 | 80 | 80 | 80
MFm | Any | CZ08 | 5 | 72 | 72 | 72 | 72 | 76 | 83 | 83 | 76
MFm | 1975 | CZ09 | 1 | 70 | 70 | 70 | 70 | 83 | 80 | 80 | 83
MFm | 1975 | CZ09 | 2 | 72 | 67 | 67 | 72 | 80 | 80 | 80 | 80
MFm | 1975 | CZ09 | 3 | 74 | 74 | 74 | 74 | 76 | 83 | 83 | 76
MFm | 1975 | CZ09 | 4 | 72 | 72 | 72 | 72 | 80 | 83 | 83 | 80
MFm | 1975 | CZ09 | 5 | 70 | 67 | 67 | 70 | 83 | 83 | 83 | 83
MFm | 1985 | CZ09 | 1 | 70 | 67 | 67 | 70 | 78 | 78 | 78 | 78
MFm | 1985 | CZ09 | 2 | 70 | 70 | 70 | 70 | 83 | 80 | 80 | 83
MFm | 1985 | CZ09 | 3 | 72 | 67 | 67 | 72 | 80 | 80 | 80 | 80
MFm | 1985 | CZ09 | 4 | 72 | 72 | 72 | 72 | 76 | 83 | 83 | 76
MFm | 1985 | CZ09 | 5 | 74 | 74 | 74 | 74 | 80 | 83 | 83 | 80
MFm | 1996 | CZ09 | 1 | 70 | 67 | 67 | 70 | 78 | 78 | 78 | 78
MFm | 1996 | CZ09 | 2 | 70 | 70 | 70 | 70 | 83 | 80 | 80 | 83
MFm | 1996 | CZ09 | 3 | 74 | 74 | 74 | 74 | 80 | 80 | 80 | 80
MFm | 1996 | CZ09 | 4 | 72 | 67 | 67 | 72 | 76 | 83 | 83 | 76
MFm | 1996 | CZ09 | 5 | 72 | 72 | 72 | 72 | 80 | 83 | 83 | 80
MFm | 2003 | CZ09 | 1 | 70 | 70 | 70 | 70 | 80 | 80 | 80 | 80
MFm | 2003 | CZ09 | 2 | 72 | 67 | 67 | 72 | 76 | 83 | 83 | 76
MFm | 2003 | CZ09 | 3 | 74 | 74 | 74 | 74 | 80 | 83 | 83 | 80
MFm | 2003 | CZ09 | 4 | 72 | 72 | 72 | 72 | 83 | 83 | 83 | 83
MFm | 2003 | CZ09 | 5 | 70 | 67 | 67 | 70 | 85 | 85 | 85 | 85
MFm | Any | CZ09 | 1 | 70 | 67 | 67 | 70 | 78 | 78 | 78 | 78
MFm | Any | CZ09 | 2 | 70 | 70 | 70 | 70 | 83 | 80 | 80 | 83
MFm | Any | CZ09 | 3 | 72 | 67 | 67 | 72 | 80 | 80 | 80 | 80
MFm | Any | CZ09 | 4 | 74 | 74 | 74 | 74 | 76 | 83 | 83 | 76
MFm | Any | CZ09 | 5 | 72 | 72 | 72 | 72 | 80 | 83 | 83 | 80
MFm | 1975 | CZ10 | 1 | 70 | 67 | 67 | 70 | 76 | 83 | 83 | 76
MFm | 1975 | CZ10 | 2 | 70 | 70 | 70 | 70 | 80 | 83 | 83 | 80
MFm | 1975 | CZ10 | 3 | 72 | 67 | 67 | 72 | 83 | 83 | 83 | 83
MFm | 1975 | CZ10 | 4 | 72 | 72 | 72 | 72 | 85 | 85 | 85 | 85
MFm | 1975 | CZ10 | 5 | 74 | 74 | 74 | 74 | 90 | 90 | 90 | 90
MFm | 1985 | CZ10 | 1 | 70 | 67 | 67 | 70 | 76 | 83 | 83 | 76
MFm | 1985 | CZ10 | 2 | 70 | 70 | 70 | 70 | 80 | 83 | 83 | 80
MFm | 1985 | CZ10 | 3 | 72 | 67 | 67 | 72 | 83 | 83 | 83 | 83
MFm | 1985 | CZ10 | 4 | 72 | 72 | 72 | 72 | 85 | 85 | 85 | 85
MFm | 1985 | CZ10 | 5 | 74 | 74 | 74 | 74 | 90 | 90 | 90 | 90
MFm | 1996 | CZ10 | 1 | 70 | 67 | 67 | 70 | 76 | 83 | 83 | 76
MFm | 1996 | CZ10 | 2 | 70 | 70 | 70 | 70 | 80 | 83 | 83 | 80
MFm | 1996 | CZ10 | 3 | 72 | 67 | 67 | 72 | 83 | 83 | 83 | 83
MFm | 1996 | CZ10 | 4 | 72 | 72 | 72 | 72 | 85 | 85 | 85 | 85
MFm | 1996 | CZ10 | 5 | 74 | 74 | 74 | 74 | 90 | 90 | 90 | 90
MFm | 2003 | CZ10 | 1 | 67 | 72 | 72 | 67 | 76 | 83 | 83 | 76
MFm | 2003 | CZ10 | 2 | 70 | 67 | 67 | 70 | 80 | 83 | 83 | 80
MFm | 2003 | CZ10 | 3 | 72 | 67 | 67 | 72 | 83 | 83 | 83 | 83
MFm | 2003 | CZ10 | 4 | 72 | 72 | 72 | 72 | 85 | 85 | 85 | 85
MFm | 2003 | CZ10 | 5 | 70 | 70 | 70 | 70 | 90 | 90 | 90 | 90
MFm | Any | CZ10 | 1 | 70 | 67 | 67 | 70 | 80 | 80 | 80 | 80
MFm | Any | CZ10 | 2 | 70 | 70 | 70 | 70 | 76 | 83 | 83 | 76
MFm | Any | CZ10 | 3 | 72 | 67 | 67 | 72 | 80 | 83 | 83 | 80
MFm | Any | CZ10 | 4 | 72 | 72 | 72 | 72 | 83 | 83 | 83 | 83
MFm | Any | CZ10 | 5 | 74 | 74 | 74 | 74 | 85 | 85 | 85 | 85
MFm | 1975 | CZ11 | 1 | 70 | 70 | 70 | 70 | 76 | 83 | 83 | 76
MFm | 1975 | CZ11 | 2 | 72 | 67 | 67 | 72 | 80 | 83 | 83 | 80
MFm | 1975 | CZ11 | 3 | 72 | 72 | 72 | 72 | 83 | 83 | 83 | 83
MFm | 1975 | CZ11 | 4 | 70 | 67 | 67 | 70 | 85 | 85 | 85 | 85
MFm | 1975 | CZ11 | 5 | 67 | 72 | 72 | 67 | 90 | 90 | 90 | 90
MFm | 1985 | CZ11 | 1 | 70 | 67 | 67 | 70 | 76 | 83 | 83 | 76
MFm | 1985 | CZ11 | 2 | 70 | 70 | 70 | 70 | 80 | 83 | 83 | 80
MFm | 1985 | CZ11 | 3 | 72 | 67 | 67 | 72 | 83 | 83 | 83 | 83
MFm | 1985 | CZ11 | 4 | 72 | 72 | 72 | 72 | 85 | 85 | 85 | 85
MFm | 1985 | CZ11 | 5 | 67 | 72 | 72 | 67 | 90 | 90 | 90 | 90
MFm | 1996 | CZ11 | 1 | 70 | 70 | 70 | 70 | 80 | 80 | 80 | 80
MFm | 1996 | CZ11 | 2 | 67 | 67 | 67 | 67 | 76 | 83 | 83 | 76
MFm | 1996 | CZ11 | 3 | 67 | 70 | 70 | 67 | 80 | 83 | 83 | 80
MFm | 1996 | CZ11 | 4 | 67 | 72 | 72 | 67 | 83 | 83 | 83 | 83
MFm | 1996 | CZ11 | 5 | 70 | 67 | 67 | 70 | 85 | 85 | 85 | 85
MFm | 2003 | CZ11 | 1 | 70 | 67 | 67 | 70 | 74 | 74 | 74 | 74
MFm | 2003 | CZ11 | 2 | 72 | 67 | 67 | 72 | 83 | 76 | 76 | 83
MFm | 2003 | CZ11 | 3 | 72 | 72 | 72 | 72 | 78 | 78 | 78 | 78
MFm | 2003 | CZ11 | 4 | 70 | 70 | 70 | 70 | 83 | 80 | 80 | 83
MFm | 2003 | CZ11 | 5 | 74 | 74 | 74 | 74 | 80 | 80 | 80 | 80
MFm | Any | CZ11 | 1 | 74 | 74 | 74 | 74 | 74 | 74 | 74 | 74
MFm | Any | CZ11 | 2 | 72 | 72 | 72 | 72 | 83 | 76 | 76 | 83
MFm | Any | CZ11 | 3 | 72 | 67 | 67 | 72 | 78 | 78 | 78 | 78
MFm | Any | CZ11 | 4 | 70 | 67 | 67 | 70 | 83 | 80 | 80 | 83
MFm | Any | CZ11 | 5 | 70 | 70 | 70 | 70 | 80 | 80 | 80 | 80
MFm | 1975 | CZ12 | 1 | 70 | 67 | 67 | 70 | 76 | 83 | 83 | 76
MFm | 1975 | CZ12 | 2 | 72 | 67 | 67 | 72 | 80 | 83 | 83 | 80
MFm | 1975 | CZ12 | 3 | 70 | 70 | 70 | 70 | 83 | 83 | 83 | 83
MFm | 1975 | CZ12 | 4 | 72 | 72 | 72 | 72 | 85 | 85 | 85 | 85
MFm | 1975 | CZ12 | 5 | 74 | 74 | 74 | 74 | 90 | 90 | 90 | 90
MFm | 1985 | CZ12 | 1 | 74 | 74 | 74 | 74 | 76 | 83 | 83 | 76
MFm | 1985 | CZ12 | 2 | 70 | 67 | 67 | 70 | 80 | 83 | 83 | 80
MFm | 1985 | CZ12 | 3 | 70 | 70 | 70 | 70 | 83 | 83 | 83 | 83
MFm | 1985 | CZ12 | 4 | 72 | 67 | 67 | 72 | 85 | 85 | 85 | 85
MFm | 1985 | CZ12 | 5 | 72 | 72 | 72 | 72 | 90 | 90 | 90 | 90
MFm | 1996 | CZ12 | 1 | 70 | 70 | 70 | 70 | 76 | 83 | 83 | 76
MFm | 1996 | CZ12 | 2 | 72 | 72 | 72 | 72 | 80 | 83 | 83 | 80
MFm | 1996 | CZ12 | 3 | 72 | 67 | 67 | 72 | 83 | 83 | 83 | 83
MFm | 1996 | CZ12 | 4 | 74 | 74 | 74 | 74 | 85 | 85 | 85 | 85
MFm | 1996 | CZ12 | 5 | 70 | 67 | 67 | 70 | 90 | 90 | 90 | 90
MFm | 2003 | CZ12 | 1 | 70 | 67 | 67 | 70 | 78 | 78 | 78 | 78
MFm | 2003 | CZ12 | 2 | 72 | 67 | 67 | 72 | 83 | 80 | 80 | 83
MFm | 2003 | CZ12 | 3 | 72 | 72 | 72 | 72 | 80 | 80 | 80 | 80
MFm | 2003 | CZ12 | 4 | 70 | 70 | 70 | 70 | 76 | 83 | 83 | 76
MFm | 2003 | CZ12 | 5 | 67 | 72 | 72 | 67 | 80 | 83 | 83 | 80
MFm | Any | CZ12 | 1 | 72 | 67 | 67 | 72 | 83 | 76 | 76 | 83
MFm | Any | CZ12 | 2 | 70 | 70 | 70 | 70 | 78 | 78 | 78 | 78
MFm | Any | CZ12 | 3 | 72 | 72 | 72 | 72 | 83 | 80 | 80 | 83
MFm | Any | CZ12 | 4 | 70 | 67 | 67 | 70 | 80 | 80 | 80 | 80
MFm | Any | CZ12 | 5 | 74 | 74 | 74 | 74 | 76 | 83 | 83 | 76
MFm | 1975 | CZ13 | 1 | 70 | 70 | 70 | 70 | 76 | 83 | 83 | 76
MFm | 1975 | CZ13 | 2 | 72 | 67 | 67 | 72 | 80 | 83 | 83 | 80
MFm | 1975 | CZ13 | 3 | 74 | 74 | 74 | 74 | 83 | 83 | 83 | 83
MFm | 1975 | CZ13 | 4 | 72 | 72 | 72 | 72 | 85 | 85 | 85 | 85
MFm | 1975 | CZ13 | 5 | 70 | 67 | 67 | 70 | 90 | 90 | 90 | 90
MFm | 1985 | CZ13 | 1 | 70 | 67 | 67 | 70 | 76 | 83 | 83 | 76
MFm | 1985 | CZ13 | 2 | 70 | 70 | 70 | 70 | 80 | 83 | 83 | 80
MFm | 1985 | CZ13 | 3 | 72 | 67 | 67 | 72 | 83 | 83 | 83 | 83
MFm | 1985 | CZ13 | 4 | 74 | 74 | 74 | 74 | 85 | 85 | 85 | 85
MFm | 1985 | CZ13 | 5 | 72 | 72 | 72 | 72 | 90 | 90 | 90 | 90
MFm | 1996 | CZ13 | 1 | 70 | 70 | 70 | 70 | 76 | 83 | 83 | 76
MFm | 1996 | CZ13 | 2 | 72 | 67 | 67 | 72 | 80 | 83 | 83 | 80
MFm | 1996 | CZ13 | 3 | 74 | 74 | 74 | 74 | 83 | 83 | 83 | 83
MFm | 1996 | CZ13 | 4 | 72 | 72 | 72 | 72 | 85 | 85 | 85 | 85
MFm | 1996 | CZ13 | 5 | 70 | 67 | 67 | 70 | 90 | 90 | 90 | 90
MFm | 2003 | CZ13 | 1 | 70 | 67 | 67 | 70 | 83 | 80 | 80 | 83
MFm | 2003 | CZ13 | 2 | 70 | 70 | 70 | 70 | 80 | 80 | 80 | 80
MFm | 2003 | CZ13 | 3 | 74 | 74 | 74 | 74 | 76 | 83 | 83 | 76
MFm | 2003 | CZ13 | 4 | 72 | 67 | 67 | 72 | 80 | 83 | 83 | 80
MFm | 2003 | CZ13 | 5 | 72 | 72 | 72 | 72 | 83 | 83 | 83 | 83
MFm | Any | CZ13 | 1 | 70 | 70 | 70 | 70 | 83 | 76 | 76 | 83
MFm | Any | CZ13 | 2 | 74 | 74 | 74 | 74 | 78 | 78 | 78 | 78
MFm | Any | CZ13 | 3 | 72 | 72 | 72 | 72 | 83 | 80 | 80 | 83
MFm | Any | CZ13 | 4 | 72 | 67 | 67 | 72 | 80 | 80 | 80 | 80
MFm | Any | CZ13 | 5 | 70 | 67 | 67 | 70 | 76 | 83 | 83 | 76
MFm | 1975 | CZ14 | 1 | 67 | 70 | 70 | 67 | 74 | 74 | 74 | 74
MFm | 1975 | CZ14 | 2 | 67 | 72 | 72 | 67 | 83 | 76 | 76 | 83
MFm | 1975 | CZ14 | 3 | 72 | 67 | 67 | 72 | 78 | 78 | 78 | 78
MFm | 1975 | CZ14 | 4 | 70 | 70 | 70 | 70 | 83 | 80 | 80 | 83
MFm | 1975 | CZ14 | 5 | 72 | 72 | 72 | 72 | 80 | 80 | 80 | 80
MFm | 1985 | CZ14 | 1 | 72 | 67 | 67 | 72 | 78 | 78 | 78 | 78
MFm | 1985 | CZ14 | 2 | 67 | 70 | 70 | 67 | 83 | 80 | 80 | 83
MFm | 1985 | CZ14 | 3 | 67 | 67 | 67 | 67 | 80 | 80 | 80 | 80
MFm | 1985 | CZ14 | 4 | 67 | 72 | 72 | 67 | 76 | 83 | 83 | 76
MFm | 1985 | CZ14 | 5 | 70 | 70 | 70 | 70 | 80 | 83 | 83 | 80
MFm | 1996 | CZ14 | 1 | 74 | 74 | 74 | 74 | 74 | 74 | 74 | 74
MFm | 1996 | CZ14 | 2 | 72 | 72 | 72 | 72 | 83 | 76 | 76 | 83
MFm | 1996 | CZ14 | 3 | 72 | 67 | 67 | 72 | 78 | 78 | 78 | 78
MFm | 1996 | CZ14 | 4 | 70 | 67 | 67 | 70 | 83 | 80 | 80 | 83
MFm | 1996 | CZ14 | 5 | 70 | 70 | 70 | 70 | 80 | 80 | 80 | 80
MFm | 2003 | CZ14 | 1 | 72 | 72 | 72 | 72 | 74 | 74 | 74 | 74
MFm | 2003 | CZ14 | 2 | 74 | 74 | 74 | 74 | 83 | 76 | 76 | 83
MFm | 2003 | CZ14 | 3 | 70 | 67 | 67 | 70 | 78 | 78 | 78 | 78
MFm | 2003 | CZ14 | 4 | 70 | 70 | 70 | 70 | 83 | 80 | 80 | 83
MFm | 2003 | CZ14 | 5 | 72 | 67 | 67 | 72 | 80 | 80 | 80 | 80
MFm | Any | CZ14 | 1 | 74 | 74 | 74 | 74 | 74 | 74 | 74 | 74
MFm | Any | CZ14 | 2 | 72 | 72 | 72 | 72 | 83 | 76 | 76 | 83
MFm | Any | CZ14 | 3 | 72 | 67 | 67 | 72 | 78 | 78 | 78 | 78
MFm | Any | CZ14 | 4 | 70 | 67 | 67 | 70 | 83 | 80 | 80 | 83
MFm | Any | CZ14 | 5 | 70 | 70 | 70 | 70 | 80 | 80 | 80 | 80
MFm | 1975 | CZ15 | 1 | 72 | 72 | 72 | 72 | 80 | 80 | 80 | 80
MFm | 1975 | CZ15 | 2 | 74 | 74 | 74 | 74 | 80 | 83 | 83 | 80
MFm | 1975 | CZ15 | 3 | 70 | 67 | 67 | 70 | 83 | 83 | 83 | 83
MFm | 1975 | CZ15 | 4 | 72 | 67 | 67 | 72 | 85 | 85 | 85 | 85
MFm | 1975 | CZ15 | 5 | 70 | 70 | 70 | 70 | 90 | 90 | 90 | 90
MFm | 1985 | CZ15 | 1 | 70 | 70 | 70 | 70 | 76 | 83 | 83 | 76
MFm | 1985 | CZ15 | 2 | 74 | 74 | 74 | 74 | 80 | 83 | 83 | 80
MFm | 1985 | CZ15 | 3 | 72 | 67 | 67 | 72 | 83 | 83 | 83 | 83
MFm | 1985 | CZ15 | 4 | 72 | 72 | 72 | 72 | 85 | 85 | 85 | 85
MFm | 1985 | CZ15 | 5 | 70 | 67 | 67 | 70 | 90 | 90 | 90 | 90
MFm | 1996 | CZ15 | 1 | 70 | 67 | 67 | 70 | 76 | 83 | 83 | 76
MFm | 1996 | CZ15 | 2 | 70 | 70 | 70 | 70 | 80 | 83 | 83 | 80
MFm | 1996 | CZ15 | 3 | 72 | 67 | 67 | 72 | 83 | 83 | 83 | 83
MFm | 1996 | CZ15 | 4 | 72 | 72 | 72 | 72 | 85 | 85 | 85 | 85
MFm | 1996 | CZ15 | 5 | 74 | 74 | 74 | 74 | 90 | 90 | 90 | 90
MFm | 2003 | CZ15 | 1 | 70 | 67 | 67 | 70 | 76 | 83 | 83 | 76
MFm | 2003 | CZ15 | 2 | 70 | 70 | 70 | 70 | 80 | 83 | 83 | 80
MFm | 2003 | CZ15 | 3 | 72 | 67 | 67 | 72 | 83 | 83 | 83 | 83
MFm | 2003 | CZ15 | 4 | 72 | 72 | 72 | 72 | 85 | 85 | 85 | 85
MFm | 2003 | CZ15 | 5 | 74 | 74 | 74 | 74 | 90 | 90 | 90 | 90
MFm | Any | CZ15 | 1 | 70 | 67 | 67 | 70 | 76 | 83 | 83 | 76
MFm | Any | CZ15 | 2 | 72 | 67 | 67 | 72 | 80 | 83 | 83 | 80
MFm | Any | CZ15 | 3 | 72 | 72 | 72 | 72 | 83 | 83 | 83 | 83
MFm | Any | CZ15 | 4 | 74 | 74 | 74 | 74 | 85 | 85 | 85 | 85
MFm | Any | CZ15 | 5 | 70 | 70 | 70 | 70 | 90 | 90 | 90 | 90
MFm | 1975 | CZ16 | 1 | 60 | 60 | 60 | 60 | 78 | 78 | 78 | 78
MFm | 1975 | CZ16 | 2 | 67 | 67 | 67 | 67 | 83 | 80 | 80 | 83
MFm | 1975 | CZ16 | 3 | 67 | 70 | 70 | 67 | 80 | 80 | 80 | 80
MFm | 1975 | CZ16 | 4 | 67 | 72 | 72 | 67 | 76 | 83 | 83 | 76
MFm | 1975 | CZ16 | 5 | 70 | 67 | 67 | 70 | 80 | 83 | 83 | 80
MFm | 1985 | CZ16 | 1 | 60 | 60 | 60 | 60 | 74 | 74 | 74 | 74
MFm | 1985 | CZ16 | 2 | 67 | 70 | 70 | 67 | 83 | 76 | 76 | 83
MFm | 1985 | CZ16 | 3 | 67 | 72 | 72 | 67 | 78 | 78 | 78 | 78
MFm | 1985 | CZ16 | 4 | 70 | 67 | 67 | 70 | 83 | 80 | 80 | 83
MFm | 1985 | CZ16 | 5 | 67 | 67 | 67 | 67 | 80 | 80 | 80 | 80
MFm | 1996 | CZ16 | 1 | 70 | 67 | 67 | 70 | 74 | 74 | 74 | 74
MFm | 1996 | CZ16 | 2 | 70 | 70 | 70 | 70 | 83 | 76 | 76 | 83
MFm | 1996 | CZ16 | 3 | 72 | 72 | 72 | 72 | 78 | 78 | 78 | 78
MFm | 1996 | CZ16 | 4 | 74 | 74 | 74 | 74 | 83 | 80 | 80 | 83
MFm | 1996 | CZ16 | 5 | 72 | 67 | 67 | 72 | 80 | 80 | 80 | 80
MFm | 2003 | CZ16 | 1 | 72 | 72 | 72 | 72 | 74 | 74 | 74 | 74
MFm | 2003 | CZ16 | 2 | 67 | 72 | 72 | 67 | 83 | 76 | 76 | 83
MFm | 2003 | CZ16 | 3 | 72 | 67 | 67 | 72 | 78 | 78 | 78 | 78
MFm | 2003 | CZ16 | 4 | 70 | 67 | 67 | 70 | 83 | 80 | 80 | 83
MFm | 2003 | CZ16 | 5 | 70 | 70 | 70 | 70 | 80 | 80 | 80 | 80
MFm | Any | CZ16 | 1 | 72 | 72 | 72 | 72 | 74 | 74 | 74 | 74
MFm | Any | CZ16 | 2 | 72 | 67 | 67 | 72 | 83 | 76 | 76 | 83
MFm | Any | CZ16 | 3 | 70 | 70 | 70 | 70 | 78 | 78 | 78 | 78
MFm | Any | CZ16 | 4 | 67 | 72 | 72 | 67 | 83 | 80 | 80 | 83
MFm | Any | CZ16 | 5 | 70 | 67 | 67 | 70 | 80 | 80 | 80 | 80
DMo | MH72 | CZ01 | 1 | 55 | 55 | 55 | 55 | 74 | 74 | 74 | 74
DMo | MH72 | CZ01 | 2 | 60 | 60 | 60 | 60 | 83 | 76 | 76 | 83
DMo | MH72 | CZ01 | 3 | 68 | 68 | 68 | 68 | 78 | 78 | 78 | 78
DMo | MH72 | CZ01 | 4 | 70 | 65 | 65 | 70 | 83 | 80 | 80 | 83
DMo | MH72 | CZ01 | 5 | 68 | 65 | 65 | 68 | 80 | 80 | 80 | 80
DMo | MH85 | CZ01 | 1 | 55 | 55 | 55 | 55 | 74 | 74 | 74 | 74
DMo | MH85 | CZ01 | 2 | 68 | 65 | 65 | 68 | 83 | 76 | 76 | 83
DMo | MH85 | CZ01 | 3 | 68 | 68 | 68 | 68 | 78 | 78 | 78 | 78
DMo | MH85 | CZ01 | 4 | 60 | 60 | 60 | 60 | 83 | 80 | 80 | 83
DMo | MH85 | CZ01 | 5 | 65 | 65 | 65 | 65 | 80 | 80 | 80 | 80
DMo | MH00 | CZ01 | 1 | 55 | 55 | 55 | 55 | 74 | 74 | 74 | 74
DMo | MH00 | CZ01 | 2 | 65 | 70 | 70 | 65 | 83 | 76 | 76 | 83
DMo | MH00 | CZ01 | 3 | 60 | 60 | 60 | 60 | 78 | 78 | 78 | 78
DMo | MH00 | CZ01 | 4 | 68 | 65 | 65 | 68 | 83 | 80 | 80 | 83
DMo | MH00 | CZ01 | 5 | 68 | 68 | 68 | 68 | 80 | 80 | 80 | 80
DMo | Any | CZ01 | 1 | 60 | 60 | 60 | 60 | 74 | 74 | 74 | 74
DMo | Any | CZ01 | 2 | 68 | 65 | 65 | 68 | 83 | 76 | 76 | 83
DMo | Any | CZ01 | 3 | 55 | 55 | 55 | 55 | 78 | 78 | 78 | 78
DMo | Any | CZ01 | 4 | 65 | 70 | 70 | 65 | 83 | 80 | 80 | 83
DMo | Any | CZ01 | 5 | 68 | 68 | 68 | 68 | 80 | 80 | 80 | 80
DMo | MH72 | CZ02 | 1 | 65 | 65 | 65 | 65 | 80 | 80 | 80 | 80
DMo | MH72 | CZ02 | 2 | 60 | 60 | 60 | 60 | 76 | 83 | 83 | 76
DMo | MH72 | CZ02 | 3 | 63 | 63 | 63 | 63 | 80 | 83 | 83 | 80
DMo | MH72 | CZ02 | 4 | 61 | 61 | 61 | 61 | 83 | 83 | 83 | 83
DMo | MH72 | CZ02 | 5 | 68 | 65 | 65 | 68 | 82 | 81 | 81 | 82
DMo | MH85 | CZ02 | 1 | 68 | 65 | 65 | 68 | 78 | 78 | 78 | 78
DMo | MH85 | CZ02 | 2 | 60 | 60 | 60 | 60 | 83 | 80 | 80 | 83
DMo | MH85 | CZ02 | 3 | 68 | 68 | 68 | 68 | 76 | 83 | 83 | 76
DMo | MH85 | CZ02 | 4 | 65 | 70 | 70 | 65 | 83 | 83 | 83 | 83
DMo | MH85 | CZ02 | 5 | 70 | 65 | 65 | 70 | 90 | 90 | 90 | 90
DMo | MH00 | CZ02 | 1 | 65 | 68 | 68 | 65 | 78 | 78 | 78 | 78
DMo | MH00 | CZ02 | 2 | 65 | 70 | 70 | 65 | 80 | 80 | 80 | 80
DMo | MH00 | CZ02 | 3 | 65 | 65 | 65 | 65 | 76 | 83 | 83 | 76
DMo | MH00 | CZ02 | 4 | 55 | 55 | 55 | 55 | 83 | 83 | 83 | 83
DMo | MH00 | CZ02 | 5 | 60 | 60 | 60 | 60 | 90 | 90 | 90 | 90
DMo | Any | CZ02 | 1 | 65 | 68 | 68 | 65 | 74 | 74 | 74 | 74
DMo | Any | CZ02 | 2 | 68 | 65 | 65 | 68 | 83 | 76 | 76 | 83
DMo | Any | CZ02 | 3 | 65 | 65 | 65 | 65 | 78 | 78 | 78 | 78
DMo | Any | CZ02 | 4 | 65 | 65 | 65 | 65 | 83 | 80 | 80 | 83
DMo | Any | CZ02 | 5 | 65 | 68 | 68 | 65 | 80 | 80 | 80 | 80
DMo | MH72 | CZ03 | 1 | 68 | 68 | 68 | 68 | 80 | 75 | 75 | 80
DMo | MH72 | CZ03 | 2 | 60 | 60 | 60 | 60 | 77 | 77 | 77 | 77
DMo | MH72 | CZ03 | 3 | 65 | 65 | 65 | 65 | 80 | 78 | 78 | 80
DMo | MH72 | CZ03 | 4 | 68 | 63 | 63 | 68 | 78 | 75 | 75 | 78
DMo | MH72 | CZ03 | 5 | 64 | 68 | 68 | 64 | 76 | 76 | 76 | 76
DMo | MH85 | CZ03 | 1 | 70 | 70 | 70 | 70 | 74 | 74 | 74 | 74
DMo | MH85 | CZ03 | 2 | 68 | 65 | 65 | 68 | 83 | 76 | 76 | 83
DMo | MH85 | CZ03 | 3 | 65 | 65 | 65 | 65 | 78 | 78 | 78 | 78
DMo | MH85 | CZ03 | 4 | 70 | 65 | 65 | 70 | 83 | 80 | 80 | 83
DMo | MH85 | CZ03 | 5 | 68 | 68 | 68 | 68 | 80 | 80 | 80 | 80
DMo | MH00 | CZ03 | 1 | 68 | 65 | 65 | 68 | 80 | 76 | 76 | 80
DMo | MH00 | CZ03 | 2 | 70 | 65 | 65 | 70 | 77 | 77 | 77 | 77
DMo | MH00 | CZ03 | 3 | 65 | 68 | 68 | 65 | 80 | 78 | 78 | 80
DMo | MH00 | CZ03 | 4 | 68 | 68 | 68 | 68 | 78 | 78 | 78 | 78
DMo | MH00 | CZ03 | 5 | 65 | 65 | 65 | 65 | 76 | 80 | 80 | 76
DMo | Any | CZ03 | 1 | 60 | 60 | 60 | 60 | 74 | 74 | 74 | 74
DMo | Any | CZ03 | 2 | 68 | 65 | 65 | 68 | 83 | 76 | 76 | 83
DMo | Any | CZ03 | 3 | 65 | 70 | 70 | 65 | 77 | 77 | 77 | 77
DMo | Any | CZ03 | 4 | 68 | 68 | 68 | 68 | 80 | 75 | 75 | 80
DMo | Any | CZ03 | 5 | 65 | 68 | 68 | 65 | 75 | 75 | 75 | 75
DMo | MH72 | CZ04 | 1 | 60 | 60 | 60 | 60 | 78 | 78 | 78 | 78
DMo | MH72 | CZ04 | 2 | 65 | 65 | 65 | 65 | 83 | 80 | 80 | 83
DMo | MH72 | CZ04 | 3 | 65 | 68 | 68 | 65 | 80 | 80 | 80 | 80
DMo | MH72 | CZ04 | 4 | 65 | 70 | 70 | 65 | 76 | 83 | 83 | 76
DMo | MH72 | CZ04 | 5 | 55 | 55 | 55 | 55 | 80 | 83 | 83 | 80
DMo | MH85 | CZ04 | 1 | 70 | 65 | 65 | 70 | 74 | 74 | 74 | 74
DMo | MH85 | CZ04 | 2 | 60 | 60 | 60 | 60 | 83 | 76 | 76 | 83
DMo | MH85 | CZ04 | 3 | 68 | 68 | 68 | 68 | 78 | 78 | 78 | 78
DMo | MH85 | CZ04 | 4 | 65 | 70 | 70 | 65 | 83 | 80 | 80 | 83
DMo | MH85 | CZ04 | 5 | 68 | 65 | 65 | 68 | 80 | 80 | 80 | 80
DMo | MH00 | CZ04 | 1 | 69 | 66 | 66 | 69 | 78 | 80 | 80 | 78
DMo | MH00 | CZ04 | 2 | 68 | 65 | 65 | 68 | 78 | 82 | 82 | 78
DMo | MH00 | CZ04 | 3 | 68 | 70 | 70 | 68 | 83 | 80 | 80 | 83
DMo | MH00 | CZ04 | 4 | 68 | 68 | 68 | 68 | 80 | 79 | 79 | 80
DMo | MH00 | CZ04 | 5 | 65 | 68 | 68 | 65 | 76 | 83 | 83 | 76
DMo | Any | CZ04 | 1 | 65 | 68 | 68 | 65 | 74 | 74 | 74 | 74
DMo | Any | CZ04 | 2 | 65 | 65 | 65 | 65 | 83 | 76 | 76 | 83
DMo | Any | CZ04 | 3 | 68 | 65 | 65 | 68 | 78 | 78 | 78 | 78
DMo | Any | CZ04 | 4 | 68 | 68 | 68 | 68 | 83 | 80 | 80 | 83
DMo | Any | CZ04 | 5 | 60 | 60 | 60 | 60 | 80 | 80 | 80 | 80
DMo | MH72 | CZ05 | 1 | 60 | 60 | 60 | 60 | 75 | 74 | 74 | 75
DMo | MH72 | CZ05 | 2 | 65 | 65 | 65 | 65 | 76 | 76 | 76 | 76
DMo | MH72 | CZ05 | 3 | 68 | 65 | 65 | 68 | 77 | 74 | 74 | 77
DMo | MH72 | CZ05 | 4 | 65 | 68 | 68 | 65 | 76 | 76 | 76 | 76
DMo | MH72 | CZ05 | 5 | 65 | 65 | 65 | 65 | 80 | 80 | 80 | 80
DMo | MH85 | CZ05 | 1 | 65 | 70 | 70 | 65 | 75 | 74 | 74 | 75
DMo | MH85 | CZ05 | 2 | 65 | 65 | 65 | 65 | 75 | 75 | 75 | 75
DMo | MH85 | CZ05 | 3 | 70 | 65 | 65 | 70 | 80 | 75 | 74 | 80
DMo | MH85 | CZ05 | 4 | 68 | 65 | 65 | 68 | 76 | 76 | 74 | 76
DMo | MH85 | CZ05 | 5 | 68 | 68 | 68 | 68 | 74 | 74 | 74 | 74
DMo | MH00 | CZ05 | 1 | 70 | 72 | 72 | 70 | 75 | 75 | 75 | 75
DMo | MH00 | CZ05 | 2 | 69 | 70 | 70 | 69 | 76 | 76 | 76 | 76
DMo | MH00 | CZ05 | 3 | 68 | 68 | 68 | 68 | 80 | 75 | 75 | 80
DMo | MH00 | CZ05 | 4 | 69 | 72 | 72 | 69 | 76 | 76 | 76 | 76
DMo | MH00 | CZ05 | 5 | 72 | 72 | 72 | 72 | 75 | 74 | 74 | 75
DMo | Any | CZ05 | 1 | 65 | 65 | 65 | 65 | 75 | 74 | 74 | 75
DMo | Any | CZ05 | 2 | 65 | 70 | 70 | 65 | 76 | 75 | 74 | 76
DMo | Any | CZ05 | 3 | 68 | 65 | 65 | 68 | 80 | 75 | 75 | 80
DMo | Any | CZ05 | 4 | 68 | 68 | 68 | 68 | 76 | 74 | 74 | 76
DMo | Any | CZ05 | 5 | 65 | 65 | 65 | 65 | 75 | 74 | 74 | 75
DMo | MH72 | CZ06 | 1 | 65 | 65 | 65 | 65 | 74 | 74 | 74 | 74
DMo | MH72 | CZ06 | 2 | 60 | 60 | 60 | 60 | 83 | 76 | 76 | 83
DMo | MH72 | CZ06 | 3 | 65 | 68 | 68 | 65 | 78 | 78 | 78 | 78
DMo | MH72 | CZ06 | 4 | 65 | 68 | 68 | 65 | 83 | 80 | 80 | 83
DMo | MH72 | CZ06 | 5 | 68 | 65 | 65 | 68 | 80 | 80 | 80 | 80
DMo | MH85 | CZ06 | 1 | 68 | 65 | 65 | 68 | 74 | 74 | 74 | 74
DMo | MH85 | CZ06 | 2 | 70 | 65 | 65 | 70 | 83 | 76 | 76 | 83
DMo | MH85 | CZ06 | 3 | 70 | 70 | 70 | 70 | 78 | 78 | 78 | 78
DMo | MH85 | CZ06 | 4 | 60 | 60 | 60 | 60 | 83 | 80 | 80 | 83
DMo | MH85 | CZ06 | 5 | 68 | 68 | 68 | 68 | 83 | 83 | 83 | 83
DMo | MH00 | CZ06 | 1 | 68 | 65 | 65 | 68 | 74 | 74 | 74 | 74
DMo | MH00 | CZ06 | 2 | 68 | 68 | 68 | 68 | 83 | 76 | 76 | 83
DMo | MH00 | CZ06 | 3 | 72 | 72 | 72 | 72 | 78 | 78 | 78 | 78
DMo | MH00 | CZ06 | 4 | 70 | 65 | 65 | 70 | 83 | 80 | 80 | 83
DMo | MH00 | CZ06 | 5 | 68 | 68 | 68 | 68 | 80 | 80 | 80 | 80
DMo | Any | CZ06 | 1 | 68 | 68 | 68 | 68 | 74 | 74 | 74 | 74
DMo | Any | CZ06 | 2 | 70 | 65 | 65 | 70 | 83 | 76 | 76 | 83
DMo | Any | CZ06 | 3 | 60 | 60 | 60 | 60 | 78 | 78 | 78 | 78
DMo | Any | CZ06 | 4 | 65 | 68 | 68 | 65 | 83 | 80 | 80 | 83
DMo | Any | CZ06 | 5 | 70 | 70 | 70 | 70 | 80 | 80 | 80 | 80
DMo | MH72 | CZ07 | 1 | 70 | 70 | 70 | 70 | 74 | 74 | 74 | 74
DMo | MH72 | CZ07 | 2 | 65 | 68 | 68 | 65 | 78 | 78 | 78 | 78
DMo | MH72 | CZ07 | 3 | 70 | 70 | 70 | 70 | 83 | 80 | 80 | 83
DMo | MH72 | CZ07 | 4 | 68 | 68 | 68 | 68 | 74 | 74 | 74 | 74
DMo | MH72 | CZ07 | 5 | 68 | 65 | 65 | 68 | 83 | 76 | 76 | 83
DMo | MH85 | CZ07 | 1 | 72 | 72 | 72 | 72 | 74 | 74 | 74 | 74
DMo | MH85 | CZ07 | 2 | 68 | 65 | 65 | 68 | 78 | 78 | 78 | 78
DMo | MH85 | CZ07 | 3 | 72 | 72 | 72 | 72 | 83 | 80 | 80 | 83
DMo | MH85 | CZ07 | 4 | 65 | 70 | 70 | 65 | 74 | 74 | 74 | 74
DMo | MH85 | CZ07 | 5 | 68 | 68 | 68 | 68 | 83 | 76 | 76 | 83
DMo | MH00 | CZ07 | 1 | 72 | 70 | 70 | 72 | 76 | 80 | 80 | 76
DMo | MH00 | CZ07 | 2 | 70 | 74 | 74 | 70 | 80 | 80 | 80 | 80
DMo | MH00 | CZ07 | 3 | 72 | 72 | 72 | 72 | 83 | 78 | 87 | 83
DMo | MH00 | CZ07 | 4 | 73 | 70 | 70 | 73 | 82 | 78 | 79 | 82
DMo | MH00 | CZ07 | 5 | 70 | 72 | 72 | 70 | 83 | 80 | 80 | 83
DMo | Any | CZ07 | 1 | 68 | 68 | 68 | 68 | 74 | 74 | 74 | 74
DMo | Any | CZ07 | 2 | 70 | 70 | 70 | 70 | 78 | 76 | 76 | 78
DMo | Any | CZ07 | 3 | 68 | 68 | 68 | 68 | 80 | 76 | 76 | 80
DMo | Any | CZ07 | 4 | 65 | 70 | 70 | 65 | 74 | 74 | 74 | 74
DMo | Any | CZ07 | 5 | 68 | 65 | 65 | 68 | 80 | 75 | 75 | 80
DMo | MH72 | CZ08 | 1 | 60 | 60 | 60 | 60 | 80 | 78 | 78 | 80
DMo | MH72 | CZ08 | 2 | 68 | 65 | 65 | 68 | 78 | 78 | 78 | 78
DMo | MH72 | CZ08 | 3 | 68 | 68 | 68 | 68 | 83 | 80 | 80 | 83
DMo | MH72 | CZ08 | 4 | 68 | 70 | 70 | 68 | 76 | 83 | 83 | 76
DMo | MH72 | CZ08 | 5 | 69 | 69 | 69 | 69 | 80 | 83 | 83 | 80
DMo | MH85 | CZ08 | 1 | 70 | 70 | 70 | 70 | 80 | 78 | 77 | 80
DMo | MH85 | CZ08 | 2 | 68 | 70 | 70 | 68 | 83 | 78 | 78 | 83
DMo | MH85 | CZ08 | 3 | 68 | 72 | 72 | 68 | 78 | 78 | 78 | 78
DMo | MH85 | CZ08 | 4 | 70 | 72 | 72 | 70 | 83 | 80 | 80 | 83
DMo | MH85 | CZ08 | 5 | 70 | 65 | 65 | 70 | 80 | 80 | 80 | 80
DMo | MH00 | CZ08 | 1 | 72 | 65 | 65 | 72 | 78 | 80 | 80 | 78
DMo | MH00 | CZ08 | 2 | 71 | 72 | 72 | 71 | 83 | 80 | 80 | 83
DMo | MH00 | CZ08 | 3 | 70 | 73 | 73 | 70 | 80 | 82 | 82 | 80
DMo | MH00 | CZ08 | 4 | 70 | 70 | 70 | 70 | 83 | 80 | 80 | 83
DMo | MH00 | CZ08 | 5 | 70 | 72 | 72 | 70 | 80 | 78 | 78 | 80
DMo | Any | CZ08 | 1 | 68 | 65 | 65 | 68 | 74 | 74 | 74 | 74
DMo | Any | CZ08 | 2 | 65 | 70 | 70 | 65 | 83 | 76 | 76 | 83
DMo | Any | CZ08 | 3 | 70 | 65 | 65 | 70 | 78 | 78 | 78 | 78
DMo | Any | CZ08 | 4 | 70 | 70 | 70 | 70 | 83 | 78 | 78 | 83
DMo | Any | CZ08 | 5 | 70 | 68 | 68 | 70 | 78 | 78 | 78 | 78
DMo | MH72 | CZ09 | 1 | 65 | 65 | 65 | 65 | 83 | 78 | 78 | 83
DMo | MH72 | CZ09 | 2 | 68 | 68 | 68 | 68 | 78 | 78 | 78 | 78
DMo | MH72 | CZ09 | 3 | 65 | 70 | 70 | 65 | 83 | 80 | 80 | 83
DMo | MH72 | CZ09 | 4 | 68 | 65 | 65 | 68 | 76 | 83 | 83 | 76
DMo | MH72 | CZ09 | 5 | 70 | 68 | 68 | 70 | 82 | 82 | 82 | 82
DMo | MH85 | CZ09 | 1 | 72 | 72 | 72 | 72 | 78 | 78 | 78 | 78
DMo | MH85 | CZ09 | 2 | 68 | 68 | 68 | 68 | 83 | 80 | 80 | 83
DMo | MH85 | CZ09 | 3 | 70 | 65 | 65 | 70 | 80 | 80 | 80 | 80
DMo | MH85 | CZ09 | 4 | 68 | 70 | 70 | 68 | 76 | 83 | 83 | 76
DMo | MH85 | CZ09 | 5 | 68 | 79 | 79 | 68 | 85 | 85 | 85 | 85
DMo | MH00 | CZ09 | 1 | 72 | 68 | 68 | 72 | 80 | 80 | 80 | 80
DMo | MH00 | CZ09 | 2 | 70 | 72 | 72 | 70 | 83 | 81 | 81 | 83
DMo | MH00 | CZ09 | 3 | 70 | 65 | 65 | 70 | 78 | 80 | 80 | 78
DMo | MH00 | CZ09 | 4 | 70 | 74 | 74 | 70 | 83 | 80 | 80 | 83
DMo | MH00 | CZ09 | 5 | 72 | 72 | 72 | 72 | 78 | 83 | 83 | 78
DMo | Any | CZ09 | 1 | 68 | 68 | 68 | 68 | 78 | 76 | 76 | 78
DMo | Any | CZ09 | 2 | 70 | 65 | 65 | 70 | 83 | 76 | 76 | 83
DMo | Any | CZ09 | 3 | 68 | 65 | 65 | 68 | 78 | 78 | 78 | 78
DMo | Any | CZ09 | 4 | 65 | 70 | 70 | 65 | 83 | 78 | 78 | 83
DMo | Any | CZ09 | 5 | 70 | 70 | 70 | 70 | 80 | 80 | 80 | 80
DMo | MH72 | CZ10 | 1 | 60 | 60 | 60 | 60 | 83 | 80 | 80 | 83
DMo | MH72 | CZ10 | 2 | 65 | 68 | 68 | 65 | 76 | 83 | 83 | 76
DMo | MH72 | CZ10 | 3 | 65 | 65 | 65 | 65 | 80 | 83 | 83 | 80
DMo | MH72 | CZ10 | 4 | 65 | 70 | 70 | 65 | 85 | 85 | 85 | 85
DMo | MH72 | CZ10 | 5 | 68 | 68 | 68 | 68 | 90 | 90 | 90 | 90
DMo | MH85 | CZ10 | 1 | 68 | 65 | 65 | 68 | 83 | 80 | 80 | 83
DMo | MH85 | CZ10 | 2 | 65 | 68 | 68 | 65 | 80 | 80 | 80 | 80
DMo | MH85 | CZ10 | 3 | 72 | 72 | 72 | 72 | 76 | 83 | 83 | 76
DMo | MH85 | CZ10 | 4 | 70 | 65 | 65 | 70 | 85 | 85 | 85 | 85
DMo | MH85 | CZ10 | 5 | 68 | 68 | 68 | 68 | 90 | 90 | 90 | 90
DMo | MH00 | CZ10 | 1 | 68 | 70 | 70 | 68 | 85 | 78 | 78 | 85
DMo | MH00 | CZ10 | 2 | 70 | 70 | 70 | 70 | 83 | 80 | 80 | 83
DMo | MH00 | CZ10 | 3 | 69 | 69 | 69 | 69 | 80 | 80 | 80 | 80
DMo | MH00 | CZ10 | 4 | 70 | 68 | 68 | 70 | 78 | 78 | 78 | 78
DMo | MH00 | CZ10 | 5 | 70 | 65 | 65 | 70 | 80 | 78 | 78 | 80
DMo | Any | CZ10 | 1 | 68 | 68 | 68 | 68 | 74 | 74 | 74 | 74
DMo | Any | CZ10 | 2 | 70 | 65 | 65 | 70 | 83 | 76 | 76 | 83
DMo | Any | CZ10 | 3 | 70 | 70 | 70 | 70 | 78 | 76 | 76 | 78
DMo | Any | CZ10 | 4 | 68 | 65 | 65 | 68 | 80 | 76 | 76 | 80
DMo | Any | CZ10 | 5 | 72 | 72 | 72 | 72 | 76 | 76 | 76 | 76
DMo | MH72 | CZ11 | 1 | 60 | 60 | 60 | 60 | 76 | 83 | 83 | 76
DMo | MH72 | CZ11 | 2 | 65 | 68 | 68 | 65 | 80 | 83 | 83 | 80
DMo | MH72 | CZ11 | 3 | 65 | 70 | 70 | 65 | 83 | 83 | 83 | 83
DMo | MH72 | CZ11 | 4 | 55 | 55 | 55 | 55 | 85 | 85 | 85 | 85
DMo | MH72 | CZ11 | 5 | 68 | 65 | 65 | 68 | 90 | 90 | 90 | 90
DMo | MH85 | CZ11 | 1 | 60 | 60 | 60 | 60 | 78 | 78 | 78 | 78
DMo | MH85 | CZ11 | 2 | 65 | 65 | 65 | 65 | 83 | 83 | 83 | 83
DMo | MH85 | CZ11 | 3 | 68 | 65 | 65 | 68 | 80 | 80 | 80 | 80
DMo | MH85 | CZ11 | 4 | 65 | 70 | 70 | 65 | 80 | 83 | 83 | 80
DMo | MH85 | CZ11 | 5 | 68 | 68 | 68 | 68 | 85 | 85 | 85 | 85
DMo | MH00 | CZ11 | 1 | 65 | 68 | 68 | 65 | 76 | 83 | 83 | 76
DMo | MH00 | CZ11 | 2 | 68 | 65 | 65 | 68 | 78 | 78 | 78 | 78
DMo | MH00 | CZ11 | 3 | 68 | 68 | 68 | 68 | 80 | 83 | 83 | 80
DMo | MH00 | CZ11 | 4 | 70 | 65 | 65 | 70 | 83 | 83 | 83 | 83
DMo | MH00 | CZ11 | 5 | 60 | 60 | 60 | 60 | 85 | 85 | 85 | 85
DMo | Any | CZ11 | 1 | 62 | 65 | 65 | 62 | 83 | 76 | 76 | 83
DMo | Any | CZ11 | 2 | 60 | 60 | 60 | 60 | 76 | 83 | 83 | 76
DMo | Any | CZ11 | 3 | 63 | 65 | 68 | 62 | 78 | 78 | 78 | 78
DMo | Any | CZ11 | 4 | 63 | 68 | 68 | 63 | 83 | 80 | 80 | 83
DMo | Any | CZ11 | 5 | 63 | 65 | 65 | 63 | 79 | 79 | 79 | 79
DMo | MH72 | CZ12 | 1 | 68 | 68 | 68 | 68 | 80 | 80 | 80 | 80
DMo | MH72 | CZ12 | 2 | 65 | 70 | 70 | 65 | 76 | 83 | 83 | 76
DMo | MH72 | CZ12 | 3 | 55 | 55 | 55 | 55 | 80 | 83 | 83 | 80
DMo | MH72 | CZ12 | 4 | 60 | 60 | 60 | 60 | 83 | 83 | 83 | 83
DMo | MH72 | CZ12 | 5 | 65 | 65 | 65 | 65 | 85 | 85 | 85 | 85
DMo | MH85 | CZ12 | 1 | 65 | 65 | 65 | 65 | 78 | 78 | 78 | 78
DMo | MH85 | CZ12 | 2 | 60 | 60 | 60 | 60 | 83 | 80 | 80 | 83
DMo | MH85 | CZ12 | 3 | 65 | 68 | 68 | 65 | 80 | 80 | 80 | 80
DMo | MH85 | CZ12 | 4 | 65 | 70 | 70 | 65 | 76 | 83 | 83 | 76
DMo | MH85 | CZ12 | 5 | 68 | 68 | 68 | 68 | 85 | 85 | 85 | 85
DMo | MH00 | CZ12 | 1 | 65 | 70 | 70 | 65 | 83 | 76 | 76 | 83
DMo | MH00 | CZ12 | 2 | 68 | 68 | 68 | 68 | 78 | 78 | 78 | 78
DMo | MH00 | CZ12 | 3 | 68 | 65 | 65 | 68 | 83 | 80 | 80 | 83
DMo | MH00 | CZ12 | 4 | 60 | 60 | 60 | 60 | 80 | 80 | 80 | 80
DMo | MH00 | CZ12 | 5 | 65 | 65 | 65 | 65 | 76 | 83 | 83 | 76
DMo | Any | CZ12 | 1 | 65 | 70 | 70 | 65 | 74 | 74 | 74 | 74
DMo | Any | CZ12 | 2 | 68 | 68 | 68 | 68 | 83 | 76 | 76 | 83
DMo | Any | CZ12 | 3 | 60 | 60 | 60 | 60 | 78 | 78 | 78 | 78
DMo | Any | CZ12 | 4 | 68 | 65 | 65 | 68 | 83 | 80 | 80 | 83
DMo | Any | CZ12 | 5 | 70 | 65 | 65 | 70 | 80 | 80 | 80 | 80
DMo | MH72 | CZ13 | 1 | 63 | 65 | 65 | 63 | 77 | 83 | 83 | 77
DMo | MH72 | CZ13 | 2 | 65 | 65 | 65 | 65 | 80 | 83 | 83 | 80
DMo | MH72 | CZ13 | 3 | 66 | 65 | 65 | 66 | 83 | 83 | 83 | 83
DMo | MH72 | CZ13 | 4 | 60 | 60 | 60 | 60 | 85 | 85 | 85 | 85
DMo | MH72 | CZ13 | 5 | 63 | 68 | 68 | 63 | 82 | 82 | 82 | 82
DMo | MH85 | CZ13 | 1 | 65 | 68 | 68 | 65 | 82 | 80 | 80 | 82
DMo | MH85 | CZ13 | 2 | 64 | 67 | 67 | 64 | 80 | 83 | 83 | 80
DMo | MH85 | CZ13 | 3 | 64 | 65 | 65 | 64 | 83 | 83 | 83 | 83
DMo | MH85 | CZ13 | 4 | 63 | 68 | 68 | 63 | 85 | 85 | 85 | 85
DMo | MH85 | CZ13 | 5 | 63 | 63 | 63 | 63 | 82 | 82 | 82 | 82
DMo | MH00 | CZ13 | 1 | 65 | 70 | 68 | 65 | 80 | 83 | 83 | 80
DMo | MH00 | CZ13 | 2 | 65 | 65 | 65 | 65 | 78 | 82 | 82 | 78
DMo | MH00 | CZ13 | 3 | 65 | 70 | 70 | 65 | 83 | 80 | 80 | 83
DMo | MH00 | CZ13 | 4 | 65 | 63 | 63 | 65 | 80 | 80 | 80 | 80
DMo | MH00 | CZ13 | 5 | 65 | 68 | 68 | 65 | 80 | 83 | 83 | 80
DMo | Any | CZ13 | 1 | 68 | 65 | 65 | 68 | 74 | 74 | 74 | 74
DMo | Any | CZ13 | 2 | 68 | 68 | 68 | 68 | 83 | 76 | 76 | 83
DMo | Any | CZ13 | 3 | 70 | 65 | 65 | 70 | 78 | 78 | 78 | 78
DMo | Any | CZ13 | 4 | 65 | 70 | 70 | 65 | 83 | 80 | 80 | 83
DMo | Any | CZ13 | 5 | 60 | 60 | 60 | 60 | 80 | 80 | 80 | 80
DMo | MH72 | CZ14 | 1 | 65 | 70 | 70 | 65 | 83 | 83 | 83 | 83
DMo | MH72 | CZ14 | 2 | 65 | 68 | 68 | 65 | 78 | 78 | 78 | 78
DMo | MH72 | CZ14 | 3 | 55 | 55 | 55 | 55 | 83 | 80 | 80 | 83
DMo | MH72 | CZ14 | 4 | 60 | 60 | 60 | 60 | 80 | 83 | 83 | 80
DMo | MH72 | CZ14 | 5 | 65 | 65 | 65 | 65 | 76 | 83 | 83 | 76
DMo | MH85 | CZ14 | 1 | 68 | 68 | 68 | 68 | 83 | 83 | 83 | 83
DMo | MH85 | CZ14 | 2 | 68 | 65 | 65 | 68 | 83 | 76 | 76 | 83
DMo | MH85 | CZ14 | 3 | 65 | 65 | 65 | 65 | 78 | 78 | 78 | 78
DMo | MH85 | CZ14 | 4 | 65 | 68 | 68 | 65 | 83 | 80 | 80 | 83
DMo | MH85 | CZ14 | 5 | 65 | 70 | 70 | 65 | 80 | 80 | 80 | 80
DMo | MH00 | CZ14 | 1 | 65 | 68 | 68 | 65 | 82 | 82 | 78 | 82
DMo | MH00 | CZ14 | 2 | 65 | 70 | 70 | 65 | 83 | 80 | 80 | 83
DMo | MH00 | CZ14 | 3 | 68 | 68 | 68 | 68 | 79 | 79 | 79 | 79
DMo | MH00 | CZ14 | 4 | 63 | 63 | 63 | 63 | 83 | 80 | 80 | 83
DMo | MH00 | CZ14 | 5 | 65 | 65 | 65 | 65 | 80 | 82 | 82 | 80
DMo | Any | CZ14 | 1 | 65 | 65 | 65 | 65 | 74 | 74 | 74 | 74
DMo | Any | CZ14 | 2 | 65 | 68 | 68 | 65 | 80 | 76 | 74 | 74
DMo | Any | CZ14 | 3 | 68 | 65 | 65 | 65 | 78 | 74 | 74 | 78
DMo | Any | CZ14 | 4 | 65 | 62 | 62 | 65 | 80 | 75 | 74 | 80
DMo | Any | CZ14 | 5 | 65 | 70 | 70 | 65 | 76 | 74 | 74 | 76
DMo | MH72 | CZ15 | 1 | 70 | 70 | 70 | 70 | 88 | 90 | 87 | 85
DMo | MH72 | CZ15 | 2 | 70 | 65 | 65 | 70 | 80 | 85 | 85 | 80
DMo | MH72 | CZ15 | 3 | 68 | 68 | 68 | 68 | 83 | 83 | 83 | 83
DMo | MH72 | CZ15 | 4 | 72 | 70 | 70 | 70 | 90 | 88 | 88 | 90
DMo | MH72 | CZ15 | 5 | 71 | 71 | 71 | 71 | 90 | 90 | 90 | 90
DMo | MH85 | CZ15 | 1 | 72 | 72 | 72 | 72 | 83 | 88 | 88 | 83
DMo | MH85 | CZ15 | 2 | 74 | 72 | 72 | 74 | 85 | 88 | 88 | 85
DMo | MH85 | CZ15 | 3 | 73 | 72 | 72 | 73 | 88 | 88 | 88 | 88
DMo | MH85 | CZ15 | 4 | 74 | 73 | 83 | 74 | 88 | 90 | 90 | 88
DMo | MH85 | CZ15 | 5 | 74 | 74 | 74 | 74 | 90 | 90 | 90 | 90
DMo | MH00 | CZ15 | 1 | 72 | 74 | 74 | 72 | 87 | 87 | 87 | 87
DMo | MH00 | CZ15 | 2 | 74 | 74 | 74 | 74 | 86 | 86 | 86 | 86
DMo | MH00 | CZ15 | 3 | 72 | 74 | 74 | 74 | 83 | 86 | 86 | 83
DMo | MH00 | CZ15 | 4 | 73 | 74 | 74 | 73 | 85 | 85 | 85 | 85
DMo | MH00 | CZ15 | 5 | 74 | 73 | 73 | 74 | 90 | 90 | 90 | 90
DMo | Any | CZ15 | 1 | 74 | 72 | 72 | 74 | 83 | 82 | 82 | 83
DMo | Any | CZ15 | 2 | 72 | 72 | 72 | 72 | 80 | 82 | 82 | 80
DMo | Any | CZ15 | 3 | 74 | 74 | 74 | 74 | 83 | 83 | 83 | 83
DMo | Any | CZ15 | 4 | 74 | 71 | 71 | 74 | 90 | 90 | 90 | 90
DMo | Any | CZ15 | 5 | 73 | 74 | 74 | 73 | 85 | 85 | 85 | 85
DMo | MH72 | CZ16 | 1 | 55 | 55 | 55 | 55 | 74 | 74 | 74 | 74
DMo | MH72 | CZ16 | 2 | 60 | 60 | 63 | 55 | 75 | 75 | 75 | 75
DMo | MH72 | CZ16 | 3 | 60 | 60 | 60 | 60 | 78 | 75 | 75 | 78
DMo | MH72 | CZ16 | 4 | 62 | 65 | 65 | 60 | 78 | 80 | 80 | 78
DMo | MH72 | CZ16 | 5 | 60 | 63 | 63 | 55 | 80 | 80 | 80 | 80
DMo | MH85 | CZ16 | 1 | 65 | 65 | 65 | 65 | 74 | 74 | 74 | 74
DMo | MH85 | CZ16 | 2 | 55 | 55 | 55 | 55 | 83 | 76 | 76 | 83
DMo | MH85 | CZ16 | 3 | 65 | 65 | 65 | 65 | 78 | 78 | 78 | 78
DMo | MH85 | CZ16 | 4 | 65 | 68 | 68 | 65 | 83 | 80 | 80 | 83
DMo | MH85 | CZ16 | 5 | 60 | 60 | 60 | 60 | 80 | 80 | 80 | 80
DMo | MH00 | CZ16 | 1 | 63 | 63 | 63 | 62 | 80 | 78 | 78 | 80
DMo | MH00 | CZ16 | 2 | 55 | 55 | 55 | 55 | 83 | 78 | 78 | 85
DMo | MH00 | CZ16 | 3 | 55 | 60 | 60 | 55 | 78 | 78 | 78 | 78
DMo | MH00 | CZ16 | 4 | 60 | 55 | 55 | 60 | 82 | 78 | 78 | 83
DMo | MH00 | CZ16 | 5 | 60 | 60 | 60 | 60 | 80 | 80 | 80 | 80
DMo | Any | CZ16 | 1 | 62 | 65 | 65 | 62 | 82 | 82 | 82 | 82
DMo | Any | CZ16 | 2 | 55 | 60 | 60 | 55 | 83 | 80 | 80 | 83
DMo | Any | CZ16 | 3 | 55 | 55 | 55 | 55 | 80 | 80 | 81 | 81
DMo | Any | CZ16 | 4 | 60 | 60 | 60 | 60 | 80 | 83 | 83 | 80
DMo | Any | CZ16 | 5 | 60 | 55 | 55 | 60 | 85 | 85 | 85 | 85
Any | Any | Any | Any | 0 | 0 | 0 | 0 | 0 | 0 | 0 | 0

## 2017weightsUpload
Index | bldgtype | bldgvint | bldgloc | bldghvac | tstat | tstatwt |  | DEER Vint | Wt Vint | DEER Bldg | Wt Bldg
SFm1975CZ01 | SFm | 1975 | CZ01 | Any | 1 | 0.54045 | SFm | 1975 | 1975 | SFm | SFm
SFm1975CZ01 | SFm | 1975 | CZ01 | Any | 2 | 0.17348 |  | 1985 | 1985 | MFm | MFm
SFm1975CZ01 | SFm | 1975 | CZ01 | Any | 3 | 0.093093 |  | 1996 | 1996 | DMo | SFm
SFm1975CZ01 | SFm | 1975 | CZ01 | Any | 4 | 0.087893 |  | 2003 | 2003
SFm1975CZ01 | SFm | 1975 | CZ01 | Any | 5 | 0.10508 |  | 2007 | 2007
SFm1975CZ02 | SFm | 1975 | CZ02 | Any | 1 | 0.51836 |  | 2011 | 2007
SFm1975CZ02 | SFm | 1975 | CZ02 | Any | 2 | 0.15665 |  | 2014 | 2007
SFm1975CZ02 | SFm | 1975 | CZ02 | Any | 3 | 0.10087 |  | 2015 | 2007
SFm1975CZ02 | SFm | 1975 | CZ02 | Any | 4 | 0.020393 |  | 2017 | 2007
SFm1975CZ02 | SFm | 1975 | CZ02 | Any | 5 | 0.20373 |  | MH72 | 1975
SFm1975CZ03 | SFm | 1975 | CZ03 | Any | 1 | 0.21414 |  | MH85 | 1985
SFm1975CZ03 | SFm | 1975 | CZ03 | Any | 2 | 0.30315 |  | MH00 | 1996
SFm1975CZ03 | SFm | 1975 | CZ03 | Any | 3 | 0.02 |  | MH06 | 2003
SFm1975CZ03 | SFm | 1975 | CZ03 | Any | 4 | 0.24197 |  | MH15 | 2007
SFm1975CZ03 | SFm | 1975 | CZ03 | Any | 5 | 0.22074
SFm1975CZ04 | SFm | 1975 | CZ04 | Any | 1 | 0.30493
SFm1975CZ04 | SFm | 1975 | CZ04 | Any | 2 | 0.16337
SFm1975CZ04 | SFm | 1975 | CZ04 | Any | 3 | 0.20316
SFm1975CZ04 | SFm | 1975 | CZ04 | Any | 4 | 0.27873
SFm1975CZ04 | SFm | 1975 | CZ04 | Any | 5 | 0.049808
SFm1975CZ05 | SFm | 1975 | CZ05 | Any | 1 | 0.036869
SFm1975CZ05 | SFm | 1975 | CZ05 | Any | 2 | 0.081591
SFm1975CZ05 | SFm | 1975 | CZ05 | Any | 3 | 0.84153
SFm1975CZ05 | SFm | 1975 | CZ05 | Any | 4 | 0.020009
SFm1975CZ05 | SFm | 1975 | CZ05 | Any | 5 | 0.02
SFm1975CZ06 | SFm | 1975 | CZ06 | Any | 1 | 0.22583
SFm1975CZ06 | SFm | 1975 | CZ06 | Any | 2 | 0.02
SFm1975CZ06 | SFm | 1975 | CZ06 | Any | 3 | 0.073913
SFm1975CZ06 | SFm | 1975 | CZ06 | Any | 4 | 0.02
SFm1975CZ06 | SFm | 1975 | CZ06 | Any | 5 | 0.66026
SFm1975CZ07 | SFm | 1975 | CZ07 | Any | 1 | 0.26658
SFm1975CZ07 | SFm | 1975 | CZ07 | Any | 2 | 0.050468
SFm1975CZ07 | SFm | 1975 | CZ07 | Any | 3 | 0.53354
SFm1975CZ07 | SFm | 1975 | CZ07 | Any | 4 | 0.021641
SFm1975CZ07 | SFm | 1975 | CZ07 | Any | 5 | 0.12777
SFm1975CZ08 | SFm | 1975 | CZ08 | Any | 1 | 0.02
SFm1975CZ08 | SFm | 1975 | CZ08 | Any | 2 | 0.21876
SFm1975CZ08 | SFm | 1975 | CZ08 | Any | 3 | 0.02
SFm1975CZ08 | SFm | 1975 | CZ08 | Any | 4 | 0.46996
SFm1975CZ08 | SFm | 1975 | CZ08 | Any | 5 | 0.27128
SFm1975CZ09 | SFm | 1975 | CZ09 | Any | 1 | 0.02
SFm1975CZ09 | SFm | 1975 | CZ09 | Any | 2 | 0.50771
SFm1975CZ09 | SFm | 1975 | CZ09 | Any | 3 | 0.059162
SFm1975CZ09 | SFm | 1975 | CZ09 | Any | 4 | 0.15998
SFm1975CZ09 | SFm | 1975 | CZ09 | Any | 5 | 0.25316
SFm1975CZ10 | SFm | 1975 | CZ10 | Any | 1 | 0.020046
SFm1975CZ10 | SFm | 1975 | CZ10 | Any | 2 | 0.64418
SFm1975CZ10 | SFm | 1975 | CZ10 | Any | 3 | 0.11814
SFm1975CZ10 | SFm | 1975 | CZ10 | Any | 4 | 0.13286
SFm1975CZ10 | SFm | 1975 | CZ10 | Any | 5 | 0.08478
SFm1975CZ11 | SFm | 1975 | CZ11 | Any | 1 | 0.068158
SFm1975CZ11 | SFm | 1975 | CZ11 | Any | 2 | 0.049141
SFm1975CZ11 | SFm | 1975 | CZ11 | Any | 3 | 0.43608
SFm1975CZ11 | SFm | 1975 | CZ11 | Any | 4 | 0.39438
SFm1975CZ11 | SFm | 1975 | CZ11 | Any | 5 | 0.052234
SFm1975CZ12 | SFm | 1975 | CZ12 | Any | 1 | 0.25732
SFm1975CZ12 | SFm | 1975 | CZ12 | Any | 2 | 0.18709
SFm1975CZ12 | SFm | 1975 | CZ12 | Any | 3 | 0.15872
SFm1975CZ12 | SFm | 1975 | CZ12 | Any | 4 | 0.18243
SFm1975CZ12 | SFm | 1975 | CZ12 | Any | 5 | 0.21444
SFm1975CZ13 | SFm | 1975 | CZ13 | Any | 1 | 0.23682
SFm1975CZ13 | SFm | 1975 | CZ13 | Any | 2 | 0.16276
SFm1975CZ13 | SFm | 1975 | CZ13 | Any | 3 | 0.14301
SFm1975CZ13 | SFm | 1975 | CZ13 | Any | 4 | 0.30968
SFm1975CZ13 | SFm | 1975 | CZ13 | Any | 5 | 0.14773
SFm1975CZ14 | SFm | 1975 | CZ14 | Any | 1 | 0.14491
SFm1975CZ14 | SFm | 1975 | CZ14 | Any | 2 | 0.21926
SFm1975CZ14 | SFm | 1975 | CZ14 | Any | 3 | 0.20096
SFm1975CZ14 | SFm | 1975 | CZ14 | Any | 4 | 0.20202
SFm1975CZ14 | SFm | 1975 | CZ14 | Any | 5 | 0.23284
SFm1975CZ15 | SFm | 1975 | CZ15 | Any | 1 | 0.02
SFm1975CZ15 | SFm | 1975 | CZ15 | Any | 2 | 0.02
SFm1975CZ15 | SFm | 1975 | CZ15 | Any | 3 | 0.02
SFm1975CZ15 | SFm | 1975 | CZ15 | Any | 4 | 0.02
SFm1975CZ15 | SFm | 1975 | CZ15 | Any | 5 | 0.92
SFm1975CZ16 | SFm | 1975 | CZ16 | Any | 1 | 0.52182
SFm1975CZ16 | SFm | 1975 | CZ16 | Any | 2 | 0.02
SFm1975CZ16 | SFm | 1975 | CZ16 | Any | 3 | 0.032461
SFm1975CZ16 | SFm | 1975 | CZ16 | Any | 4 | 0.02
SFm1975CZ16 | SFm | 1975 | CZ16 | Any | 5 | 0.40572
SFm1985CZ01 | SFm | 1985 | CZ01 | Any | 1 | 0.30051
SFm1985CZ01 | SFm | 1985 | CZ01 | Any | 2 | 0.16697
SFm1985CZ01 | SFm | 1985 | CZ01 | Any | 3 | 0.16326
SFm1985CZ01 | SFm | 1985 | CZ01 | Any | 4 | 0.19274
SFm1985CZ01 | SFm | 1985 | CZ01 | Any | 5 | 0.17653
SFm1985CZ02 | SFm | 1985 | CZ02 | Any | 1 | 0.02
SFm1985CZ02 | SFm | 1985 | CZ02 | Any | 2 | 0.02
SFm1985CZ02 | SFm | 1985 | CZ02 | Any | 3 | 0.83889
SFm1985CZ02 | SFm | 1985 | CZ02 | Any | 4 | 0.02
SFm1985CZ02 | SFm | 1985 | CZ02 | Any | 5 | 0.10111
SFm1985CZ03 | SFm | 1985 | CZ03 | Any | 1 | 0.43065
SFm1985CZ03 | SFm | 1985 | CZ03 | Any | 2 | 0.18019
SFm1985CZ03 | SFm | 1985 | CZ03 | Any | 3 | 0.18239
SFm1985CZ03 | SFm | 1985 | CZ03 | Any | 4 | 0.085758
SFm1985CZ03 | SFm | 1985 | CZ03 | Any | 5 | 0.12101
SFm1985CZ04 | SFm | 1985 | CZ04 | Any | 1 | 0.1172
SFm1985CZ04 | SFm | 1985 | CZ04 | Any | 2 | 0.02
SFm1985CZ04 | SFm | 1985 | CZ04 | Any | 3 | 0.27602
SFm1985CZ04 | SFm | 1985 | CZ04 | Any | 4 | 0.28997
SFm1985CZ04 | SFm | 1985 | CZ04 | Any | 5 | 0.29681
SFm1985CZ05 | SFm | 1985 | CZ05 | Any | 1 | 0.51501
SFm1985CZ05 | SFm | 1985 | CZ05 | Any | 2 | 0.035764
SFm1985CZ05 | SFm | 1985 | CZ05 | Any | 3 | 0.10136
SFm1985CZ05 | SFm | 1985 | CZ05 | Any | 4 | 0.072596
SFm1985CZ05 | SFm | 1985 | CZ05 | Any | 5 | 0.27527
SFm1985CZ06 | SFm | 1985 | CZ06 | Any | 1 | 0.02008
SFm1985CZ06 | SFm | 1985 | CZ06 | Any | 2 | 0.28374
SFm1985CZ06 | SFm | 1985 | CZ06 | Any | 3 | 0.39373
SFm1985CZ06 | SFm | 1985 | CZ06 | Any | 4 | 0.025846
SFm1985CZ06 | SFm | 1985 | CZ06 | Any | 5 | 0.2766
SFm1985CZ07 | SFm | 1985 | CZ07 | Any | 1 | 0.24636
SFm1985CZ07 | SFm | 1985 | CZ07 | Any | 2 | 0.1513
SFm1985CZ07 | SFm | 1985 | CZ07 | Any | 3 | 0.4909
SFm1985CZ07 | SFm | 1985 | CZ07 | Any | 4 | 0.02
SFm1985CZ07 | SFm | 1985 | CZ07 | Any | 5 | 0.091443
SFm1985CZ08 | SFm | 1985 | CZ08 | Any | 1 | 0.31561
SFm1985CZ08 | SFm | 1985 | CZ08 | Any | 2 | 0.02
SFm1985CZ08 | SFm | 1985 | CZ08 | Any | 3 | 0.02
SFm1985CZ08 | SFm | 1985 | CZ08 | Any | 4 | 0.62439
SFm1985CZ08 | SFm | 1985 | CZ08 | Any | 5 | 0.02
SFm1985CZ09 | SFm | 1985 | CZ09 | Any | 1 | 0.15732
SFm1985CZ09 | SFm | 1985 | CZ09 | Any | 2 | 0.18621
SFm1985CZ09 | SFm | 1985 | CZ09 | Any | 3 | 0.19401
SFm1985CZ09 | SFm | 1985 | CZ09 | Any | 4 | 0.17675
SFm1985CZ09 | SFm | 1985 | CZ09 | Any | 5 | 0.28571
SFm1985CZ10 | SFm | 1985 | CZ10 | Any | 1 | 0.33047
SFm1985CZ10 | SFm | 1985 | CZ10 | Any | 2 | 0.21614
SFm1985CZ10 | SFm | 1985 | CZ10 | Any | 3 | 0.30929
SFm1985CZ10 | SFm | 1985 | CZ10 | Any | 4 | 0.090915
SFm1985CZ10 | SFm | 1985 | CZ10 | Any | 5 | 0.053187
SFm1985CZ11 | SFm | 1985 | CZ11 | Any | 1 | 0.031511
SFm1985CZ11 | SFm | 1985 | CZ11 | Any | 2 | 0.63845
SFm1985CZ11 | SFm | 1985 | CZ11 | Any | 3 | 0.18094
SFm1985CZ11 | SFm | 1985 | CZ11 | Any | 4 | 0.079189
SFm1985CZ11 | SFm | 1985 | CZ11 | Any | 5 | 0.069915
SFm1985CZ12 | SFm | 1985 | CZ12 | Any | 1 | 0.027368
SFm1985CZ12 | SFm | 1985 | CZ12 | Any | 2 | 0.032366
SFm1985CZ12 | SFm | 1985 | CZ12 | Any | 3 | 0.21913
SFm1985CZ12 | SFm | 1985 | CZ12 | Any | 4 | 0.29042
SFm1985CZ12 | SFm | 1985 | CZ12 | Any | 5 | 0.43071
SFm1985CZ13 | SFm | 1985 | CZ13 | Any | 1 | 0.50699
SFm1985CZ13 | SFm | 1985 | CZ13 | Any | 2 | 0.02
SFm1985CZ13 | SFm | 1985 | CZ13 | Any | 3 | 0.02
SFm1985CZ13 | SFm | 1985 | CZ13 | Any | 4 | 0.43301
SFm1985CZ13 | SFm | 1985 | CZ13 | Any | 5 | 0.02
SFm1985CZ14 | SFm | 1985 | CZ14 | Any | 1 | 0.35132
SFm1985CZ14 | SFm | 1985 | CZ14 | Any | 2 | 0.11312
SFm1985CZ14 | SFm | 1985 | CZ14 | Any | 3 | 0.16516
SFm1985CZ14 | SFm | 1985 | CZ14 | Any | 4 | 0.20278
SFm1985CZ14 | SFm | 1985 | CZ14 | Any | 5 | 0.16762
SFm1985CZ15 | SFm | 1985 | CZ15 | Any | 1 | 0.02
SFm1985CZ15 | SFm | 1985 | CZ15 | Any | 2 | 0.02
SFm1985CZ15 | SFm | 1985 | CZ15 | Any | 3 | 0.02
SFm1985CZ15 | SFm | 1985 | CZ15 | Any | 4 | 0.92
SFm1985CZ15 | SFm | 1985 | CZ15 | Any | 5 | 0.02
SFm1985CZ16 | SFm | 1985 | CZ16 | Any | 1 | 0.11154
SFm1985CZ16 | SFm | 1985 | CZ16 | Any | 2 | 0.23434
SFm1985CZ16 | SFm | 1985 | CZ16 | Any | 3 | 0.218
SFm1985CZ16 | SFm | 1985 | CZ16 | Any | 4 | 0.21206
SFm1985CZ16 | SFm | 1985 | CZ16 | Any | 5 | 0.22406
SFm1996CZ01 | SFm | 1996 | CZ01 | Any | 1 | 0.46193
SFm1996CZ01 | SFm | 1996 | CZ01 | Any | 2 | 0.11969
SFm1996CZ01 | SFm | 1996 | CZ01 | Any | 3 | 0.18335
SFm1996CZ01 | SFm | 1996 | CZ01 | Any | 4 | 0.12143
SFm1996CZ01 | SFm | 1996 | CZ01 | Any | 5 | 0.1136
SFm1996CZ02 | SFm | 1996 | CZ02 | Any | 1 | 0.26962
SFm1996CZ02 | SFm | 1996 | CZ02 | Any | 2 | 0.29942
SFm1996CZ02 | SFm | 1996 | CZ02 | Any | 3 | 0.19007
SFm1996CZ02 | SFm | 1996 | CZ02 | Any | 4 | 0.072575
SFm1996CZ02 | SFm | 1996 | CZ02 | Any | 5 | 0.16831
SFm1996CZ03 | SFm | 1996 | CZ03 | Any | 1 | 0.02
SFm1996CZ03 | SFm | 1996 | CZ03 | Any | 2 | 0.92
SFm1996CZ03 | SFm | 1996 | CZ03 | Any | 3 | 0.02
SFm1996CZ03 | SFm | 1996 | CZ03 | Any | 4 | 0.02
SFm1996CZ03 | SFm | 1996 | CZ03 | Any | 5 | 0.02
SFm1996CZ04 | SFm | 1996 | CZ04 | Any | 1 | 0.48033
SFm1996CZ04 | SFm | 1996 | CZ04 | Any | 2 | 0.02
SFm1996CZ04 | SFm | 1996 | CZ04 | Any | 3 | 0.45967
SFm1996CZ04 | SFm | 1996 | CZ04 | Any | 4 | 0.02
SFm1996CZ04 | SFm | 1996 | CZ04 | Any | 5 | 0.02
SFm1996CZ05 | SFm | 1996 | CZ05 | Any | 1 | 0.50345
SFm1996CZ05 | SFm | 1996 | CZ05 | Any | 2 | 0.02
SFm1996CZ05 | SFm | 1996 | CZ05 | Any | 3 | 0.02
SFm1996CZ05 | SFm | 1996 | CZ05 | Any | 4 | 0.43655
SFm1996CZ05 | SFm | 1996 | CZ05 | Any | 5 | 0.020003
SFm1996CZ06 | SFm | 1996 | CZ06 | Any | 1 | 0.02
SFm1996CZ06 | SFm | 1996 | CZ06 | Any | 2 | 0.02
SFm1996CZ06 | SFm | 1996 | CZ06 | Any | 3 | 0.5485
SFm1996CZ06 | SFm | 1996 | CZ06 | Any | 4 | 0.28689
SFm1996CZ06 | SFm | 1996 | CZ06 | Any | 5 | 0.12461
SFm1996CZ07 | SFm | 1996 | CZ07 | Any | 1 | 0.52439
SFm1996CZ07 | SFm | 1996 | CZ07 | Any | 2 | 0.02
SFm1996CZ07 | SFm | 1996 | CZ07 | Any | 3 | 0.12606
SFm1996CZ07 | SFm | 1996 | CZ07 | Any | 4 | 0.30955
SFm1996CZ07 | SFm | 1996 | CZ07 | Any | 5 | 0.02
SFm1996CZ08 | SFm | 1996 | CZ08 | Any | 1 | 0.02
SFm1996CZ08 | SFm | 1996 | CZ08 | Any | 2 | 0.40516
SFm1996CZ08 | SFm | 1996 | CZ08 | Any | 3 | 0.53484
SFm1996CZ08 | SFm | 1996 | CZ08 | Any | 4 | 0.02
SFm1996CZ08 | SFm | 1996 | CZ08 | Any | 5 | 0.02
SFm1996CZ09 | SFm | 1996 | CZ09 | Any | 1 | 0.02
SFm1996CZ09 | SFm | 1996 | CZ09 | Any | 2 | 0.34092
SFm1996CZ09 | SFm | 1996 | CZ09 | Any | 3 | 0.02
SFm1996CZ09 | SFm | 1996 | CZ09 | Any | 4 | 0.31762
SFm1996CZ09 | SFm | 1996 | CZ09 | Any | 5 | 0.30145
SFm1996CZ10 | SFm | 1996 | CZ10 | Any | 1 | 0.02
SFm1996CZ10 | SFm | 1996 | CZ10 | Any | 2 | 0.41261
SFm1996CZ10 | SFm | 1996 | CZ10 | Any | 3 | 0.02
SFm1996CZ10 | SFm | 1996 | CZ10 | Any | 4 | 0.52739
SFm1996CZ10 | SFm | 1996 | CZ10 | Any | 5 | 0.02
SFm1996CZ11 | SFm | 1996 | CZ11 | Any | 1 | 0.15777
SFm1996CZ11 | SFm | 1996 | CZ11 | Any | 2 | 0.18389
SFm1996CZ11 | SFm | 1996 | CZ11 | Any | 3 | 0.089618
SFm1996CZ11 | SFm | 1996 | CZ11 | Any | 4 | 0.30931
SFm1996CZ11 | SFm | 1996 | CZ11 | Any | 5 | 0.25941
SFm1996CZ12 | SFm | 1996 | CZ12 | Any | 1 | 0.02
SFm1996CZ12 | SFm | 1996 | CZ12 | Any | 2 | 0.062366
SFm1996CZ12 | SFm | 1996 | CZ12 | Any | 3 | 0.81391
SFm1996CZ12 | SFm | 1996 | CZ12 | Any | 4 | 0.02
SFm1996CZ12 | SFm | 1996 | CZ12 | Any | 5 | 0.083723
SFm1996CZ13 | SFm | 1996 | CZ13 | Any | 1 | 0.32485
SFm1996CZ13 | SFm | 1996 | CZ13 | Any | 2 | 0.28413
SFm1996CZ13 | SFm | 1996 | CZ13 | Any | 3 | 0.35102
SFm1996CZ13 | SFm | 1996 | CZ13 | Any | 4 | 0.02
SFm1996CZ13 | SFm | 1996 | CZ13 | Any | 5 | 0.02
SFm1996CZ14 | SFm | 1996 | CZ14 | Any | 1 | 0.18635
SFm1996CZ14 | SFm | 1996 | CZ14 | Any | 2 | 0.58381
SFm1996CZ14 | SFm | 1996 | CZ14 | Any | 3 | 0.18856
SFm1996CZ14 | SFm | 1996 | CZ14 | Any | 4 | 0.020625
SFm1996CZ14 | SFm | 1996 | CZ14 | Any | 5 | 0.020651
SFm1996CZ15 | SFm | 1996 | CZ15 | Any | 1 | 0.02
SFm1996CZ15 | SFm | 1996 | CZ15 | Any | 2 | 0.02
SFm1996CZ15 | SFm | 1996 | CZ15 | Any | 3 | 0.66771
SFm1996CZ15 | SFm | 1996 | CZ15 | Any | 4 | 0.02
SFm1996CZ15 | SFm | 1996 | CZ15 | Any | 5 | 0.27229
SFm1996CZ16 | SFm | 1996 | CZ16 | Any | 1 | 0.02
SFm1996CZ16 | SFm | 1996 | CZ16 | Any | 2 | 0.58472
SFm1996CZ16 | SFm | 1996 | CZ16 | Any | 3 | 0.21157
SFm1996CZ16 | SFm | 1996 | CZ16 | Any | 4 | 0.093711
SFm1996CZ16 | SFm | 1996 | CZ16 | Any | 5 | 0.090005
SFm2003CZ01 | SFm | 2003 | CZ01 | Any | 1 | 0.4093
SFm2003CZ01 | SFm | 2003 | CZ01 | Any | 2 | 0.1197
SFm2003CZ01 | SFm | 2003 | CZ01 | Any | 3 | 0.18454
SFm2003CZ01 | SFm | 2003 | CZ01 | Any | 4 | 0.14948
SFm2003CZ01 | SFm | 2003 | CZ01 | Any | 5 | 0.13697
SFm2003CZ02 | SFm | 2003 | CZ02 | Any | 1 | 0.37764
SFm2003CZ02 | SFm | 2003 | CZ02 | Any | 2 | 0.56236
SFm2003CZ02 | SFm | 2003 | CZ02 | Any | 3 | 0.020001
SFm2003CZ02 | SFm | 2003 | CZ02 | Any | 4 | 0.020001
SFm2003CZ02 | SFm | 2003 | CZ02 | Any | 5 | 0.02
SFm2003CZ03 | SFm | 2003 | CZ03 | Any | 1 | 0.59524
SFm2003CZ03 | SFm | 2003 | CZ03 | Any | 2 | 0.031918
SFm2003CZ03 | SFm | 2003 | CZ03 | Any | 3 | 0.098509
SFm2003CZ03 | SFm | 2003 | CZ03 | Any | 4 | 0.14565
SFm2003CZ03 | SFm | 2003 | CZ03 | Any | 5 | 0.12868
SFm2003CZ04 | SFm | 2003 | CZ04 | Any | 1 | 0.10683
SFm2003CZ04 | SFm | 2003 | CZ04 | Any | 2 | 0.16335
SFm2003CZ04 | SFm | 2003 | CZ04 | Any | 3 | 0.62848
SFm2003CZ04 | SFm | 2003 | CZ04 | Any | 4 | 0.02
SFm2003CZ04 | SFm | 2003 | CZ04 | Any | 5 | 0.081342
SFm2003CZ05 | SFm | 2003 | CZ05 | Any | 1 | 0.31635
SFm2003CZ05 | SFm | 2003 | CZ05 | Any | 2 | 0.2665
SFm2003CZ05 | SFm | 2003 | CZ05 | Any | 3 | 0.22355
SFm2003CZ05 | SFm | 2003 | CZ05 | Any | 4 | 0.097678
SFm2003CZ05 | SFm | 2003 | CZ05 | Any | 5 | 0.095924
SFm2003CZ06 | SFm | 2003 | CZ06 | Any | 1 | 0.02
SFm2003CZ06 | SFm | 2003 | CZ06 | Any | 2 | 0.02
SFm2003CZ06 | SFm | 2003 | CZ06 | Any | 3 | 0.87202
SFm2003CZ06 | SFm | 2003 | CZ06 | Any | 4 | 0.067976
SFm2003CZ06 | SFm | 2003 | CZ06 | Any | 5 | 0.02
SFm2003CZ07 | SFm | 2003 | CZ07 | Any | 1 | 0.36463
SFm2003CZ07 | SFm | 2003 | CZ07 | Any | 2 | 0.070545
SFm2003CZ07 | SFm | 2003 | CZ07 | Any | 3 | 0.053391
SFm2003CZ07 | SFm | 2003 | CZ07 | Any | 4 | 0.26921
SFm2003CZ07 | SFm | 2003 | CZ07 | Any | 5 | 0.24223
SFm2003CZ08 | SFm | 2003 | CZ08 | Any | 1 | 0.57879
SFm2003CZ08 | SFm | 2003 | CZ08 | Any | 2 | 0.22359
SFm2003CZ08 | SFm | 2003 | CZ08 | Any | 3 | 0.02
SFm2003CZ08 | SFm | 2003 | CZ08 | Any | 4 | 0.088334
SFm2003CZ08 | SFm | 2003 | CZ08 | Any | 5 | 0.089288
SFm2003CZ09 | SFm | 2003 | CZ09 | Any | 1 | 0.02
SFm2003CZ09 | SFm | 2003 | CZ09 | Any | 2 | 0.36388
SFm2003CZ09 | SFm | 2003 | CZ09 | Any | 3 | 0.02
SFm2003CZ09 | SFm | 2003 | CZ09 | Any | 4 | 0.57612
SFm2003CZ09 | SFm | 2003 | CZ09 | Any | 5 | 0.02
SFm2003CZ10 | SFm | 2003 | CZ10 | Any | 1 | 0.15987
SFm2003CZ10 | SFm | 2003 | CZ10 | Any | 2 | 0.22654
SFm2003CZ10 | SFm | 2003 | CZ10 | Any | 3 | 0.15632
SFm2003CZ10 | SFm | 2003 | CZ10 | Any | 4 | 0.13488
SFm2003CZ10 | SFm | 2003 | CZ10 | Any | 5 | 0.3224
SFm2003CZ11 | SFm | 2003 | CZ11 | Any | 1 | 0.095389
SFm2003CZ11 | SFm | 2003 | CZ11 | Any | 2 | 0.52017
SFm2003CZ11 | SFm | 2003 | CZ11 | Any | 3 | 0.051423
SFm2003CZ11 | SFm | 2003 | CZ11 | Any | 4 | 0.1233
SFm2003CZ11 | SFm | 2003 | CZ11 | Any | 5 | 0.20972
SFm2003CZ12 | SFm | 2003 | CZ12 | Any | 1 | 0.30093
SFm2003CZ12 | SFm | 2003 | CZ12 | Any | 2 | 0.1062
SFm2003CZ12 | SFm | 2003 | CZ12 | Any | 3 | 0.16795
SFm2003CZ12 | SFm | 2003 | CZ12 | Any | 4 | 0.29837
SFm2003CZ12 | SFm | 2003 | CZ12 | Any | 5 | 0.12655
SFm2003CZ13 | SFm | 2003 | CZ13 | Any | 1 | 0.19881
SFm2003CZ13 | SFm | 2003 | CZ13 | Any | 2 | 0.024716
SFm2003CZ13 | SFm | 2003 | CZ13 | Any | 3 | 0.22757
SFm2003CZ13 | SFm | 2003 | CZ13 | Any | 4 | 0.17963
SFm2003CZ13 | SFm | 2003 | CZ13 | Any | 5 | 0.36927
SFm2003CZ14 | SFm | 2003 | CZ14 | Any | 1 | 0.53912
SFm2003CZ14 | SFm | 2003 | CZ14 | Any | 2 | 0.14141
SFm2003CZ14 | SFm | 2003 | CZ14 | Any | 3 | 0.068488
SFm2003CZ14 | SFm | 2003 | CZ14 | Any | 4 | 0.075371
SFm2003CZ14 | SFm | 2003 | CZ14 | Any | 5 | 0.17561
SFm2003CZ15 | SFm | 2003 | CZ15 | Any | 1 | 0.020166
SFm2003CZ15 | SFm | 2003 | CZ15 | Any | 2 | 0.54848
SFm2003CZ15 | SFm | 2003 | CZ15 | Any | 3 | 0.020652
SFm2003CZ15 | SFm | 2003 | CZ15 | Any | 4 | 0.15552
SFm2003CZ15 | SFm | 2003 | CZ15 | Any | 5 | 0.25519
SFm2003CZ16 | SFm | 2003 | CZ16 | Any | 1 | 0.020246
SFm2003CZ16 | SFm | 2003 | CZ16 | Any | 2 | 0.052874
SFm2003CZ16 | SFm | 2003 | CZ16 | Any | 3 | 0.71318
SFm2003CZ16 | SFm | 2003 | CZ16 | Any | 4 | 0.024718
SFm2003CZ16 | SFm | 2003 | CZ16 | Any | 5 | 0.18898
SFm2007CZ01 | SFm | 2007 | CZ01 | Any | 1 | 0.44268
SFm2007CZ01 | SFm | 2007 | CZ01 | Any | 2 | 0.11645
SFm2007CZ01 | SFm | 2007 | CZ01 | Any | 3 | 0.22137
SFm2007CZ01 | SFm | 2007 | CZ01 | Any | 4 | 0.11347
SFm2007CZ01 | SFm | 2007 | CZ01 | Any | 5 | 0.10603
SFm2007CZ02 | SFm | 2007 | CZ02 | Any | 1 | 0.39851
SFm2007CZ02 | SFm | 2007 | CZ02 | Any | 2 | 0.24047
SFm2007CZ02 | SFm | 2007 | CZ02 | Any | 3 | 0.099332
SFm2007CZ02 | SFm | 2007 | CZ02 | Any | 4 | 0.09234
SFm2007CZ02 | SFm | 2007 | CZ02 | Any | 5 | 0.16934
SFm2007CZ03 | SFm | 2007 | CZ03 | Any | 1 | 0.090905
SFm2007CZ03 | SFm | 2007 | CZ03 | Any | 2 | 0.27313
SFm2007CZ03 | SFm | 2007 | CZ03 | Any | 3 | 0.29497
SFm2007CZ03 | SFm | 2007 | CZ03 | Any | 4 | 0.13532
SFm2007CZ03 | SFm | 2007 | CZ03 | Any | 5 | 0.20568
SFm2007CZ04 | SFm | 2007 | CZ04 | Any | 1 | 0.38943
SFm2007CZ04 | SFm | 2007 | CZ04 | Any | 2 | 0.15027
SFm2007CZ04 | SFm | 2007 | CZ04 | Any | 3 | 0.20534
SFm2007CZ04 | SFm | 2007 | CZ04 | Any | 4 | 0.21329
SFm2007CZ04 | SFm | 2007 | CZ04 | Any | 5 | 0.041677
SFm2007CZ05 | SFm | 2007 | CZ05 | Any | 1 | 0.035409
SFm2007CZ05 | SFm | 2007 | CZ05 | Any | 2 | 0.21525
SFm2007CZ05 | SFm | 2007 | CZ05 | Any | 3 | 0.02
SFm2007CZ05 | SFm | 2007 | CZ05 | Any | 4 | 0.70074
SFm2007CZ05 | SFm | 2007 | CZ05 | Any | 5 | 0.028601
SFm2007CZ06 | SFm | 2007 | CZ06 | Any | 1 | 0.20556
SFm2007CZ06 | SFm | 2007 | CZ06 | Any | 2 | 0.36947
SFm2007CZ06 | SFm | 2007 | CZ06 | Any | 3 | 0.02
SFm2007CZ06 | SFm | 2007 | CZ06 | Any | 4 | 0.02
SFm2007CZ06 | SFm | 2007 | CZ06 | Any | 5 | 0.38497
SFm2007CZ07 | SFm | 2007 | CZ07 | Any | 1 | 0.64168
SFm2007CZ07 | SFm | 2007 | CZ07 | Any | 2 | 0.29832
SFm2007CZ07 | SFm | 2007 | CZ07 | Any | 3 | 0.02
SFm2007CZ07 | SFm | 2007 | CZ07 | Any | 4 | 0.02
SFm2007CZ07 | SFm | 2007 | CZ07 | Any | 5 | 0.02
SFm2007CZ08 | SFm | 2007 | CZ08 | Any | 1 | 0.6328
SFm2007CZ08 | SFm | 2007 | CZ08 | Any | 2 | 0.02
SFm2007CZ08 | SFm | 2007 | CZ08 | Any | 3 | 0.11015
SFm2007CZ08 | SFm | 2007 | CZ08 | Any | 4 | 0.12184
SFm2007CZ08 | SFm | 2007 | CZ08 | Any | 5 | 0.11521
SFm2007CZ09 | SFm | 2007 | CZ09 | Any | 1 | 0.02
SFm2007CZ09 | SFm | 2007 | CZ09 | Any | 2 | 0.83416
SFm2007CZ09 | SFm | 2007 | CZ09 | Any | 3 | 0.02
SFm2007CZ09 | SFm | 2007 | CZ09 | Any | 4 | 0.02
SFm2007CZ09 | SFm | 2007 | CZ09 | Any | 5 | 0.10584
SFm2007CZ10 | SFm | 2007 | CZ10 | Any | 1 | 0.32036
SFm2007CZ10 | SFm | 2007 | CZ10 | Any | 2 | 0.19016
SFm2007CZ10 | SFm | 2007 | CZ10 | Any | 3 | 0.15892
SFm2007CZ10 | SFm | 2007 | CZ10 | Any | 4 | 0.24688
SFm2007CZ10 | SFm | 2007 | CZ10 | Any | 5 | 0.083689
SFm2007CZ11 | SFm | 2007 | CZ11 | Any | 1 | 0.56162
SFm2007CZ11 | SFm | 2007 | CZ11 | Any | 2 | 0.027796
SFm2007CZ11 | SFm | 2007 | CZ11 | Any | 3 | 0.2299
SFm2007CZ11 | SFm | 2007 | CZ11 | Any | 4 | 0.038534
SFm2007CZ11 | SFm | 2007 | CZ11 | Any | 5 | 0.14215
SFm2007CZ12 | SFm | 2007 | CZ12 | Any | 1 | 0.098817
SFm2007CZ12 | SFm | 2007 | CZ12 | Any | 2 | 0.19355
SFm2007CZ12 | SFm | 2007 | CZ12 | Any | 3 | 0.31395
SFm2007CZ12 | SFm | 2007 | CZ12 | Any | 4 | 0.2123
SFm2007CZ12 | SFm | 2007 | CZ12 | Any | 5 | 0.18139
SFm2007CZ13 | SFm | 2007 | CZ13 | Any | 1 | 0.20844
SFm2007CZ13 | SFm | 2007 | CZ13 | Any | 2 | 0.050912
SFm2007CZ13 | SFm | 2007 | CZ13 | Any | 3 | 0.23575
SFm2007CZ13 | SFm | 2007 | CZ13 | Any | 4 | 0.051652
SFm2007CZ13 | SFm | 2007 | CZ13 | Any | 5 | 0.45324
SFm2007CZ14 | SFm | 2007 | CZ14 | Any | 1 | 0.44239
SFm2007CZ14 | SFm | 2007 | CZ14 | Any | 2 | 0.02
SFm2007CZ14 | SFm | 2007 | CZ14 | Any | 3 | 0.02
SFm2007CZ14 | SFm | 2007 | CZ14 | Any | 4 | 0.02
SFm2007CZ14 | SFm | 2007 | CZ14 | Any | 5 | 0.49761
SFm2007CZ15 | SFm | 2007 | CZ15 | Any | 1 | 0.44139
SFm2007CZ15 | SFm | 2007 | CZ15 | Any | 2 | 0.20493
SFm2007CZ15 | SFm | 2007 | CZ15 | Any | 3 | 0.20143
SFm2007CZ15 | SFm | 2007 | CZ15 | Any | 4 | 0.020002
SFm2007CZ15 | SFm | 2007 | CZ15 | Any | 5 | 0.13226
SFm2007CZ16 | SFm | 2007 | CZ16 | Any | 1 | 0.021652
SFm2007CZ16 | SFm | 2007 | CZ16 | Any | 2 | 0.39459
SFm2007CZ16 | SFm | 2007 | CZ16 | Any | 3 | 0.52509
SFm2007CZ16 | SFm | 2007 | CZ16 | Any | 4 | 0.038672
SFm2007CZ16 | SFm | 2007 | CZ16 | Any | 5 | 0.02
SFm2007CZ01 | SFm | 2011 | CZ01 | Any | 1 | 0.44268
SFm2007CZ01 | SFm | 2011 | CZ01 | Any | 2 | 0.11645
SFm2007CZ01 | SFm | 2011 | CZ01 | Any | 3 | 0.22137
SFm2007CZ01 | SFm | 2011 | CZ01 | Any | 4 | 0.11347
SFm2007CZ01 | SFm | 2011 | CZ01 | Any | 5 | 0.10603
SFm2007CZ02 | SFm | 2011 | CZ02 | Any | 1 | 0.39851
SFm2007CZ02 | SFm | 2011 | CZ02 | Any | 2 | 0.24047
SFm2007CZ02 | SFm | 2011 | CZ02 | Any | 3 | 0.099332
SFm2007CZ02 | SFm | 2011 | CZ02 | Any | 4 | 0.09234
SFm2007CZ02 | SFm | 2011 | CZ02 | Any | 5 | 0.16934
SFm2007CZ03 | SFm | 2011 | CZ03 | Any | 1 | 0.090905
SFm2007CZ03 | SFm | 2011 | CZ03 | Any | 2 | 0.27313
SFm2007CZ03 | SFm | 2011 | CZ03 | Any | 3 | 0.29497
SFm2007CZ03 | SFm | 2011 | CZ03 | Any | 4 | 0.13532
SFm2007CZ03 | SFm | 2011 | CZ03 | Any | 5 | 0.20568
SFm2007CZ04 | SFm | 2011 | CZ04 | Any | 1 | 0.38943
SFm2007CZ04 | SFm | 2011 | CZ04 | Any | 2 | 0.15027
SFm2007CZ04 | SFm | 2011 | CZ04 | Any | 3 | 0.20534
SFm2007CZ04 | SFm | 2011 | CZ04 | Any | 4 | 0.21329
SFm2007CZ04 | SFm | 2011 | CZ04 | Any | 5 | 0.041677
SFm2007CZ05 | SFm | 2011 | CZ05 | Any | 1 | 0.035409
SFm2007CZ05 | SFm | 2011 | CZ05 | Any | 2 | 0.21525
SFm2007CZ05 | SFm | 2011 | CZ05 | Any | 3 | 0.02
SFm2007CZ05 | SFm | 2011 | CZ05 | Any | 4 | 0.70074
SFm2007CZ05 | SFm | 2011 | CZ05 | Any | 5 | 0.028601
SFm2007CZ06 | SFm | 2011 | CZ06 | Any | 1 | 0.20556
SFm2007CZ06 | SFm | 2011 | CZ06 | Any | 2 | 0.36947
SFm2007CZ06 | SFm | 2011 | CZ06 | Any | 3 | 0.02
SFm2007CZ06 | SFm | 2011 | CZ06 | Any | 4 | 0.02
SFm2007CZ06 | SFm | 2011 | CZ06 | Any | 5 | 0.38497
SFm2007CZ07 | SFm | 2011 | CZ07 | Any | 1 | 0.64168
SFm2007CZ07 | SFm | 2011 | CZ07 | Any | 2 | 0.29832
SFm2007CZ07 | SFm | 2011 | CZ07 | Any | 3 | 0.02
SFm2007CZ07 | SFm | 2011 | CZ07 | Any | 4 | 0.02
SFm2007CZ07 | SFm | 2011 | CZ07 | Any | 5 | 0.02
SFm2007CZ08 | SFm | 2011 | CZ08 | Any | 1 | 0.6328
SFm2007CZ08 | SFm | 2011 | CZ08 | Any | 2 | 0.02
SFm2007CZ08 | SFm | 2011 | CZ08 | Any | 3 | 0.11015
SFm2007CZ08 | SFm | 2011 | CZ08 | Any | 4 | 0.12184
SFm2007CZ08 | SFm | 2011 | CZ08 | Any | 5 | 0.11521
SFm2007CZ09 | SFm | 2011 | CZ09 | Any | 1 | 0.02
SFm2007CZ09 | SFm | 2011 | CZ09 | Any | 2 | 0.83416
SFm2007CZ09 | SFm | 2011 | CZ09 | Any | 3 | 0.02
SFm2007CZ09 | SFm | 2011 | CZ09 | Any | 4 | 0.02
SFm2007CZ09 | SFm | 2011 | CZ09 | Any | 5 | 0.10584
SFm2007CZ10 | SFm | 2011 | CZ10 | Any | 1 | 0.32036
SFm2007CZ10 | SFm | 2011 | CZ10 | Any | 2 | 0.19016
SFm2007CZ10 | SFm | 2011 | CZ10 | Any | 3 | 0.15892
SFm2007CZ10 | SFm | 2011 | CZ10 | Any | 4 | 0.24688
SFm2007CZ10 | SFm | 2011 | CZ10 | Any | 5 | 0.083689
SFm2007CZ11 | SFm | 2011 | CZ11 | Any | 1 | 0.56162
SFm2007CZ11 | SFm | 2011 | CZ11 | Any | 2 | 0.027796
SFm2007CZ11 | SFm | 2011 | CZ11 | Any | 3 | 0.2299
SFm2007CZ11 | SFm | 2011 | CZ11 | Any | 4 | 0.038534
SFm2007CZ11 | SFm | 2011 | CZ11 | Any | 5 | 0.14215
SFm2007CZ12 | SFm | 2011 | CZ12 | Any | 1 | 0.098817
SFm2007CZ12 | SFm | 2011 | CZ12 | Any | 2 | 0.19355
SFm2007CZ12 | SFm | 2011 | CZ12 | Any | 3 | 0.31395
SFm2007CZ12 | SFm | 2011 | CZ12 | Any | 4 | 0.2123
SFm2007CZ12 | SFm | 2011 | CZ12 | Any | 5 | 0.18139
SFm2007CZ13 | SFm | 2011 | CZ13 | Any | 1 | 0.20844
SFm2007CZ13 | SFm | 2011 | CZ13 | Any | 2 | 0.050912
SFm2007CZ13 | SFm | 2011 | CZ13 | Any | 3 | 0.23575
SFm2007CZ13 | SFm | 2011 | CZ13 | Any | 4 | 0.051652
SFm2007CZ13 | SFm | 2011 | CZ13 | Any | 5 | 0.45324
SFm2007CZ14 | SFm | 2011 | CZ14 | Any | 1 | 0.44239
SFm2007CZ14 | SFm | 2011 | CZ14 | Any | 2 | 0.02
SFm2007CZ14 | SFm | 2011 | CZ14 | Any | 3 | 0.02
SFm2007CZ14 | SFm | 2011 | CZ14 | Any | 4 | 0.02
SFm2007CZ14 | SFm | 2011 | CZ14 | Any | 5 | 0.49761
SFm2007CZ15 | SFm | 2011 | CZ15 | Any | 1 | 0.44139
SFm2007CZ15 | SFm | 2011 | CZ15 | Any | 2 | 0.20493
SFm2007CZ15 | SFm | 2011 | CZ15 | Any | 3 | 0.20143
SFm2007CZ15 | SFm | 2011 | CZ15 | Any | 4 | 0.020002
SFm2007CZ15 | SFm | 2011 | CZ15 | Any | 5 | 0.13226
SFm2007CZ16 | SFm | 2011 | CZ16 | Any | 1 | 0.021652
SFm2007CZ16 | SFm | 2011 | CZ16 | Any | 2 | 0.39459
SFm2007CZ16 | SFm | 2011 | CZ16 | Any | 3 | 0.52509
SFm2007CZ16 | SFm | 2011 | CZ16 | Any | 4 | 0.038672
SFm2007CZ16 | SFm | 2011 | CZ16 | Any | 5 | 0.02
SFm2007CZ01 | SFm | 2014 | CZ01 | Any | 1 | 0.44268
SFm2007CZ01 | SFm | 2014 | CZ01 | Any | 2 | 0.11645
SFm2007CZ01 | SFm | 2014 | CZ01 | Any | 3 | 0.22137
SFm2007CZ01 | SFm | 2014 | CZ01 | Any | 4 | 0.11347
SFm2007CZ01 | SFm | 2014 | CZ01 | Any | 5 | 0.10603
SFm2007CZ02 | SFm | 2014 | CZ02 | Any | 1 | 0.39851
SFm2007CZ02 | SFm | 2014 | CZ02 | Any | 2 | 0.24047
SFm2007CZ02 | SFm | 2014 | CZ02 | Any | 3 | 0.099332
SFm2007CZ02 | SFm | 2014 | CZ02 | Any | 4 | 0.09234
SFm2007CZ02 | SFm | 2014 | CZ02 | Any | 5 | 0.16934
SFm2007CZ03 | SFm | 2014 | CZ03 | Any | 1 | 0.090905
SFm2007CZ03 | SFm | 2014 | CZ03 | Any | 2 | 0.27313
SFm2007CZ03 | SFm | 2014 | CZ03 | Any | 3 | 0.29497
SFm2007CZ03 | SFm | 2014 | CZ03 | Any | 4 | 0.13532
SFm2007CZ03 | SFm | 2014 | CZ03 | Any | 5 | 0.20568
SFm2007CZ04 | SFm | 2014 | CZ04 | Any | 1 | 0.38943
SFm2007CZ04 | SFm | 2014 | CZ04 | Any | 2 | 0.15027
SFm2007CZ04 | SFm | 2014 | CZ04 | Any | 3 | 0.20534
SFm2007CZ04 | SFm | 2014 | CZ04 | Any | 4 | 0.21329
SFm2007CZ04 | SFm | 2014 | CZ04 | Any | 5 | 0.041677
SFm2007CZ05 | SFm | 2014 | CZ05 | Any | 1 | 0.035409
SFm2007CZ05 | SFm | 2014 | CZ05 | Any | 2 | 0.21525
SFm2007CZ05 | SFm | 2014 | CZ05 | Any | 3 | 0.02
SFm2007CZ05 | SFm | 2014 | CZ05 | Any | 4 | 0.70074
SFm2007CZ05 | SFm | 2014 | CZ05 | Any | 5 | 0.028601
SFm2007CZ06 | SFm | 2014 | CZ06 | Any | 1 | 0.20556
SFm2007CZ06 | SFm | 2014 | CZ06 | Any | 2 | 0.36947
SFm2007CZ06 | SFm | 2014 | CZ06 | Any | 3 | 0.02
SFm2007CZ06 | SFm | 2014 | CZ06 | Any | 4 | 0.02
SFm2007CZ06 | SFm | 2014 | CZ06 | Any | 5 | 0.38497
SFm2007CZ07 | SFm | 2014 | CZ07 | Any | 1 | 0.64168
SFm2007CZ07 | SFm | 2014 | CZ07 | Any | 2 | 0.29832
SFm2007CZ07 | SFm | 2014 | CZ07 | Any | 3 | 0.02
SFm2007CZ07 | SFm | 2014 | CZ07 | Any | 4 | 0.02
SFm2007CZ07 | SFm | 2014 | CZ07 | Any | 5 | 0.02
SFm2007CZ08 | SFm | 2014 | CZ08 | Any | 1 | 0.6328
SFm2007CZ08 | SFm | 2014 | CZ08 | Any | 2 | 0.02
SFm2007CZ08 | SFm | 2014 | CZ08 | Any | 3 | 0.11015
SFm2007CZ08 | SFm | 2014 | CZ08 | Any | 4 | 0.12184
SFm2007CZ08 | SFm | 2014 | CZ08 | Any | 5 | 0.11521
SFm2007CZ09 | SFm | 2014 | CZ09 | Any | 1 | 0.02
SFm2007CZ09 | SFm | 2014 | CZ09 | Any | 2 | 0.83416
SFm2007CZ09 | SFm | 2014 | CZ09 | Any | 3 | 0.02
SFm2007CZ09 | SFm | 2014 | CZ09 | Any | 4 | 0.02
SFm2007CZ09 | SFm | 2014 | CZ09 | Any | 5 | 0.10584
SFm2007CZ10 | SFm | 2014 | CZ10 | Any | 1 | 0.32036
SFm2007CZ10 | SFm | 2014 | CZ10 | Any | 2 | 0.19016
SFm2007CZ10 | SFm | 2014 | CZ10 | Any | 3 | 0.15892
SFm2007CZ10 | SFm | 2014 | CZ10 | Any | 4 | 0.24688
SFm2007CZ10 | SFm | 2014 | CZ10 | Any | 5 | 0.083689
SFm2007CZ11 | SFm | 2014 | CZ11 | Any | 1 | 0.56162
SFm2007CZ11 | SFm | 2014 | CZ11 | Any | 2 | 0.027796
SFm2007CZ11 | SFm | 2014 | CZ11 | Any | 3 | 0.2299
SFm2007CZ11 | SFm | 2014 | CZ11 | Any | 4 | 0.038534
SFm2007CZ11 | SFm | 2014 | CZ11 | Any | 5 | 0.14215
SFm2007CZ12 | SFm | 2014 | CZ12 | Any | 1 | 0.098817
SFm2007CZ12 | SFm | 2014 | CZ12 | Any | 2 | 0.19355
SFm2007CZ12 | SFm | 2014 | CZ12 | Any | 3 | 0.31395
SFm2007CZ12 | SFm | 2014 | CZ12 | Any | 4 | 0.2123
SFm2007CZ12 | SFm | 2014 | CZ12 | Any | 5 | 0.18139
SFm2007CZ13 | SFm | 2014 | CZ13 | Any | 1 | 0.20844
SFm2007CZ13 | SFm | 2014 | CZ13 | Any | 2 | 0.050912
SFm2007CZ13 | SFm | 2014 | CZ13 | Any | 3 | 0.23575
SFm2007CZ13 | SFm | 2014 | CZ13 | Any | 4 | 0.051652
SFm2007CZ13 | SFm | 2014 | CZ13 | Any | 5 | 0.45324
SFm2007CZ14 | SFm | 2014 | CZ14 | Any | 1 | 0.44239
SFm2007CZ14 | SFm | 2014 | CZ14 | Any | 2 | 0.02
SFm2007CZ14 | SFm | 2014 | CZ14 | Any | 3 | 0.02
SFm2007CZ14 | SFm | 2014 | CZ14 | Any | 4 | 0.02
SFm2007CZ14 | SFm | 2014 | CZ14 | Any | 5 | 0.49761
SFm2007CZ15 | SFm | 2014 | CZ15 | Any | 1 | 0.44139
SFm2007CZ15 | SFm | 2014 | CZ15 | Any | 2 | 0.20493
SFm2007CZ15 | SFm | 2014 | CZ15 | Any | 3 | 0.20143
SFm2007CZ15 | SFm | 2014 | CZ15 | Any | 4 | 0.020002
SFm2007CZ15 | SFm | 2014 | CZ15 | Any | 5 | 0.13226
SFm2007CZ16 | SFm | 2014 | CZ16 | Any | 1 | 0.021652
SFm2007CZ16 | SFm | 2014 | CZ16 | Any | 2 | 0.39459
SFm2007CZ16 | SFm | 2014 | CZ16 | Any | 3 | 0.52509
SFm2007CZ16 | SFm | 2014 | CZ16 | Any | 4 | 0.038672
SFm2007CZ16 | SFm | 2014 | CZ16 | Any | 5 | 0.02
SFm2007CZ01 | SFm | 2015 | CZ01 | Any | 1 | 0.44268
SFm2007CZ01 | SFm | 2015 | CZ01 | Any | 2 | 0.11645
SFm2007CZ01 | SFm | 2015 | CZ01 | Any | 3 | 0.22137
SFm2007CZ01 | SFm | 2015 | CZ01 | Any | 4 | 0.11347
SFm2007CZ01 | SFm | 2015 | CZ01 | Any | 5 | 0.10603
SFm2007CZ02 | SFm | 2015 | CZ02 | Any | 1 | 0.39851
SFm2007CZ02 | SFm | 2015 | CZ02 | Any | 2 | 0.24047
SFm2007CZ02 | SFm | 2015 | CZ02 | Any | 3 | 0.099332
SFm2007CZ02 | SFm | 2015 | CZ02 | Any | 4 | 0.09234
SFm2007CZ02 | SFm | 2015 | CZ02 | Any | 5 | 0.16934
SFm2007CZ03 | SFm | 2015 | CZ03 | Any | 1 | 0.090905
SFm2007CZ03 | SFm | 2015 | CZ03 | Any | 2 | 0.27313
SFm2007CZ03 | SFm | 2015 | CZ03 | Any | 3 | 0.29497
SFm2007CZ03 | SFm | 2015 | CZ03 | Any | 4 | 0.13532
SFm2007CZ03 | SFm | 2015 | CZ03 | Any | 5 | 0.20568
SFm2007CZ04 | SFm | 2015 | CZ04 | Any | 1 | 0.38943
SFm2007CZ04 | SFm | 2015 | CZ04 | Any | 2 | 0.15027
SFm2007CZ04 | SFm | 2015 | CZ04 | Any | 3 | 0.20534
SFm2007CZ04 | SFm | 2015 | CZ04 | Any | 4 | 0.21329
SFm2007CZ04 | SFm | 2015 | CZ04 | Any | 5 | 0.041677
SFm2007CZ05 | SFm | 2015 | CZ05 | Any | 1 | 0.035409
SFm2007CZ05 | SFm | 2015 | CZ05 | Any | 2 | 0.21525
SFm2007CZ05 | SFm | 2015 | CZ05 | Any | 3 | 0.02
SFm2007CZ05 | SFm | 2015 | CZ05 | Any | 4 | 0.70074
SFm2007CZ05 | SFm | 2015 | CZ05 | Any | 5 | 0.028601
SFm2007CZ06 | SFm | 2015 | CZ06 | Any | 1 | 0.20556
SFm2007CZ06 | SFm | 2015 | CZ06 | Any | 2 | 0.36947
SFm2007CZ06 | SFm | 2015 | CZ06 | Any | 3 | 0.02
SFm2007CZ06 | SFm | 2015 | CZ06 | Any | 4 | 0.02
SFm2007CZ06 | SFm | 2015 | CZ06 | Any | 5 | 0.38497
SFm2007CZ07 | SFm | 2015 | CZ07 | Any | 1 | 0.64168
SFm2007CZ07 | SFm | 2015 | CZ07 | Any | 2 | 0.29832
SFm2007CZ07 | SFm | 2015 | CZ07 | Any | 3 | 0.02
SFm2007CZ07 | SFm | 2015 | CZ07 | Any | 4 | 0.02
SFm2007CZ07 | SFm | 2015 | CZ07 | Any | 5 | 0.02
SFm2007CZ08 | SFm | 2015 | CZ08 | Any | 1 | 0.6328
SFm2007CZ08 | SFm | 2015 | CZ08 | Any | 2 | 0.02
SFm2007CZ08 | SFm | 2015 | CZ08 | Any | 3 | 0.11015
SFm2007CZ08 | SFm | 2015 | CZ08 | Any | 4 | 0.12184
SFm2007CZ08 | SFm | 2015 | CZ08 | Any | 5 | 0.11521
SFm2007CZ09 | SFm | 2015 | CZ09 | Any | 1 | 0.02
SFm2007CZ09 | SFm | 2015 | CZ09 | Any | 2 | 0.83416
SFm2007CZ09 | SFm | 2015 | CZ09 | Any | 3 | 0.02
SFm2007CZ09 | SFm | 2015 | CZ09 | Any | 4 | 0.02
SFm2007CZ09 | SFm | 2015 | CZ09 | Any | 5 | 0.10584
SFm2007CZ10 | SFm | 2015 | CZ10 | Any | 1 | 0.32036
SFm2007CZ10 | SFm | 2015 | CZ10 | Any | 2 | 0.19016
SFm2007CZ10 | SFm | 2015 | CZ10 | Any | 3 | 0.15892
SFm2007CZ10 | SFm | 2015 | CZ10 | Any | 4 | 0.24688
SFm2007CZ10 | SFm | 2015 | CZ10 | Any | 5 | 0.083689
SFm2007CZ11 | SFm | 2015 | CZ11 | Any | 1 | 0.56162
SFm2007CZ11 | SFm | 2015 | CZ11 | Any | 2 | 0.027796
SFm2007CZ11 | SFm | 2015 | CZ11 | Any | 3 | 0.2299
SFm2007CZ11 | SFm | 2015 | CZ11 | Any | 4 | 0.038534
SFm2007CZ11 | SFm | 2015 | CZ11 | Any | 5 | 0.14215
SFm2007CZ12 | SFm | 2015 | CZ12 | Any | 1 | 0.098817
SFm2007CZ12 | SFm | 2015 | CZ12 | Any | 2 | 0.19355
SFm2007CZ12 | SFm | 2015 | CZ12 | Any | 3 | 0.31395
SFm2007CZ12 | SFm | 2015 | CZ12 | Any | 4 | 0.2123
SFm2007CZ12 | SFm | 2015 | CZ12 | Any | 5 | 0.18139
SFm2007CZ13 | SFm | 2015 | CZ13 | Any | 1 | 0.20844
SFm2007CZ13 | SFm | 2015 | CZ13 | Any | 2 | 0.050912
SFm2007CZ13 | SFm | 2015 | CZ13 | Any | 3 | 0.23575
SFm2007CZ13 | SFm | 2015 | CZ13 | Any | 4 | 0.051652
SFm2007CZ13 | SFm | 2015 | CZ13 | Any | 5 | 0.45324
SFm2007CZ14 | SFm | 2015 | CZ14 | Any | 1 | 0.44239
SFm2007CZ14 | SFm | 2015 | CZ14 | Any | 2 | 0.02
SFm2007CZ14 | SFm | 2015 | CZ14 | Any | 3 | 0.02
SFm2007CZ14 | SFm | 2015 | CZ14 | Any | 4 | 0.02
SFm2007CZ14 | SFm | 2015 | CZ14 | Any | 5 | 0.49761
SFm2007CZ15 | SFm | 2015 | CZ15 | Any | 1 | 0.44139
SFm2007CZ15 | SFm | 2015 | CZ15 | Any | 2 | 0.20493
SFm2007CZ15 | SFm | 2015 | CZ15 | Any | 3 | 0.20143
SFm2007CZ15 | SFm | 2015 | CZ15 | Any | 4 | 0.020002
SFm2007CZ15 | SFm | 2015 | CZ15 | Any | 5 | 0.13226
SFm2007CZ16 | SFm | 2015 | CZ16 | Any | 1 | 0.021652
SFm2007CZ16 | SFm | 2015 | CZ16 | Any | 2 | 0.39459
SFm2007CZ16 | SFm | 2015 | CZ16 | Any | 3 | 0.52509
SFm2007CZ16 | SFm | 2015 | CZ16 | Any | 4 | 0.038672
SFm2007CZ16 | SFm | 2015 | CZ16 | Any | 5 | 0.02
SFm2007CZ01 | SFm | 2017 | CZ01 | Any | 1 | 0.44268
SFm2007CZ01 | SFm | 2017 | CZ01 | Any | 2 | 0.11645
SFm2007CZ01 | SFm | 2017 | CZ01 | Any | 3 | 0.22137
SFm2007CZ01 | SFm | 2017 | CZ01 | Any | 4 | 0.11347
SFm2007CZ01 | SFm | 2017 | CZ01 | Any | 5 | 0.10603
SFm2007CZ02 | SFm | 2017 | CZ02 | Any | 1 | 0.39851
SFm2007CZ02 | SFm | 2017 | CZ02 | Any | 2 | 0.24047
SFm2007CZ02 | SFm | 2017 | CZ02 | Any | 3 | 0.099332
SFm2007CZ02 | SFm | 2017 | CZ02 | Any | 4 | 0.09234
SFm2007CZ02 | SFm | 2017 | CZ02 | Any | 5 | 0.16934
SFm2007CZ03 | SFm | 2017 | CZ03 | Any | 1 | 0.090905
SFm2007CZ03 | SFm | 2017 | CZ03 | Any | 2 | 0.27313
SFm2007CZ03 | SFm | 2017 | CZ03 | Any | 3 | 0.29497
SFm2007CZ03 | SFm | 2017 | CZ03 | Any | 4 | 0.13532
SFm2007CZ03 | SFm | 2017 | CZ03 | Any | 5 | 0.20568
SFm2007CZ04 | SFm | 2017 | CZ04 | Any | 1 | 0.38943
SFm2007CZ04 | SFm | 2017 | CZ04 | Any | 2 | 0.15027
SFm2007CZ04 | SFm | 2017 | CZ04 | Any | 3 | 0.20534
SFm2007CZ04 | SFm | 2017 | CZ04 | Any | 4 | 0.21329
SFm2007CZ04 | SFm | 2017 | CZ04 | Any | 5 | 0.041677
SFm2007CZ05 | SFm | 2017 | CZ05 | Any | 1 | 0.035409
SFm2007CZ05 | SFm | 2017 | CZ05 | Any | 2 | 0.21525
SFm2007CZ05 | SFm | 2017 | CZ05 | Any | 3 | 0.02
SFm2007CZ05 | SFm | 2017 | CZ05 | Any | 4 | 0.70074
SFm2007CZ05 | SFm | 2017 | CZ05 | Any | 5 | 0.028601
SFm2007CZ06 | SFm | 2017 | CZ06 | Any | 1 | 0.20556
SFm2007CZ06 | SFm | 2017 | CZ06 | Any | 2 | 0.36947
SFm2007CZ06 | SFm | 2017 | CZ06 | Any | 3 | 0.02
SFm2007CZ06 | SFm | 2017 | CZ06 | Any | 4 | 0.02
SFm2007CZ06 | SFm | 2017 | CZ06 | Any | 5 | 0.38497
SFm2007CZ07 | SFm | 2017 | CZ07 | Any | 1 | 0.64168
SFm2007CZ07 | SFm | 2017 | CZ07 | Any | 2 | 0.29832
SFm2007CZ07 | SFm | 2017 | CZ07 | Any | 3 | 0.02
SFm2007CZ07 | SFm | 2017 | CZ07 | Any | 4 | 0.02
SFm2007CZ07 | SFm | 2017 | CZ07 | Any | 5 | 0.02
SFm2007CZ08 | SFm | 2017 | CZ08 | Any | 1 | 0.6328
SFm2007CZ08 | SFm | 2017 | CZ08 | Any | 2 | 0.02
SFm2007CZ08 | SFm | 2017 | CZ08 | Any | 3 | 0.11015
SFm2007CZ08 | SFm | 2017 | CZ08 | Any | 4 | 0.12184
SFm2007CZ08 | SFm | 2017 | CZ08 | Any | 5 | 0.11521
SFm2007CZ09 | SFm | 2017 | CZ09 | Any | 1 | 0.02
SFm2007CZ09 | SFm | 2017 | CZ09 | Any | 2 | 0.83416
SFm2007CZ09 | SFm | 2017 | CZ09 | Any | 3 | 0.02
SFm2007CZ09 | SFm | 2017 | CZ09 | Any | 4 | 0.02
SFm2007CZ09 | SFm | 2017 | CZ09 | Any | 5 | 0.10584
SFm2007CZ10 | SFm | 2017 | CZ10 | Any | 1 | 0.32036
SFm2007CZ10 | SFm | 2017 | CZ10 | Any | 2 | 0.19016
SFm2007CZ10 | SFm | 2017 | CZ10 | Any | 3 | 0.15892
SFm2007CZ10 | SFm | 2017 | CZ10 | Any | 4 | 0.24688
SFm2007CZ10 | SFm | 2017 | CZ10 | Any | 5 | 0.083689
SFm2007CZ11 | SFm | 2017 | CZ11 | Any | 1 | 0.56162
SFm2007CZ11 | SFm | 2017 | CZ11 | Any | 2 | 0.027796
SFm2007CZ11 | SFm | 2017 | CZ11 | Any | 3 | 0.2299
SFm2007CZ11 | SFm | 2017 | CZ11 | Any | 4 | 0.038534
SFm2007CZ11 | SFm | 2017 | CZ11 | Any | 5 | 0.14215
SFm2007CZ12 | SFm | 2017 | CZ12 | Any | 1 | 0.098817
SFm2007CZ12 | SFm | 2017 | CZ12 | Any | 2 | 0.19355
SFm2007CZ12 | SFm | 2017 | CZ12 | Any | 3 | 0.31395
SFm2007CZ12 | SFm | 2017 | CZ12 | Any | 4 | 0.2123
SFm2007CZ12 | SFm | 2017 | CZ12 | Any | 5 | 0.18139
SFm2007CZ13 | SFm | 2017 | CZ13 | Any | 1 | 0.20844
SFm2007CZ13 | SFm | 2017 | CZ13 | Any | 2 | 0.050912
SFm2007CZ13 | SFm | 2017 | CZ13 | Any | 3 | 0.23575
SFm2007CZ13 | SFm | 2017 | CZ13 | Any | 4 | 0.051652
SFm2007CZ13 | SFm | 2017 | CZ13 | Any | 5 | 0.45324
SFm2007CZ14 | SFm | 2017 | CZ14 | Any | 1 | 0.44239
SFm2007CZ14 | SFm | 2017 | CZ14 | Any | 2 | 0.02
SFm2007CZ14 | SFm | 2017 | CZ14 | Any | 3 | 0.02
SFm2007CZ14 | SFm | 2017 | CZ14 | Any | 4 | 0.02
SFm2007CZ14 | SFm | 2017 | CZ14 | Any | 5 | 0.49761
SFm2007CZ15 | SFm | 2017 | CZ15 | Any | 1 | 0.44139
SFm2007CZ15 | SFm | 2017 | CZ15 | Any | 2 | 0.20493
SFm2007CZ15 | SFm | 2017 | CZ15 | Any | 3 | 0.20143
SFm2007CZ15 | SFm | 2017 | CZ15 | Any | 4 | 0.020002
SFm2007CZ15 | SFm | 2017 | CZ15 | Any | 5 | 0.13226
SFm2007CZ16 | SFm | 2017 | CZ16 | Any | 1 | 0.021652
SFm2007CZ16 | SFm | 2017 | CZ16 | Any | 2 | 0.39459
SFm2007CZ16 | SFm | 2017 | CZ16 | Any | 3 | 0.52509
SFm2007CZ16 | SFm | 2017 | CZ16 | Any | 4 | 0.038672
SFm2007CZ16 | SFm | 2017 | CZ16 | Any | 5 | 0.02
SFm1996CZ01 | DMo | MH00 | CZ01 | Any | 1 | 0.46193 | Dmo
SFm1996CZ01 | DMo | MH00 | CZ01 | Any | 2 | 0.11969
SFm1996CZ01 | DMo | MH00 | CZ01 | Any | 3 | 0.18335
SFm1996CZ01 | DMo | MH00 | CZ01 | Any | 4 | 0.12143
SFm1996CZ01 | DMo | MH00 | CZ01 | Any | 5 | 0.1136
SFm1996CZ02 | DMo | MH00 | CZ02 | Any | 1 | 0.26962
SFm1996CZ02 | DMo | MH00 | CZ02 | Any | 2 | 0.29942
SFm1996CZ02 | DMo | MH00 | CZ02 | Any | 3 | 0.19007
SFm1996CZ02 | DMo | MH00 | CZ02 | Any | 4 | 0.072575
SFm1996CZ02 | DMo | MH00 | CZ02 | Any | 5 | 0.16831
SFm1996CZ03 | DMo | MH00 | CZ03 | Any | 1 | 0.02
SFm1996CZ03 | DMo | MH00 | CZ03 | Any | 2 | 0.92
SFm1996CZ03 | DMo | MH00 | CZ03 | Any | 3 | 0.02
SFm1996CZ03 | DMo | MH00 | CZ03 | Any | 4 | 0.02
SFm1996CZ03 | DMo | MH00 | CZ03 | Any | 5 | 0.02
SFm1996CZ04 | DMo | MH00 | CZ04 | Any | 1 | 0.48033
SFm1996CZ04 | DMo | MH00 | CZ04 | Any | 2 | 0.02
SFm1996CZ04 | DMo | MH00 | CZ04 | Any | 3 | 0.45967
SFm1996CZ04 | DMo | MH00 | CZ04 | Any | 4 | 0.02
SFm1996CZ04 | DMo | MH00 | CZ04 | Any | 5 | 0.02
SFm1996CZ05 | DMo | MH00 | CZ05 | Any | 1 | 0.50345
SFm1996CZ05 | DMo | MH00 | CZ05 | Any | 2 | 0.02
SFm1996CZ05 | DMo | MH00 | CZ05 | Any | 3 | 0.02
SFm1996CZ05 | DMo | MH00 | CZ05 | Any | 4 | 0.43655
SFm1996CZ05 | DMo | MH00 | CZ05 | Any | 5 | 0.020003
SFm1996CZ06 | DMo | MH00 | CZ06 | Any | 1 | 0.02
SFm1996CZ06 | DMo | MH00 | CZ06 | Any | 2 | 0.02
SFm1996CZ06 | DMo | MH00 | CZ06 | Any | 3 | 0.5485
SFm1996CZ06 | DMo | MH00 | CZ06 | Any | 4 | 0.28689
SFm1996CZ06 | DMo | MH00 | CZ06 | Any | 5 | 0.12461
SFm1996CZ07 | DMo | MH00 | CZ07 | Any | 1 | 0.52439
SFm1996CZ07 | DMo | MH00 | CZ07 | Any | 2 | 0.02
SFm1996CZ07 | DMo | MH00 | CZ07 | Any | 3 | 0.12606
SFm1996CZ07 | DMo | MH00 | CZ07 | Any | 4 | 0.30955
SFm1996CZ07 | DMo | MH00 | CZ07 | Any | 5 | 0.02
SFm1996CZ08 | DMo | MH00 | CZ08 | Any | 1 | 0.02
SFm1996CZ08 | DMo | MH00 | CZ08 | Any | 2 | 0.40516
SFm1996CZ08 | DMo | MH00 | CZ08 | Any | 3 | 0.53484
SFm1996CZ08 | DMo | MH00 | CZ08 | Any | 4 | 0.02
SFm1996CZ08 | DMo | MH00 | CZ08 | Any | 5 | 0.02
SFm1996CZ09 | DMo | MH00 | CZ09 | Any | 1 | 0.02
SFm1996CZ09 | DMo | MH00 | CZ09 | Any | 2 | 0.34092
SFm1996CZ09 | DMo | MH00 | CZ09 | Any | 3 | 0.02
SFm1996CZ09 | DMo | MH00 | CZ09 | Any | 4 | 0.31762
SFm1996CZ09 | DMo | MH00 | CZ09 | Any | 5 | 0.30145
SFm1996CZ10 | DMo | MH00 | CZ10 | Any | 1 | 0.02
SFm1996CZ10 | DMo | MH00 | CZ10 | Any | 2 | 0.41261
SFm1996CZ10 | DMo | MH00 | CZ10 | Any | 3 | 0.02
SFm1996CZ10 | DMo | MH00 | CZ10 | Any | 4 | 0.52739
SFm1996CZ10 | DMo | MH00 | CZ10 | Any | 5 | 0.02
SFm1996CZ11 | DMo | MH00 | CZ11 | Any | 1 | 0.15777
SFm1996CZ11 | DMo | MH00 | CZ11 | Any | 2 | 0.18389
SFm1996CZ11 | DMo | MH00 | CZ11 | Any | 3 | 0.089618
SFm1996CZ11 | DMo | MH00 | CZ11 | Any | 4 | 0.30931
SFm1996CZ11 | DMo | MH00 | CZ11 | Any | 5 | 0.25941
SFm1996CZ12 | DMo | MH00 | CZ12 | Any | 1 | 0.02
SFm1996CZ12 | DMo | MH00 | CZ12 | Any | 2 | 0.062366
SFm1996CZ12 | DMo | MH00 | CZ12 | Any | 3 | 0.81391
SFm1996CZ12 | DMo | MH00 | CZ12 | Any | 4 | 0.02
SFm1996CZ12 | DMo | MH00 | CZ12 | Any | 5 | 0.083723
SFm1996CZ13 | DMo | MH00 | CZ13 | Any | 1 | 0.32485
SFm1996CZ13 | DMo | MH00 | CZ13 | Any | 2 | 0.28413
SFm1996CZ13 | DMo | MH00 | CZ13 | Any | 3 | 0.35102
SFm1996CZ13 | DMo | MH00 | CZ13 | Any | 4 | 0.02
SFm1996CZ13 | DMo | MH00 | CZ13 | Any | 5 | 0.02
SFm1996CZ14 | DMo | MH00 | CZ14 | Any | 1 | 0.18635
SFm1996CZ14 | DMo | MH00 | CZ14 | Any | 2 | 0.58381
SFm1996CZ14 | DMo | MH00 | CZ14 | Any | 3 | 0.18856
SFm1996CZ14 | DMo | MH00 | CZ14 | Any | 4 | 0.020625
SFm1996CZ14 | DMo | MH00 | CZ14 | Any | 5 | 0.020651
SFm1996CZ15 | DMo | MH00 | CZ15 | Any | 1 | 0.02
SFm1996CZ15 | DMo | MH00 | CZ15 | Any | 2 | 0.02
SFm1996CZ15 | DMo | MH00 | CZ15 | Any | 3 | 0.66771
SFm1996CZ15 | DMo | MH00 | CZ15 | Any | 4 | 0.02
SFm1996CZ15 | DMo | MH00 | CZ15 | Any | 5 | 0.27229
SFm1996CZ16 | DMo | MH00 | CZ16 | Any | 1 | 0.02
SFm1996CZ16 | DMo | MH00 | CZ16 | Any | 2 | 0.58472
SFm1996CZ16 | DMo | MH00 | CZ16 | Any | 3 | 0.21157
SFm1996CZ16 | DMo | MH00 | CZ16 | Any | 4 | 0.093711
SFm1996CZ16 | DMo | MH00 | CZ16 | Any | 5 | 0.090005
SFm2003CZ01 | DMo | MH06 | CZ01 | Any | 1 | 0.4093
SFm2003CZ01 | DMo | MH06 | CZ01 | Any | 2 | 0.1197
SFm2003CZ01 | DMo | MH06 | CZ01 | Any | 3 | 0.18454
SFm2003CZ01 | DMo | MH06 | CZ01 | Any | 4 | 0.14948
SFm2003CZ01 | DMo | MH06 | CZ01 | Any | 5 | 0.13697
SFm2003CZ02 | DMo | MH06 | CZ02 | Any | 1 | 0.37764
SFm2003CZ02 | DMo | MH06 | CZ02 | Any | 2 | 0.56236
SFm2003CZ02 | DMo | MH06 | CZ02 | Any | 3 | 0.020001
SFm2003CZ02 | DMo | MH06 | CZ02 | Any | 4 | 0.020001
SFm2003CZ02 | DMo | MH06 | CZ02 | Any | 5 | 0.02
SFm2003CZ03 | DMo | MH06 | CZ03 | Any | 1 | 0.59524
SFm2003CZ03 | DMo | MH06 | CZ03 | Any | 2 | 0.031918
SFm2003CZ03 | DMo | MH06 | CZ03 | Any | 3 | 0.098509
SFm2003CZ03 | DMo | MH06 | CZ03 | Any | 4 | 0.14565
SFm2003CZ03 | DMo | MH06 | CZ03 | Any | 5 | 0.12868
SFm2003CZ04 | DMo | MH06 | CZ04 | Any | 1 | 0.10683
SFm2003CZ04 | DMo | MH06 | CZ04 | Any | 2 | 0.16335
SFm2003CZ04 | DMo | MH06 | CZ04 | Any | 3 | 0.62848
SFm2003CZ04 | DMo | MH06 | CZ04 | Any | 4 | 0.02
SFm2003CZ04 | DMo | MH06 | CZ04 | Any | 5 | 0.081342
SFm2003CZ05 | DMo | MH06 | CZ05 | Any | 1 | 0.31635
SFm2003CZ05 | DMo | MH06 | CZ05 | Any | 2 | 0.2665
SFm2003CZ05 | DMo | MH06 | CZ05 | Any | 3 | 0.22355
SFm2003CZ05 | DMo | MH06 | CZ05 | Any | 4 | 0.097678
SFm2003CZ05 | DMo | MH06 | CZ05 | Any | 5 | 0.095924
SFm2003CZ06 | DMo | MH06 | CZ06 | Any | 1 | 0.02
SFm2003CZ06 | DMo | MH06 | CZ06 | Any | 2 | 0.02
SFm2003CZ06 | DMo | MH06 | CZ06 | Any | 3 | 0.87202
SFm2003CZ06 | DMo | MH06 | CZ06 | Any | 4 | 0.067976
SFm2003CZ06 | DMo | MH06 | CZ06 | Any | 5 | 0.02
SFm2003CZ07 | DMo | MH06 | CZ07 | Any | 1 | 0.36463
SFm2003CZ07 | DMo | MH06 | CZ07 | Any | 2 | 0.070545
SFm2003CZ07 | DMo | MH06 | CZ07 | Any | 3 | 0.053391
SFm2003CZ07 | DMo | MH06 | CZ07 | Any | 4 | 0.26921
SFm2003CZ07 | DMo | MH06 | CZ07 | Any | 5 | 0.24223
SFm2003CZ08 | DMo | MH06 | CZ08 | Any | 1 | 0.57879
SFm2003CZ08 | DMo | MH06 | CZ08 | Any | 2 | 0.22359
SFm2003CZ08 | DMo | MH06 | CZ08 | Any | 3 | 0.02
SFm2003CZ08 | DMo | MH06 | CZ08 | Any | 4 | 0.088334
SFm2003CZ08 | DMo | MH06 | CZ08 | Any | 5 | 0.089288
SFm2003CZ09 | DMo | MH06 | CZ09 | Any | 1 | 0.02
SFm2003CZ09 | DMo | MH06 | CZ09 | Any | 2 | 0.36388
SFm2003CZ09 | DMo | MH06 | CZ09 | Any | 3 | 0.02
SFm2003CZ09 | DMo | MH06 | CZ09 | Any | 4 | 0.57612
SFm2003CZ09 | DMo | MH06 | CZ09 | Any | 5 | 0.02
SFm2003CZ10 | DMo | MH06 | CZ10 | Any | 1 | 0.15987
SFm2003CZ10 | DMo | MH06 | CZ10 | Any | 2 | 0.22654
SFm2003CZ10 | DMo | MH06 | CZ10 | Any | 3 | 0.15632
SFm2003CZ10 | DMo | MH06 | CZ10 | Any | 4 | 0.13488
SFm2003CZ10 | DMo | MH06 | CZ10 | Any | 5 | 0.3224
SFm2003CZ11 | DMo | MH06 | CZ11 | Any | 1 | 0.095389
SFm2003CZ11 | DMo | MH06 | CZ11 | Any | 2 | 0.52017
SFm2003CZ11 | DMo | MH06 | CZ11 | Any | 3 | 0.051423
SFm2003CZ11 | DMo | MH06 | CZ11 | Any | 4 | 0.1233
SFm2003CZ11 | DMo | MH06 | CZ11 | Any | 5 | 0.20972
SFm2003CZ12 | DMo | MH06 | CZ12 | Any | 1 | 0.30093
SFm2003CZ12 | DMo | MH06 | CZ12 | Any | 2 | 0.1062
SFm2003CZ12 | DMo | MH06 | CZ12 | Any | 3 | 0.16795
SFm2003CZ12 | DMo | MH06 | CZ12 | Any | 4 | 0.29837
SFm2003CZ12 | DMo | MH06 | CZ12 | Any | 5 | 0.12655
SFm2003CZ13 | DMo | MH06 | CZ13 | Any | 1 | 0.19881
SFm2003CZ13 | DMo | MH06 | CZ13 | Any | 2 | 0.024716
SFm2003CZ13 | DMo | MH06 | CZ13 | Any | 3 | 0.22757
SFm2003CZ13 | DMo | MH06 | CZ13 | Any | 4 | 0.17963
SFm2003CZ13 | DMo | MH06 | CZ13 | Any | 5 | 0.36927
SFm2003CZ14 | DMo | MH06 | CZ14 | Any | 1 | 0.53912
SFm2003CZ14 | DMo | MH06 | CZ14 | Any | 2 | 0.14141
SFm2003CZ14 | DMo | MH06 | CZ14 | Any | 3 | 0.068488
SFm2003CZ14 | DMo | MH06 | CZ14 | Any | 4 | 0.075371
SFm2003CZ14 | DMo | MH06 | CZ14 | Any | 5 | 0.17561
SFm2003CZ15 | DMo | MH06 | CZ15 | Any | 1 | 0.020166
SFm2003CZ15 | DMo | MH06 | CZ15 | Any | 2 | 0.54848
SFm2003CZ15 | DMo | MH06 | CZ15 | Any | 3 | 0.020652
SFm2003CZ15 | DMo | MH06 | CZ15 | Any | 4 | 0.15552
SFm2003CZ15 | DMo | MH06 | CZ15 | Any | 5 | 0.25519
SFm2003CZ16 | DMo | MH06 | CZ16 | Any | 1 | 0.020246
SFm2003CZ16 | DMo | MH06 | CZ16 | Any | 2 | 0.052874
SFm2003CZ16 | DMo | MH06 | CZ16 | Any | 3 | 0.71318
SFm2003CZ16 | DMo | MH06 | CZ16 | Any | 4 | 0.024718
SFm2003CZ16 | DMo | MH06 | CZ16 | Any | 5 | 0.18898
SFm2007CZ01 | DMo | MH15 | CZ01 | Any | 1 | 0.44268
SFm2007CZ01 | DMo | MH15 | CZ01 | Any | 2 | 0.11645
SFm2007CZ01 | DMo | MH15 | CZ01 | Any | 3 | 0.22137
SFm2007CZ01 | DMo | MH15 | CZ01 | Any | 4 | 0.11347
SFm2007CZ01 | DMo | MH15 | CZ01 | Any | 5 | 0.10603
SFm2007CZ02 | DMo | MH15 | CZ02 | Any | 1 | 0.39851
SFm2007CZ02 | DMo | MH15 | CZ02 | Any | 2 | 0.24047
SFm2007CZ02 | DMo | MH15 | CZ02 | Any | 3 | 0.099332
SFm2007CZ02 | DMo | MH15 | CZ02 | Any | 4 | 0.09234
SFm2007CZ02 | DMo | MH15 | CZ02 | Any | 5 | 0.16934
SFm2007CZ03 | DMo | MH15 | CZ03 | Any | 1 | 0.090905
SFm2007CZ03 | DMo | MH15 | CZ03 | Any | 2 | 0.27313
SFm2007CZ03 | DMo | MH15 | CZ03 | Any | 3 | 0.29497
SFm2007CZ03 | DMo | MH15 | CZ03 | Any | 4 | 0.13532
SFm2007CZ03 | DMo | MH15 | CZ03 | Any | 5 | 0.20568
SFm2007CZ04 | DMo | MH15 | CZ04 | Any | 1 | 0.38943
SFm2007CZ04 | DMo | MH15 | CZ04 | Any | 2 | 0.15027
SFm2007CZ04 | DMo | MH15 | CZ04 | Any | 3 | 0.20534
SFm2007CZ04 | DMo | MH15 | CZ04 | Any | 4 | 0.21329
SFm2007CZ04 | DMo | MH15 | CZ04 | Any | 5 | 0.041677
SFm2007CZ05 | DMo | MH15 | CZ05 | Any | 1 | 0.035409
SFm2007CZ05 | DMo | MH15 | CZ05 | Any | 2 | 0.21525
SFm2007CZ05 | DMo | MH15 | CZ05 | Any | 3 | 0.02
SFm2007CZ05 | DMo | MH15 | CZ05 | Any | 4 | 0.70074
SFm2007CZ05 | DMo | MH15 | CZ05 | Any | 5 | 0.028601
SFm2007CZ06 | DMo | MH15 | CZ06 | Any | 1 | 0.20556
SFm2007CZ06 | DMo | MH15 | CZ06 | Any | 2 | 0.36947
SFm2007CZ06 | DMo | MH15 | CZ06 | Any | 3 | 0.02
SFm2007CZ06 | DMo | MH15 | CZ06 | Any | 4 | 0.02
SFm2007CZ06 | DMo | MH15 | CZ06 | Any | 5 | 0.38497
SFm2007CZ07 | DMo | MH15 | CZ07 | Any | 1 | 0.64168
SFm2007CZ07 | DMo | MH15 | CZ07 | Any | 2 | 0.29832
SFm2007CZ07 | DMo | MH15 | CZ07 | Any | 3 | 0.02
SFm2007CZ07 | DMo | MH15 | CZ07 | Any | 4 | 0.02
SFm2007CZ07 | DMo | MH15 | CZ07 | Any | 5 | 0.02
SFm2007CZ08 | DMo | MH15 | CZ08 | Any | 1 | 0.6328
SFm2007CZ08 | DMo | MH15 | CZ08 | Any | 2 | 0.02
SFm2007CZ08 | DMo | MH15 | CZ08 | Any | 3 | 0.11015
SFm2007CZ08 | DMo | MH15 | CZ08 | Any | 4 | 0.12184
SFm2007CZ08 | DMo | MH15 | CZ08 | Any | 5 | 0.11521
SFm2007CZ09 | DMo | MH15 | CZ09 | Any | 1 | 0.02
SFm2007CZ09 | DMo | MH15 | CZ09 | Any | 2 | 0.83416
SFm2007CZ09 | DMo | MH15 | CZ09 | Any | 3 | 0.02
SFm2007CZ09 | DMo | MH15 | CZ09 | Any | 4 | 0.02
SFm2007CZ09 | DMo | MH15 | CZ09 | Any | 5 | 0.10584
SFm2007CZ10 | DMo | MH15 | CZ10 | Any | 1 | 0.32036
SFm2007CZ10 | DMo | MH15 | CZ10 | Any | 2 | 0.19016
SFm2007CZ10 | DMo | MH15 | CZ10 | Any | 3 | 0.15892
SFm2007CZ10 | DMo | MH15 | CZ10 | Any | 4 | 0.24688
SFm2007CZ10 | DMo | MH15 | CZ10 | Any | 5 | 0.083689
SFm2007CZ11 | DMo | MH15 | CZ11 | Any | 1 | 0.56162
SFm2007CZ11 | DMo | MH15 | CZ11 | Any | 2 | 0.027796
SFm2007CZ11 | DMo | MH15 | CZ11 | Any | 3 | 0.2299
SFm2007CZ11 | DMo | MH15 | CZ11 | Any | 4 | 0.038534
SFm2007CZ11 | DMo | MH15 | CZ11 | Any | 5 | 0.14215
SFm2007CZ12 | DMo | MH15 | CZ12 | Any | 1 | 0.098817
SFm2007CZ12 | DMo | MH15 | CZ12 | Any | 2 | 0.19355
SFm2007CZ12 | DMo | MH15 | CZ12 | Any | 3 | 0.31395
SFm2007CZ12 | DMo | MH15 | CZ12 | Any | 4 | 0.2123
SFm2007CZ12 | DMo | MH15 | CZ12 | Any | 5 | 0.18139
SFm2007CZ13 | DMo | MH15 | CZ13 | Any | 1 | 0.20844
SFm2007CZ13 | DMo | MH15 | CZ13 | Any | 2 | 0.050912
SFm2007CZ13 | DMo | MH15 | CZ13 | Any | 3 | 0.23575
SFm2007CZ13 | DMo | MH15 | CZ13 | Any | 4 | 0.051652
SFm2007CZ13 | DMo | MH15 | CZ13 | Any | 5 | 0.45324
SFm2007CZ14 | DMo | MH15 | CZ14 | Any | 1 | 0.44239
SFm2007CZ14 | DMo | MH15 | CZ14 | Any | 2 | 0.02
SFm2007CZ14 | DMo | MH15 | CZ14 | Any | 3 | 0.02
SFm2007CZ14 | DMo | MH15 | CZ14 | Any | 4 | 0.02
SFm2007CZ14 | DMo | MH15 | CZ14 | Any | 5 | 0.49761
SFm2007CZ15 | DMo | MH15 | CZ15 | Any | 1 | 0.44139
SFm2007CZ15 | DMo | MH15 | CZ15 | Any | 2 | 0.20493
SFm2007CZ15 | DMo | MH15 | CZ15 | Any | 3 | 0.20143
SFm2007CZ15 | DMo | MH15 | CZ15 | Any | 4 | 0.020002
SFm2007CZ15 | DMo | MH15 | CZ15 | Any | 5 | 0.13226
SFm2007CZ16 | DMo | MH15 | CZ16 | Any | 1 | 0.021652
SFm2007CZ16 | DMo | MH15 | CZ16 | Any | 2 | 0.39459
SFm2007CZ16 | DMo | MH15 | CZ16 | Any | 3 | 0.52509
SFm2007CZ16 | DMo | MH15 | CZ16 | Any | 4 | 0.038672
SFm2007CZ16 | DMo | MH15 | CZ16 | Any | 5 | 0.02
SFm1975CZ01 | DMo | MH72 | CZ01 | Any | 1 | 0.54045
SFm1975CZ01 | DMo | MH72 | CZ01 | Any | 2 | 0.17348
SFm1975CZ01 | DMo | MH72 | CZ01 | Any | 3 | 0.093093
SFm1975CZ01 | DMo | MH72 | CZ01 | Any | 4 | 0.087893
SFm1975CZ01 | DMo | MH72 | CZ01 | Any | 5 | 0.10508
SFm1975CZ02 | DMo | MH72 | CZ02 | Any | 1 | 0.51836
SFm1975CZ02 | DMo | MH72 | CZ02 | Any | 2 | 0.15665
SFm1975CZ02 | DMo | MH72 | CZ02 | Any | 3 | 0.10087
SFm1975CZ02 | DMo | MH72 | CZ02 | Any | 4 | 0.020393
SFm1975CZ02 | DMo | MH72 | CZ02 | Any | 5 | 0.20373
SFm1975CZ03 | DMo | MH72 | CZ03 | Any | 1 | 0.21414
SFm1975CZ03 | DMo | MH72 | CZ03 | Any | 2 | 0.30315
SFm1975CZ03 | DMo | MH72 | CZ03 | Any | 3 | 0.02
SFm1975CZ03 | DMo | MH72 | CZ03 | Any | 4 | 0.24197
SFm1975CZ03 | DMo | MH72 | CZ03 | Any | 5 | 0.22074
SFm1975CZ04 | DMo | MH72 | CZ04 | Any | 1 | 0.30493
SFm1975CZ04 | DMo | MH72 | CZ04 | Any | 2 | 0.16337
SFm1975CZ04 | DMo | MH72 | CZ04 | Any | 3 | 0.20316
SFm1975CZ04 | DMo | MH72 | CZ04 | Any | 4 | 0.27873
SFm1975CZ04 | DMo | MH72 | CZ04 | Any | 5 | 0.049808
SFm1975CZ05 | DMo | MH72 | CZ05 | Any | 1 | 0.036869
SFm1975CZ05 | DMo | MH72 | CZ05 | Any | 2 | 0.081591
SFm1975CZ05 | DMo | MH72 | CZ05 | Any | 3 | 0.84153
SFm1975CZ05 | DMo | MH72 | CZ05 | Any | 4 | 0.020009
SFm1975CZ05 | DMo | MH72 | CZ05 | Any | 5 | 0.02
SFm1975CZ06 | DMo | MH72 | CZ06 | Any | 1 | 0.22583
SFm1975CZ06 | DMo | MH72 | CZ06 | Any | 2 | 0.02
SFm1975CZ06 | DMo | MH72 | CZ06 | Any | 3 | 0.073913
SFm1975CZ06 | DMo | MH72 | CZ06 | Any | 4 | 0.02
SFm1975CZ06 | DMo | MH72 | CZ06 | Any | 5 | 0.66026
SFm1975CZ07 | DMo | MH72 | CZ07 | Any | 1 | 0.26658
SFm1975CZ07 | DMo | MH72 | CZ07 | Any | 2 | 0.050468
SFm1975CZ07 | DMo | MH72 | CZ07 | Any | 3 | 0.53354
SFm1975CZ07 | DMo | MH72 | CZ07 | Any | 4 | 0.021641
SFm1975CZ07 | DMo | MH72 | CZ07 | Any | 5 | 0.12777
SFm1975CZ08 | DMo | MH72 | CZ08 | Any | 1 | 0.02
SFm1975CZ08 | DMo | MH72 | CZ08 | Any | 2 | 0.21876
SFm1975CZ08 | DMo | MH72 | CZ08 | Any | 3 | 0.02
SFm1975CZ08 | DMo | MH72 | CZ08 | Any | 4 | 0.46996
SFm1975CZ08 | DMo | MH72 | CZ08 | Any | 5 | 0.27128
SFm1975CZ09 | DMo | MH72 | CZ09 | Any | 1 | 0.02
SFm1975CZ09 | DMo | MH72 | CZ09 | Any | 2 | 0.50771
SFm1975CZ09 | DMo | MH72 | CZ09 | Any | 3 | 0.059162
SFm1975CZ09 | DMo | MH72 | CZ09 | Any | 4 | 0.15998
SFm1975CZ09 | DMo | MH72 | CZ09 | Any | 5 | 0.25316
SFm1975CZ10 | DMo | MH72 | CZ10 | Any | 1 | 0.020046
SFm1975CZ10 | DMo | MH72 | CZ10 | Any | 2 | 0.64418
SFm1975CZ10 | DMo | MH72 | CZ10 | Any | 3 | 0.11814
SFm1975CZ10 | DMo | MH72 | CZ10 | Any | 4 | 0.13286
SFm1975CZ10 | DMo | MH72 | CZ10 | Any | 5 | 0.08478
SFm1975CZ11 | DMo | MH72 | CZ11 | Any | 1 | 0.068158
SFm1975CZ11 | DMo | MH72 | CZ11 | Any | 2 | 0.049141
SFm1975CZ11 | DMo | MH72 | CZ11 | Any | 3 | 0.43608
SFm1975CZ11 | DMo | MH72 | CZ11 | Any | 4 | 0.39438
SFm1975CZ11 | DMo | MH72 | CZ11 | Any | 5 | 0.052234
SFm1975CZ12 | DMo | MH72 | CZ12 | Any | 1 | 0.25732
SFm1975CZ12 | DMo | MH72 | CZ12 | Any | 2 | 0.18709
SFm1975CZ12 | DMo | MH72 | CZ12 | Any | 3 | 0.15872
SFm1975CZ12 | DMo | MH72 | CZ12 | Any | 4 | 0.18243
SFm1975CZ12 | DMo | MH72 | CZ12 | Any | 5 | 0.21444
SFm1975CZ13 | DMo | MH72 | CZ13 | Any | 1 | 0.23682
SFm1975CZ13 | DMo | MH72 | CZ13 | Any | 2 | 0.16276
SFm1975CZ13 | DMo | MH72 | CZ13 | Any | 3 | 0.14301
SFm1975CZ13 | DMo | MH72 | CZ13 | Any | 4 | 0.30968
SFm1975CZ13 | DMo | MH72 | CZ13 | Any | 5 | 0.14773
SFm1975CZ14 | DMo | MH72 | CZ14 | Any | 1 | 0.14491
SFm1975CZ14 | DMo | MH72 | CZ14 | Any | 2 | 0.21926
SFm1975CZ14 | DMo | MH72 | CZ14 | Any | 3 | 0.20096
SFm1975CZ14 | DMo | MH72 | CZ14 | Any | 4 | 0.20202
SFm1975CZ14 | DMo | MH72 | CZ14 | Any | 5 | 0.23284
SFm1975CZ15 | DMo | MH72 | CZ15 | Any | 1 | 0.02
SFm1975CZ15 | DMo | MH72 | CZ15 | Any | 2 | 0.02
SFm1975CZ15 | DMo | MH72 | CZ15 | Any | 3 | 0.02
SFm1975CZ15 | DMo | MH72 | CZ15 | Any | 4 | 0.02
SFm1975CZ15 | DMo | MH72 | CZ15 | Any | 5 | 0.92
SFm1975CZ16 | DMo | MH72 | CZ16 | Any | 1 | 0.52182
SFm1975CZ16 | DMo | MH72 | CZ16 | Any | 2 | 0.02
SFm1975CZ16 | DMo | MH72 | CZ16 | Any | 3 | 0.032461
SFm1975CZ16 | DMo | MH72 | CZ16 | Any | 4 | 0.02
SFm1975CZ16 | DMo | MH72 | CZ16 | Any | 5 | 0.40572
SFm1985CZ01 | DMo | MH85 | CZ01 | Any | 1 | 0.30051
SFm1985CZ01 | DMo | MH85 | CZ01 | Any | 2 | 0.16697
SFm1985CZ01 | DMo | MH85 | CZ01 | Any | 3 | 0.16326
SFm1985CZ01 | DMo | MH85 | CZ01 | Any | 4 | 0.19274
SFm1985CZ01 | DMo | MH85 | CZ01 | Any | 5 | 0.17653
SFm1985CZ02 | DMo | MH85 | CZ02 | Any | 1 | 0.02
SFm1985CZ02 | DMo | MH85 | CZ02 | Any | 2 | 0.02
SFm1985CZ02 | DMo | MH85 | CZ02 | Any | 3 | 0.83889
SFm1985CZ02 | DMo | MH85 | CZ02 | Any | 4 | 0.02
SFm1985CZ02 | DMo | MH85 | CZ02 | Any | 5 | 0.10111
SFm1985CZ03 | DMo | MH85 | CZ03 | Any | 1 | 0.43065
SFm1985CZ03 | DMo | MH85 | CZ03 | Any | 2 | 0.18019
SFm1985CZ03 | DMo | MH85 | CZ03 | Any | 3 | 0.18239
SFm1985CZ03 | DMo | MH85 | CZ03 | Any | 4 | 0.085758
SFm1985CZ03 | DMo | MH85 | CZ03 | Any | 5 | 0.12101
SFm1985CZ04 | DMo | MH85 | CZ04 | Any | 1 | 0.1172
SFm1985CZ04 | DMo | MH85 | CZ04 | Any | 2 | 0.02
SFm1985CZ04 | DMo | MH85 | CZ04 | Any | 3 | 0.27602
SFm1985CZ04 | DMo | MH85 | CZ04 | Any | 4 | 0.28997
SFm1985CZ04 | DMo | MH85 | CZ04 | Any | 5 | 0.29681
SFm1985CZ05 | DMo | MH85 | CZ05 | Any | 1 | 0.51501
SFm1985CZ05 | DMo | MH85 | CZ05 | Any | 2 | 0.035764
SFm1985CZ05 | DMo | MH85 | CZ05 | Any | 3 | 0.10136
SFm1985CZ05 | DMo | MH85 | CZ05 | Any | 4 | 0.072596
SFm1985CZ05 | DMo | MH85 | CZ05 | Any | 5 | 0.27527
SFm1985CZ06 | DMo | MH85 | CZ06 | Any | 1 | 0.02008
SFm1985CZ06 | DMo | MH85 | CZ06 | Any | 2 | 0.28374
SFm1985CZ06 | DMo | MH85 | CZ06 | Any | 3 | 0.39373
SFm1985CZ06 | DMo | MH85 | CZ06 | Any | 4 | 0.025846
SFm1985CZ06 | DMo | MH85 | CZ06 | Any | 5 | 0.2766
SFm1985CZ07 | DMo | MH85 | CZ07 | Any | 1 | 0.24636
SFm1985CZ07 | DMo | MH85 | CZ07 | Any | 2 | 0.1513
SFm1985CZ07 | DMo | MH85 | CZ07 | Any | 3 | 0.4909
SFm1985CZ07 | DMo | MH85 | CZ07 | Any | 4 | 0.02
SFm1985CZ07 | DMo | MH85 | CZ07 | Any | 5 | 0.091443
SFm1985CZ08 | DMo | MH85 | CZ08 | Any | 1 | 0.31561
SFm1985CZ08 | DMo | MH85 | CZ08 | Any | 2 | 0.02
SFm1985CZ08 | DMo | MH85 | CZ08 | Any | 3 | 0.02
SFm1985CZ08 | DMo | MH85 | CZ08 | Any | 4 | 0.62439
SFm1985CZ08 | DMo | MH85 | CZ08 | Any | 5 | 0.02
SFm1985CZ09 | DMo | MH85 | CZ09 | Any | 1 | 0.15732
SFm1985CZ09 | DMo | MH85 | CZ09 | Any | 2 | 0.18621
SFm1985CZ09 | DMo | MH85 | CZ09 | Any | 3 | 0.19401
SFm1985CZ09 | DMo | MH85 | CZ09 | Any | 4 | 0.17675
SFm1985CZ09 | DMo | MH85 | CZ09 | Any | 5 | 0.28571
SFm1985CZ10 | DMo | MH85 | CZ10 | Any | 1 | 0.33047
SFm1985CZ10 | DMo | MH85 | CZ10 | Any | 2 | 0.21614
SFm1985CZ10 | DMo | MH85 | CZ10 | Any | 3 | 0.30929
SFm1985CZ10 | DMo | MH85 | CZ10 | Any | 4 | 0.090915
SFm1985CZ10 | DMo | MH85 | CZ10 | Any | 5 | 0.053187
SFm1985CZ11 | DMo | MH85 | CZ11 | Any | 1 | 0.031511
SFm1985CZ11 | DMo | MH85 | CZ11 | Any | 2 | 0.63845
SFm1985CZ11 | DMo | MH85 | CZ11 | Any | 3 | 0.18094
SFm1985CZ11 | DMo | MH85 | CZ11 | Any | 4 | 0.079189
SFm1985CZ11 | DMo | MH85 | CZ11 | Any | 5 | 0.069915
SFm1985CZ12 | DMo | MH85 | CZ12 | Any | 1 | 0.027368
SFm1985CZ12 | DMo | MH85 | CZ12 | Any | 2 | 0.032366
SFm1985CZ12 | DMo | MH85 | CZ12 | Any | 3 | 0.21913
SFm1985CZ12 | DMo | MH85 | CZ12 | Any | 4 | 0.29042
SFm1985CZ12 | DMo | MH85 | CZ12 | Any | 5 | 0.43071
SFm1985CZ13 | DMo | MH85 | CZ13 | Any | 1 | 0.50699
SFm1985CZ13 | DMo | MH85 | CZ13 | Any | 2 | 0.02
SFm1985CZ13 | DMo | MH85 | CZ13 | Any | 3 | 0.02
SFm1985CZ13 | DMo | MH85 | CZ13 | Any | 4 | 0.43301
SFm1985CZ13 | DMo | MH85 | CZ13 | Any | 5 | 0.02
SFm1985CZ14 | DMo | MH85 | CZ14 | Any | 1 | 0.35132
SFm1985CZ14 | DMo | MH85 | CZ14 | Any | 2 | 0.11312
SFm1985CZ14 | DMo | MH85 | CZ14 | Any | 3 | 0.16516
SFm1985CZ14 | DMo | MH85 | CZ14 | Any | 4 | 0.20278
SFm1985CZ14 | DMo | MH85 | CZ14 | Any | 5 | 0.16762
SFm1985CZ15 | DMo | MH85 | CZ15 | Any | 1 | 0.02
SFm1985CZ15 | DMo | MH85 | CZ15 | Any | 2 | 0.02
SFm1985CZ15 | DMo | MH85 | CZ15 | Any | 3 | 0.02
SFm1985CZ15 | DMo | MH85 | CZ15 | Any | 4 | 0.92
SFm1985CZ15 | DMo | MH85 | CZ15 | Any | 5 | 0.02
SFm1985CZ16 | DMo | MH85 | CZ16 | Any | 1 | 0.11154
SFm1985CZ16 | DMo | MH85 | CZ16 | Any | 2 | 0.23434
SFm1985CZ16 | DMo | MH85 | CZ16 | Any | 3 | 0.218
SFm1985CZ16 | DMo | MH85 | CZ16 | Any | 4 | 0.21206
SFm1985CZ16 | DMo | MH85 | CZ16 | Any | 5 | 0.22406
from MFm workbook: | MFm | 1975 | CZ01 | Any | 1 | 0.15375
| MFm | 1975 | CZ01 | Any | 2 | 0.21088
| MFm | 1975 | CZ01 | Any | 3 | 0.1676
| MFm | 1975 | CZ01 | Any | 4 | 0.23747
| MFm | 1975 | CZ01 | Any | 5 | 0.23031
| MFm | 1975 | CZ02 | Any | 1 | 0.060766
| MFm | 1975 | CZ02 | Any | 2 | 0.05
| MFm | 1975 | CZ02 | Any | 3 | 0.57163
| MFm | 1975 | CZ02 | Any | 4 | 0.05
| MFm | 1975 | CZ02 | Any | 5 | 0.2676
| MFm | 1975 | CZ03 | Any | 1 | 0.63261
| MFm | 1975 | CZ03 | Any | 2 | 0.05
| MFm | 1975 | CZ03 | Any | 3 | 0.21739
| MFm | 1975 | CZ03 | Any | 4 | 0.05
| MFm | 1975 | CZ03 | Any | 5 | 0.05
| MFm | 1975 | CZ04 | Any | 1 | 0.05
| MFm | 1975 | CZ04 | Any | 2 | 0.12636
| MFm | 1975 | CZ04 | Any | 3 | 0.42246
| MFm | 1975 | CZ04 | Any | 4 | 0.24404
| MFm | 1975 | CZ04 | Any | 5 | 0.15714
| MFm | 1975 | CZ05 | Any | 1 | 0.05
| MFm | 1975 | CZ05 | Any | 2 | 0.30209
| MFm | 1975 | CZ05 | Any | 3 | 0.05
| MFm | 1975 | CZ05 | Any | 4 | 0.05
| MFm | 1975 | CZ05 | Any | 5 | 0.54791
| MFm | 1975 | CZ06 | Any | 1 | 0.475
| MFm | 1975 | CZ06 | Any | 2 | 0.05
| MFm | 1975 | CZ06 | Any | 3 | 0.05748
| MFm | 1975 | CZ06 | Any | 4 | 0.36753
| MFm | 1975 | CZ06 | Any | 5 | 0.05
| MFm | 1975 | CZ07 | Any | 1 | 0.05
| MFm | 1975 | CZ07 | Any | 2 | 0.32647
| MFm | 1975 | CZ07 | Any | 3 | 0.14119
| MFm | 1975 | CZ07 | Any | 4 | 0.050019
| MFm | 1975 | CZ07 | Any | 5 | 0.43231
| MFm | 1975 | CZ08 | Any | 1 | 0.05
| MFm | 1975 | CZ08 | Any | 2 | 0.05
| MFm | 1975 | CZ08 | Any | 3 | 0.16841
| MFm | 1975 | CZ08 | Any | 4 | 0.13523
| MFm | 1975 | CZ08 | Any | 5 | 0.59636
| MFm | 1975 | CZ09 | Any | 1 | 0.05
| MFm | 1975 | CZ09 | Any | 2 | 0.05
| MFm | 1975 | CZ09 | Any | 3 | 0.05
| MFm | 1975 | CZ09 | Any | 4 | 0.8
| MFm | 1975 | CZ09 | Any | 5 | 0.05
| MFm | 1975 | CZ10 | Any | 1 | 0.24294
| MFm | 1975 | CZ10 | Any | 2 | 0.21161
| MFm | 1975 | CZ10 | Any | 3 | 0.20626
| MFm | 1975 | CZ10 | Any | 4 | 0.05
| MFm | 1975 | CZ10 | Any | 5 | 0.28919
| MFm | 1975 | CZ11 | Any | 1 | 0.05
| MFm | 1975 | CZ11 | Any | 2 | 0.05
| MFm | 1975 | CZ11 | Any | 3 | 0.24649
| MFm | 1975 | CZ11 | Any | 4 | 0.05
| MFm | 1975 | CZ11 | Any | 5 | 0.60351
| MFm | 1975 | CZ12 | Any | 1 | 0.05
| MFm | 1975 | CZ12 | Any | 2 | 0.05
| MFm | 1975 | CZ12 | Any | 3 | 0.05
| MFm | 1975 | CZ12 | Any | 4 | 0.37835
| MFm | 1975 | CZ12 | Any | 5 | 0.47165
| MFm | 1975 | CZ13 | Any | 1 | 0.34761
| MFm | 1975 | CZ13 | Any | 2 | 0.14451
| MFm | 1975 | CZ13 | Any | 3 | 0.11446
| MFm | 1975 | CZ13 | Any | 4 | 0.054888
| MFm | 1975 | CZ13 | Any | 5 | 0.33854
| MFm | 1975 | CZ14 | Any | 1 | 0.05
| MFm | 1975 | CZ14 | Any | 2 | 0.1234
| MFm | 1975 | CZ14 | Any | 3 | 0.05
| MFm | 1975 | CZ14 | Any | 4 | 0.72661
| MFm | 1975 | CZ14 | Any | 5 | 0.05
| MFm | 1975 | CZ15 | Any | 1 | 0.05
| MFm | 1975 | CZ15 | Any | 2 | 0.05
| MFm | 1975 | CZ15 | Any | 3 | 0.05
| MFm | 1975 | CZ15 | Any | 4 | 0.77957
| MFm | 1975 | CZ15 | Any | 5 | 0.070432
| MFm | 1975 | CZ16 | Any | 1 | 0.40827
| MFm | 1975 | CZ16 | Any | 2 | 0.1734
| MFm | 1975 | CZ16 | Any | 3 | 0.05
| MFm | 1975 | CZ16 | Any | 4 | 0.05
| MFm | 1975 | CZ16 | Any | 5 | 0.31833
| MFm | 1985 | CZ01 | Any | 1 | 0.062827
| MFm | 1985 | CZ01 | Any | 2 | 0.33344
| MFm | 1985 | CZ01 | Any | 3 | 0.41767
| MFm | 1985 | CZ01 | Any | 4 | 0.073918
| MFm | 1985 | CZ01 | Any | 5 | 0.11215
| MFm | 1985 | CZ02 | Any | 1 | 0.066982
| MFm | 1985 | CZ02 | Any | 2 | 0.05
| MFm | 1985 | CZ02 | Any | 3 | 0.62423
| MFm | 1985 | CZ02 | Any | 4 | 0.05
| MFm | 1985 | CZ02 | Any | 5 | 0.20879
| MFm | 1985 | CZ03 | Any | 1 | 0.49932
| MFm | 1985 | CZ03 | Any | 2 | 0.050002
| MFm | 1985 | CZ03 | Any | 3 | 0.05
| MFm | 1985 | CZ03 | Any | 4 | 0.34654
| MFm | 1985 | CZ03 | Any | 5 | 0.054143
| MFm | 1985 | CZ04 | Any | 1 | 0.050014
| MFm | 1985 | CZ04 | Any | 2 | 0.050203
| MFm | 1985 | CZ04 | Any | 3 | 0.050008
| MFm | 1985 | CZ04 | Any | 4 | 0.36491
| MFm | 1985 | CZ04 | Any | 5 | 0.48487
| MFm | 1985 | CZ05 | Any | 1 | 0.05
| MFm | 1985 | CZ05 | Any | 2 | 0.67432
| MFm | 1985 | CZ05 | Any | 3 | 0.05
| MFm | 1985 | CZ05 | Any | 4 | 0.05
| MFm | 1985 | CZ05 | Any | 5 | 0.17568
| MFm | 1985 | CZ06 | Any | 1 | 0.05
| MFm | 1985 | CZ06 | Any | 2 | 0.05
| MFm | 1985 | CZ06 | Any | 3 | 0.054038
| MFm | 1985 | CZ06 | Any | 4 | 0.05
| MFm | 1985 | CZ06 | Any | 5 | 0.79596
| MFm | 1985 | CZ07 | Any | 1 | 0.05
| MFm | 1985 | CZ07 | Any | 2 | 0.24937
| MFm | 1985 | CZ07 | Any | 3 | 0.05
| MFm | 1985 | CZ07 | Any | 4 | 0.05
| MFm | 1985 | CZ07 | Any | 5 | 0.60063
| MFm | 1985 | CZ08 | Any | 1 | 0.05
| MFm | 1985 | CZ08 | Any | 2 | 0.05
| MFm | 1985 | CZ08 | Any | 3 | 0.41917
| MFm | 1985 | CZ08 | Any | 4 | 0.05
| MFm | 1985 | CZ08 | Any | 5 | 0.43083
| MFm | 1985 | CZ09 | Any | 1 | 0.05
| MFm | 1985 | CZ09 | Any | 2 | 0.05
| MFm | 1985 | CZ09 | Any | 3 | 0.05
| MFm | 1985 | CZ09 | Any | 4 | 0.05
| MFm | 1985 | CZ09 | Any | 5 | 0.8
| MFm | 1985 | CZ10 | Any | 1 | 0.097076
| MFm | 1985 | CZ10 | Any | 2 | 0.05
| MFm | 1985 | CZ10 | Any | 3 | 0.75292
| MFm | 1985 | CZ10 | Any | 4 | 0.05
| MFm | 1985 | CZ10 | Any | 5 | 0.050005
| MFm | 1985 | CZ11 | Any | 1 | 0.05
| MFm | 1985 | CZ11 | Any | 2 | 0.05
| MFm | 1985 | CZ11 | Any | 3 | 0.26306
| MFm | 1985 | CZ11 | Any | 4 | 0.05
| MFm | 1985 | CZ11 | Any | 5 | 0.58694
| MFm | 1985 | CZ12 | Any | 1 | 0.05
| MFm | 1985 | CZ12 | Any | 2 | 0.05
| MFm | 1985 | CZ12 | Any | 3 | 0.05
| MFm | 1985 | CZ12 | Any | 4 | 0.05
| MFm | 1985 | CZ12 | Any | 5 | 0.8
| MFm | 1985 | CZ13 | Any | 1 | 0.16019
| MFm | 1985 | CZ13 | Any | 2 | 0.2112
| MFm | 1985 | CZ13 | Any | 3 | 0.14171
| MFm | 1985 | CZ13 | Any | 4 | 0.15785
| MFm | 1985 | CZ13 | Any | 5 | 0.32905
| MFm | 1985 | CZ14 | Any | 1 | 0.050174
| MFm | 1985 | CZ14 | Any | 2 | 0.37155
| MFm | 1985 | CZ14 | Any | 3 | 0.16202
| MFm | 1985 | CZ14 | Any | 4 | 0.11045
| MFm | 1985 | CZ14 | Any | 5 | 0.30581
| MFm | 1985 | CZ15 | Any | 1 | 0.05
| MFm | 1985 | CZ15 | Any | 2 | 0.23578
| MFm | 1985 | CZ15 | Any | 3 | 0.05
| MFm | 1985 | CZ15 | Any | 4 | 0.05
| MFm | 1985 | CZ15 | Any | 5 | 0.61422
| MFm | 1985 | CZ16 | Any | 1 | 0.22336
| MFm | 1985 | CZ16 | Any | 2 | 0.22653
| MFm | 1985 | CZ16 | Any | 3 | 0.05
| MFm | 1985 | CZ16 | Any | 4 | 0.05
| MFm | 1985 | CZ16 | Any | 5 | 0.45011
| MFm | 1996 | CZ01 | Any | 1 | 0.09153
| MFm | 1996 | CZ01 | Any | 2 | 0.57412
| MFm | 1996 | CZ01 | Any | 3 | 0.050125
| MFm | 1996 | CZ01 | Any | 4 | 0.10656
| MFm | 1996 | CZ01 | Any | 5 | 0.17767
| MFm | 1996 | CZ02 | Any | 1 | 0.05
| MFm | 1996 | CZ02 | Any | 2 | 0.05
| MFm | 1996 | CZ02 | Any | 3 | 0.40716
| MFm | 1996 | CZ02 | Any | 4 | 0.05
| MFm | 1996 | CZ02 | Any | 5 | 0.44284
| MFm | 1996 | CZ03 | Any | 1 | 0.25554
| MFm | 1996 | CZ03 | Any | 2 | 0.05
| MFm | 1996 | CZ03 | Any | 3 | 0.4866
| MFm | 1996 | CZ03 | Any | 4 | 0.15786
| MFm | 1996 | CZ03 | Any | 5 | 0.05
| MFm | 1996 | CZ04 | Any | 1 | 0.05
| MFm | 1996 | CZ04 | Any | 2 | 0.05
| MFm | 1996 | CZ04 | Any | 3 | 0.05
| MFm | 1996 | CZ04 | Any | 4 | 0.05
| MFm | 1996 | CZ04 | Any | 5 | 0.8
| MFm | 1996 | CZ05 | Any | 1 | 0.05
| MFm | 1996 | CZ05 | Any | 2 | 0.05
| MFm | 1996 | CZ05 | Any | 3 | 0.05
| MFm | 1996 | CZ05 | Any | 4 | 0.05
| MFm | 1996 | CZ05 | Any | 5 | 0.8
| MFm | 1996 | CZ06 | Any | 1 | 0.05
| MFm | 1996 | CZ06 | Any | 2 | 0.05
| MFm | 1996 | CZ06 | Any | 3 | 0.05
| MFm | 1996 | CZ06 | Any | 4 | 0.05
| MFm | 1996 | CZ06 | Any | 5 | 0.8
| MFm | 1996 | CZ07 | Any | 1 | 0.05
| MFm | 1996 | CZ07 | Any | 2 | 0.24448
| MFm | 1996 | CZ07 | Any | 3 | 0.05
| MFm | 1996 | CZ07 | Any | 4 | 0.05
| MFm | 1996 | CZ07 | Any | 5 | 0.60552
| MFm | 1996 | CZ08 | Any | 1 | 0.05
| MFm | 1996 | CZ08 | Any | 2 | 0.05
| MFm | 1996 | CZ08 | Any | 3 | 0.21411
| MFm | 1996 | CZ08 | Any | 4 | 0.05
| MFm | 1996 | CZ08 | Any | 5 | 0.63589
| MFm | 1996 | CZ09 | Any | 1 | 0.05
| MFm | 1996 | CZ09 | Any | 2 | 0.8
| MFm | 1996 | CZ09 | Any | 3 | 0.05
| MFm | 1996 | CZ09 | Any | 4 | 0.05
| MFm | 1996 | CZ09 | Any | 5 | 0.05
| MFm | 1996 | CZ10 | Any | 1 | 0.05
| MFm | 1996 | CZ10 | Any | 2 | 0.05
| MFm | 1996 | CZ10 | Any | 3 | 0.05
| MFm | 1996 | CZ10 | Any | 4 | 0.05
| MFm | 1996 | CZ10 | Any | 5 | 0.8
| MFm | 1996 | CZ11 | Any | 1 | 0.05
| MFm | 1996 | CZ11 | Any | 2 | 0.05
| MFm | 1996 | CZ11 | Any | 3 | 0.05
| MFm | 1996 | CZ11 | Any | 4 | 0.05
| MFm | 1996 | CZ11 | Any | 5 | 0.8
| MFm | 1996 | CZ12 | Any | 1 | 0.05
| MFm | 1996 | CZ12 | Any | 2 | 0.05
| MFm | 1996 | CZ12 | Any | 3 | 0.05
| MFm | 1996 | CZ12 | Any | 4 | 0.59847
| MFm | 1996 | CZ12 | Any | 5 | 0.25153
| MFm | 1996 | CZ13 | Any | 1 | 0.12254
| MFm | 1996 | CZ13 | Any | 2 | 0.17842
| MFm | 1996 | CZ13 | Any | 3 | 0.15376
| MFm | 1996 | CZ13 | Any | 4 | 0.16392
| MFm | 1996 | CZ13 | Any | 5 | 0.38136
| MFm | 1996 | CZ14 | Any | 1 | 0.05
| MFm | 1996 | CZ14 | Any | 2 | 0.05
| MFm | 1996 | CZ14 | Any | 3 | 0.8
| MFm | 1996 | CZ14 | Any | 4 | 0.05
| MFm | 1996 | CZ14 | Any | 5 | 0.05
| MFm | 1996 | CZ15 | Any | 1 | 0.05
| MFm | 1996 | CZ15 | Any | 2 | 0.05
| MFm | 1996 | CZ15 | Any | 3 | 0.12281
| MFm | 1996 | CZ15 | Any | 4 | 0.21752
| MFm | 1996 | CZ15 | Any | 5 | 0.55967
| MFm | 1996 | CZ16 | Any | 1 | 0.05
| MFm | 1996 | CZ16 | Any | 2 | 0.05
| MFm | 1996 | CZ16 | Any | 3 | 0.05
| MFm | 1996 | CZ16 | Any | 4 | 0.05
| MFm | 1996 | CZ16 | Any | 5 | 0.8
| MFm | 2003 | CZ01 | Any | 1 | 0.13465
| MFm | 2003 | CZ01 | Any | 2 | 0.050189
| MFm | 2003 | CZ01 | Any | 3 | 0.10275
| MFm | 2003 | CZ01 | Any | 4 | 0.55818
| MFm | 2003 | CZ01 | Any | 5 | 0.15423
| MFm | 2003 | CZ02 | Any | 1 | 0.33203
| MFm | 2003 | CZ02 | Any | 2 | 0.05
| MFm | 2003 | CZ02 | Any | 3 | 0.12414
| MFm | 2003 | CZ02 | Any | 4 | 0.05
| MFm | 2003 | CZ02 | Any | 5 | 0.44383
| MFm | 2003 | CZ03 | Any | 1 | 0.05
| MFm | 2003 | CZ03 | Any | 2 | 0.05
| MFm | 2003 | CZ03 | Any | 3 | 0.05
| MFm | 2003 | CZ03 | Any | 4 | 0.1749
| MFm | 2003 | CZ03 | Any | 5 | 0.6751
| MFm | 2003 | CZ04 | Any | 1 | 0.050003
| MFm | 2003 | CZ04 | Any | 2 | 0.30249
| MFm | 2003 | CZ04 | Any | 3 | 0.14778
| MFm | 2003 | CZ04 | Any | 4 | 0.056108
| MFm | 2003 | CZ04 | Any | 5 | 0.44362
| MFm | 2003 | CZ05 | Any | 1 | 0.05
| MFm | 2003 | CZ05 | Any | 2 | 0.05
| MFm | 2003 | CZ05 | Any | 3 | 0.05
| MFm | 2003 | CZ05 | Any | 4 | 0.50515
| MFm | 2003 | CZ05 | Any | 5 | 0.34485
| MFm | 2003 | CZ06 | Any | 1 | 0.05
| MFm | 2003 | CZ06 | Any | 2 | 0.05
| MFm | 2003 | CZ06 | Any | 3 | 0.05
| MFm | 2003 | CZ06 | Any | 4 | 0.05
| MFm | 2003 | CZ06 | Any | 5 | 0.8
| MFm | 2003 | CZ07 | Any | 1 | 0.05
| MFm | 2003 | CZ07 | Any | 2 | 0.05
| MFm | 2003 | CZ07 | Any | 3 | 0.28885
| MFm | 2003 | CZ07 | Any | 4 | 0.56115
| MFm | 2003 | CZ07 | Any | 5 | 0.05
| MFm | 2003 | CZ08 | Any | 1 | 0.05
| MFm | 2003 | CZ08 | Any | 2 | 0.05
| MFm | 2003 | CZ08 | Any | 3 | 0.50584
| MFm | 2003 | CZ08 | Any | 4 | 0.34416
| MFm | 2003 | CZ08 | Any | 5 | 0.05
| MFm | 2003 | CZ09 | Any | 1 | 0.05
| MFm | 2003 | CZ09 | Any | 2 | 0.05
| MFm | 2003 | CZ09 | Any | 3 | 0.8
| MFm | 2003 | CZ09 | Any | 4 | 0.05
| MFm | 2003 | CZ09 | Any | 5 | 0.05
| MFm | 2003 | CZ10 | Any | 1 | 0.05
| MFm | 2003 | CZ10 | Any | 2 | 0.10047
| MFm | 2003 | CZ10 | Any | 3 | 0.20847
| MFm | 2003 | CZ10 | Any | 4 | 0.22137
| MFm | 2003 | CZ10 | Any | 5 | 0.41968
| MFm | 2003 | CZ11 | Any | 1 | 0.42962
| MFm | 2003 | CZ11 | Any | 2 | 0.18497
| MFm | 2003 | CZ11 | Any | 3 | 0.05
| MFm | 2003 | CZ11 | Any | 4 | 0.26464
| MFm | 2003 | CZ11 | Any | 5 | 0.070773
| MFm | 2003 | CZ12 | Any | 1 | 0.05
| MFm | 2003 | CZ12 | Any | 2 | 0.05
| MFm | 2003 | CZ12 | Any | 3 | 0.8
| MFm | 2003 | CZ12 | Any | 4 | 0.05
| MFm | 2003 | CZ12 | Any | 5 | 0.05
| MFm | 2003 | CZ13 | Any | 1 | 0.73214
| MFm | 2003 | CZ13 | Any | 2 | 0.05
| MFm | 2003 | CZ13 | Any | 3 | 0.060059
| MFm | 2003 | CZ13 | Any | 4 | 0.051175
| MFm | 2003 | CZ13 | Any | 5 | 0.10663
| MFm | 2003 | CZ14 | Any | 1 | 0.0738
| MFm | 2003 | CZ14 | Any | 2 | 0.18105
| MFm | 2003 | CZ14 | Any | 3 | 0.59907
| MFm | 2003 | CZ14 | Any | 4 | 0.050001
| MFm | 2003 | CZ14 | Any | 5 | 0.09608
| MFm | 2003 | CZ15 | Any | 1 | 0.05
| MFm | 2003 | CZ15 | Any | 2 | 0.05
| MFm | 2003 | CZ15 | Any | 3 | 0.089195
| MFm | 2003 | CZ15 | Any | 4 | 0.15665
| MFm | 2003 | CZ15 | Any | 5 | 0.65415
| MFm | 2003 | CZ16 | Any | 1 | 0.05
| MFm | 2003 | CZ16 | Any | 2 | 0.05
| MFm | 2003 | CZ16 | Any | 3 | 0.05
| MFm | 2003 | CZ16 | Any | 4 | 0.30314
| MFm | 2003 | CZ16 | Any | 5 | 0.54686
| MFm | 2007 | CZ01 | Any | 1 | 0.55686
| MFm | 2007 | CZ01 | Any | 2 | 0.069784
| MFm | 2007 | CZ01 | Any | 3 | 0.21318
| MFm | 2007 | CZ01 | Any | 4 | 0.05
| MFm | 2007 | CZ01 | Any | 5 | 0.11017
| MFm | 2007 | CZ02 | Any | 1 | 0.050778
| MFm | 2007 | CZ02 | Any | 2 | 0.54114
| MFm | 2007 | CZ02 | Any | 3 | 0.18697
| MFm | 2007 | CZ02 | Any | 4 | 0.15508
| MFm | 2007 | CZ02 | Any | 5 | 0.066025
| MFm | 2007 | CZ03 | Any | 1 | 0.061238
| MFm | 2007 | CZ03 | Any | 2 | 0.1566
| MFm | 2007 | CZ03 | Any | 3 | 0.050358
| MFm | 2007 | CZ03 | Any | 4 | 0.6797
| MFm | 2007 | CZ03 | Any | 5 | 0.052106
| MFm | 2007 | CZ04 | Any | 1 | 0.44673
| MFm | 2007 | CZ04 | Any | 2 | 0.05
| MFm | 2007 | CZ04 | Any | 3 | 0.05
| MFm | 2007 | CZ04 | Any | 4 | 0.40327
| MFm | 2007 | CZ04 | Any | 5 | 0.05
| MFm | 2007 | CZ05 | Any | 1 | 0.31109
| MFm | 2007 | CZ05 | Any | 2 | 0.05
| MFm | 2007 | CZ05 | Any | 3 | 0.32335
| MFm | 2007 | CZ05 | Any | 4 | 0.26557
| MFm | 2007 | CZ05 | Any | 5 | 0.05
| MFm | 2007 | CZ06 | Any | 1 | 0.050938
| MFm | 2007 | CZ06 | Any | 2 | 0.18992
| MFm | 2007 | CZ06 | Any | 3 | 0.1191
| MFm | 2007 | CZ06 | Any | 4 | 0.52718
| MFm | 2007 | CZ06 | Any | 5 | 0.11285
| MFm | 2007 | CZ07 | Any | 1 | 0.05
| MFm | 2007 | CZ07 | Any | 2 | 0.8
| MFm | 2007 | CZ07 | Any | 3 | 0.05
| MFm | 2007 | CZ07 | Any | 4 | 0.05
| MFm | 2007 | CZ07 | Any | 5 | 0.05
| MFm | 2007 | CZ08 | Any | 1 | 0.05
| MFm | 2007 | CZ08 | Any | 2 | 0.05
| MFm | 2007 | CZ08 | Any | 3 | 0.48383
| MFm | 2007 | CZ08 | Any | 4 | 0.36617
| MFm | 2007 | CZ08 | Any | 5 | 0.05
| MFm | 2007 | CZ09 | Any | 1 | 0.05
| MFm | 2007 | CZ09 | Any | 2 | 0.05
| MFm | 2007 | CZ09 | Any | 3 | 0.05
| MFm | 2007 | CZ09 | Any | 4 | 0.44566
| MFm | 2007 | CZ09 | Any | 5 | 0.40435
| MFm | 2007 | CZ10 | Any | 1 | 0.05
| MFm | 2007 | CZ10 | Any | 2 | 0.050001
| MFm | 2007 | CZ10 | Any | 3 | 0.3572
| MFm | 2007 | CZ10 | Any | 4 | 0.48123
| MFm | 2007 | CZ10 | Any | 5 | 0.06157
| MFm | 2007 | CZ11 | Any | 1 | 0.23054
| MFm | 2007 | CZ11 | Any | 2 | 0.1212
| MFm | 2007 | CZ11 | Any | 3 | 0.05
| MFm | 2007 | CZ11 | Any | 4 | 0.51013
| MFm | 2007 | CZ11 | Any | 5 | 0.088134
| MFm | 2007 | CZ12 | Any | 1 | 0.24141
| MFm | 2007 | CZ12 | Any | 2 | 0.12891
| MFm | 2007 | CZ12 | Any | 3 | 0.24849
| MFm | 2007 | CZ12 | Any | 4 | 0.061452
| MFm | 2007 | CZ12 | Any | 5 | 0.31973
| MFm | 2007 | CZ13 | Any | 1 | 0.51161
| MFm | 2007 | CZ13 | Any | 2 | 0.32094
| MFm | 2007 | CZ13 | Any | 3 | 0.056648
| MFm | 2007 | CZ13 | Any | 4 | 0.054949
| MFm | 2007 | CZ13 | Any | 5 | 0.055851
| MFm | 2007 | CZ14 | Any | 1 | 0.41923
| MFm | 2007 | CZ14 | Any | 2 | 0.05
| MFm | 2007 | CZ14 | Any | 3 | 0.05
| MFm | 2007 | CZ14 | Any | 4 | 0.42674
| MFm | 2007 | CZ14 | Any | 5 | 0.054029
| MFm | 2007 | CZ15 | Any | 1 | 0.05
| MFm | 2007 | CZ15 | Any | 2 | 0.05
| MFm | 2007 | CZ15 | Any | 3 | 0.05
| MFm | 2007 | CZ15 | Any | 4 | 0.8
| MFm | 2007 | CZ15 | Any | 5 | 0.05
| MFm | 2007 | CZ16 | Any | 1 | 0.5252
| MFm | 2007 | CZ16 | Any | 2 | 0.05
| MFm | 2007 | CZ16 | Any | 3 | 0.3248
| MFm | 2007 | CZ16 | Any | 4 | 0.05
| MFm | 2007 | CZ16 | Any | 5 | 0.05
| MFm | 2011 | CZ01 | Any | 1 | 0.55686
| MFm | 2011 | CZ01 | Any | 2 | 0.069784
| MFm | 2011 | CZ01 | Any | 3 | 0.21318
| MFm | 2011 | CZ01 | Any | 4 | 0.05
| MFm | 2011 | CZ01 | Any | 5 | 0.11017
| MFm | 2011 | CZ02 | Any | 1 | 0.050778
| MFm | 2011 | CZ02 | Any | 2 | 0.54114
| MFm | 2011 | CZ02 | Any | 3 | 0.18697
| MFm | 2011 | CZ02 | Any | 4 | 0.15508
| MFm | 2011 | CZ02 | Any | 5 | 0.066025
| MFm | 2011 | CZ03 | Any | 1 | 0.061238
| MFm | 2011 | CZ03 | Any | 2 | 0.1566
| MFm | 2011 | CZ03 | Any | 3 | 0.050358
| MFm | 2011 | CZ03 | Any | 4 | 0.6797
| MFm | 2011 | CZ03 | Any | 5 | 0.052106
| MFm | 2011 | CZ04 | Any | 1 | 0.44673
| MFm | 2011 | CZ04 | Any | 2 | 0.05
| MFm | 2011 | CZ04 | Any | 3 | 0.05
| MFm | 2011 | CZ04 | Any | 4 | 0.40327
| MFm | 2011 | CZ04 | Any | 5 | 0.05
| MFm | 2011 | CZ05 | Any | 1 | 0.31109
| MFm | 2011 | CZ05 | Any | 2 | 0.05
| MFm | 2011 | CZ05 | Any | 3 | 0.32335
| MFm | 2011 | CZ05 | Any | 4 | 0.26557
| MFm | 2011 | CZ05 | Any | 5 | 0.05
| MFm | 2011 | CZ06 | Any | 1 | 0.050938
| MFm | 2011 | CZ06 | Any | 2 | 0.18992
| MFm | 2011 | CZ06 | Any | 3 | 0.1191
| MFm | 2011 | CZ06 | Any | 4 | 0.52718
| MFm | 2011 | CZ06 | Any | 5 | 0.11285
| MFm | 2011 | CZ07 | Any | 1 | 0.05
| MFm | 2011 | CZ07 | Any | 2 | 0.8
| MFm | 2011 | CZ07 | Any | 3 | 0.05
| MFm | 2011 | CZ07 | Any | 4 | 0.05
| MFm | 2011 | CZ07 | Any | 5 | 0.05
| MFm | 2011 | CZ08 | Any | 1 | 0.05
| MFm | 2011 | CZ08 | Any | 2 | 0.05
| MFm | 2011 | CZ08 | Any | 3 | 0.48383
| MFm | 2011 | CZ08 | Any | 4 | 0.36617
| MFm | 2011 | CZ08 | Any | 5 | 0.05
| MFm | 2011 | CZ09 | Any | 1 | 0.05
| MFm | 2011 | CZ09 | Any | 2 | 0.05
| MFm | 2011 | CZ09 | Any | 3 | 0.05
| MFm | 2011 | CZ09 | Any | 4 | 0.44566
| MFm | 2011 | CZ09 | Any | 5 | 0.40435
| MFm | 2011 | CZ10 | Any | 1 | 0.05
| MFm | 2011 | CZ10 | Any | 2 | 0.050001
| MFm | 2011 | CZ10 | Any | 3 | 0.3572
| MFm | 2011 | CZ10 | Any | 4 | 0.48123
| MFm | 2011 | CZ10 | Any | 5 | 0.06157
| MFm | 2011 | CZ11 | Any | 1 | 0.23054
| MFm | 2011 | CZ11 | Any | 2 | 0.1212
| MFm | 2011 | CZ11 | Any | 3 | 0.05
| MFm | 2011 | CZ11 | Any | 4 | 0.51013
| MFm | 2011 | CZ11 | Any | 5 | 0.088134
| MFm | 2011 | CZ12 | Any | 1 | 0.24141
| MFm | 2011 | CZ12 | Any | 2 | 0.12891
| MFm | 2011 | CZ12 | Any | 3 | 0.24849
| MFm | 2011 | CZ12 | Any | 4 | 0.061452
| MFm | 2011 | CZ12 | Any | 5 | 0.31973
| MFm | 2011 | CZ13 | Any | 1 | 0.51161
| MFm | 2011 | CZ13 | Any | 2 | 0.32094
| MFm | 2011 | CZ13 | Any | 3 | 0.056648
| MFm | 2011 | CZ13 | Any | 4 | 0.054949
| MFm | 2011 | CZ13 | Any | 5 | 0.055851
| MFm | 2011 | CZ14 | Any | 1 | 0.41923
| MFm | 2011 | CZ14 | Any | 2 | 0.05
| MFm | 2011 | CZ14 | Any | 3 | 0.05
| MFm | 2011 | CZ14 | Any | 4 | 0.42674
| MFm | 2011 | CZ14 | Any | 5 | 0.054029
| MFm | 2011 | CZ15 | Any | 1 | 0.05
| MFm | 2011 | CZ15 | Any | 2 | 0.05
| MFm | 2011 | CZ15 | Any | 3 | 0.05
| MFm | 2011 | CZ15 | Any | 4 | 0.8
| MFm | 2011 | CZ15 | Any | 5 | 0.05
| MFm | 2011 | CZ16 | Any | 1 | 0.5252
| MFm | 2011 | CZ16 | Any | 2 | 0.05
| MFm | 2011 | CZ16 | Any | 3 | 0.3248
| MFm | 2011 | CZ16 | Any | 4 | 0.05
| MFm | 2011 | CZ16 | Any | 5 | 0.05
| MFm | 2014 | CZ01 | Any | 1 | 0.55686
| MFm | 2014 | CZ01 | Any | 2 | 0.069784
| MFm | 2014 | CZ01 | Any | 3 | 0.21318
| MFm | 2014 | CZ01 | Any | 4 | 0.05
| MFm | 2014 | CZ01 | Any | 5 | 0.11017
| MFm | 2014 | CZ02 | Any | 1 | 0.050778
| MFm | 2014 | CZ02 | Any | 2 | 0.54114
| MFm | 2014 | CZ02 | Any | 3 | 0.18697
| MFm | 2014 | CZ02 | Any | 4 | 0.15508
| MFm | 2014 | CZ02 | Any | 5 | 0.066025
| MFm | 2014 | CZ03 | Any | 1 | 0.061238
| MFm | 2014 | CZ03 | Any | 2 | 0.1566
| MFm | 2014 | CZ03 | Any | 3 | 0.050358
| MFm | 2014 | CZ03 | Any | 4 | 0.6797
| MFm | 2014 | CZ03 | Any | 5 | 0.052106
| MFm | 2014 | CZ04 | Any | 1 | 0.44673
| MFm | 2014 | CZ04 | Any | 2 | 0.05
| MFm | 2014 | CZ04 | Any | 3 | 0.05
| MFm | 2014 | CZ04 | Any | 4 | 0.40327
| MFm | 2014 | CZ04 | Any | 5 | 0.05
| MFm | 2014 | CZ05 | Any | 1 | 0.31109
| MFm | 2014 | CZ05 | Any | 2 | 0.05
| MFm | 2014 | CZ05 | Any | 3 | 0.32335
| MFm | 2014 | CZ05 | Any | 4 | 0.26557
| MFm | 2014 | CZ05 | Any | 5 | 0.05
| MFm | 2014 | CZ06 | Any | 1 | 0.050938
| MFm | 2014 | CZ06 | Any | 2 | 0.18992
| MFm | 2014 | CZ06 | Any | 3 | 0.1191
| MFm | 2014 | CZ06 | Any | 4 | 0.52718
| MFm | 2014 | CZ06 | Any | 5 | 0.11285
| MFm | 2014 | CZ07 | Any | 1 | 0.05
| MFm | 2014 | CZ07 | Any | 2 | 0.8
| MFm | 2014 | CZ07 | Any | 3 | 0.05
| MFm | 2014 | CZ07 | Any | 4 | 0.05
| MFm | 2014 | CZ07 | Any | 5 | 0.05
| MFm | 2014 | CZ08 | Any | 1 | 0.05
| MFm | 2014 | CZ08 | Any | 2 | 0.05
| MFm | 2014 | CZ08 | Any | 3 | 0.48383
| MFm | 2014 | CZ08 | Any | 4 | 0.36617
| MFm | 2014 | CZ08 | Any | 5 | 0.05
| MFm | 2014 | CZ09 | Any | 1 | 0.05
| MFm | 2014 | CZ09 | Any | 2 | 0.05
| MFm | 2014 | CZ09 | Any | 3 | 0.05
| MFm | 2014 | CZ09 | Any | 4 | 0.44566
| MFm | 2014 | CZ09 | Any | 5 | 0.40435
| MFm | 2014 | CZ10 | Any | 1 | 0.05
| MFm | 2014 | CZ10 | Any | 2 | 0.050001
| MFm | 2014 | CZ10 | Any | 3 | 0.3572
| MFm | 2014 | CZ10 | Any | 4 | 0.48123
| MFm | 2014 | CZ10 | Any | 5 | 0.06157
| MFm | 2014 | CZ11 | Any | 1 | 0.23054
| MFm | 2014 | CZ11 | Any | 2 | 0.1212
| MFm | 2014 | CZ11 | Any | 3 | 0.05
| MFm | 2014 | CZ11 | Any | 4 | 0.51013
| MFm | 2014 | CZ11 | Any | 5 | 0.088134
| MFm | 2014 | CZ12 | Any | 1 | 0.24141
| MFm | 2014 | CZ12 | Any | 2 | 0.12891
| MFm | 2014 | CZ12 | Any | 3 | 0.24849
| MFm | 2014 | CZ12 | Any | 4 | 0.061452
| MFm | 2014 | CZ12 | Any | 5 | 0.31973
| MFm | 2014 | CZ13 | Any | 1 | 0.51161
| MFm | 2014 | CZ13 | Any | 2 | 0.32094
| MFm | 2014 | CZ13 | Any | 3 | 0.056648
| MFm | 2014 | CZ13 | Any | 4 | 0.054949
| MFm | 2014 | CZ13 | Any | 5 | 0.055851
| MFm | 2014 | CZ14 | Any | 1 | 0.41923
| MFm | 2014 | CZ14 | Any | 2 | 0.05
| MFm | 2014 | CZ14 | Any | 3 | 0.05
| MFm | 2014 | CZ14 | Any | 4 | 0.42674
| MFm | 2014 | CZ14 | Any | 5 | 0.054029
| MFm | 2014 | CZ15 | Any | 1 | 0.05
| MFm | 2014 | CZ15 | Any | 2 | 0.05
| MFm | 2014 | CZ15 | Any | 3 | 0.05
| MFm | 2014 | CZ15 | Any | 4 | 0.8
| MFm | 2014 | CZ15 | Any | 5 | 0.05
| MFm | 2014 | CZ16 | Any | 1 | 0.5252
| MFm | 2014 | CZ16 | Any | 2 | 0.05
| MFm | 2014 | CZ16 | Any | 3 | 0.3248
| MFm | 2014 | CZ16 | Any | 4 | 0.05
| MFm | 2014 | CZ16 | Any | 5 | 0.05
| MFm | 2015 | CZ01 | Any | 1 | 0.55686
| MFm | 2015 | CZ01 | Any | 2 | 0.069784
| MFm | 2015 | CZ01 | Any | 3 | 0.21318
| MFm | 2015 | CZ01 | Any | 4 | 0.05
| MFm | 2015 | CZ01 | Any | 5 | 0.11017
| MFm | 2015 | CZ02 | Any | 1 | 0.050778
| MFm | 2015 | CZ02 | Any | 2 | 0.54114
| MFm | 2015 | CZ02 | Any | 3 | 0.18697
| MFm | 2015 | CZ02 | Any | 4 | 0.15508
| MFm | 2015 | CZ02 | Any | 5 | 0.066025
| MFm | 2015 | CZ03 | Any | 1 | 0.061238
| MFm | 2015 | CZ03 | Any | 2 | 0.1566
| MFm | 2015 | CZ03 | Any | 3 | 0.050358
| MFm | 2015 | CZ03 | Any | 4 | 0.6797
| MFm | 2015 | CZ03 | Any | 5 | 0.052106
| MFm | 2015 | CZ04 | Any | 1 | 0.44673
| MFm | 2015 | CZ04 | Any | 2 | 0.05
| MFm | 2015 | CZ04 | Any | 3 | 0.05
| MFm | 2015 | CZ04 | Any | 4 | 0.40327
| MFm | 2015 | CZ04 | Any | 5 | 0.05
| MFm | 2015 | CZ05 | Any | 1 | 0.31109
| MFm | 2015 | CZ05 | Any | 2 | 0.05
| MFm | 2015 | CZ05 | Any | 3 | 0.32335
| MFm | 2015 | CZ05 | Any | 4 | 0.26557
| MFm | 2015 | CZ05 | Any | 5 | 0.05
| MFm | 2015 | CZ06 | Any | 1 | 0.050938
| MFm | 2015 | CZ06 | Any | 2 | 0.18992
| MFm | 2015 | CZ06 | Any | 3 | 0.1191
| MFm | 2015 | CZ06 | Any | 4 | 0.52718
| MFm | 2015 | CZ06 | Any | 5 | 0.11285
| MFm | 2015 | CZ07 | Any | 1 | 0.05
| MFm | 2015 | CZ07 | Any | 2 | 0.8
| MFm | 2015 | CZ07 | Any | 3 | 0.05
| MFm | 2015 | CZ07 | Any | 4 | 0.05
| MFm | 2015 | CZ07 | Any | 5 | 0.05
| MFm | 2015 | CZ08 | Any | 1 | 0.05
| MFm | 2015 | CZ08 | Any | 2 | 0.05
| MFm | 2015 | CZ08 | Any | 3 | 0.48383
| MFm | 2015 | CZ08 | Any | 4 | 0.36617
| MFm | 2015 | CZ08 | Any | 5 | 0.05
| MFm | 2015 | CZ09 | Any | 1 | 0.05
| MFm | 2015 | CZ09 | Any | 2 | 0.05
| MFm | 2015 | CZ09 | Any | 3 | 0.05
| MFm | 2015 | CZ09 | Any | 4 | 0.44566
| MFm | 2015 | CZ09 | Any | 5 | 0.40435
| MFm | 2015 | CZ10 | Any | 1 | 0.05
| MFm | 2015 | CZ10 | Any | 2 | 0.050001
| MFm | 2015 | CZ10 | Any | 3 | 0.3572
| MFm | 2015 | CZ10 | Any | 4 | 0.48123
| MFm | 2015 | CZ10 | Any | 5 | 0.06157
| MFm | 2015 | CZ11 | Any | 1 | 0.23054
| MFm | 2015 | CZ11 | Any | 2 | 0.1212
| MFm | 2015 | CZ11 | Any | 3 | 0.05
| MFm | 2015 | CZ11 | Any | 4 | 0.51013
| MFm | 2015 | CZ11 | Any | 5 | 0.088134
| MFm | 2015 | CZ12 | Any | 1 | 0.24141
| MFm | 2015 | CZ12 | Any | 2 | 0.12891
| MFm | 2015 | CZ12 | Any | 3 | 0.24849
| MFm | 2015 | CZ12 | Any | 4 | 0.061452
| MFm | 2015 | CZ12 | Any | 5 | 0.31973
| MFm | 2015 | CZ13 | Any | 1 | 0.51161
| MFm | 2015 | CZ13 | Any | 2 | 0.32094
| MFm | 2015 | CZ13 | Any | 3 | 0.056648
| MFm | 2015 | CZ13 | Any | 4 | 0.054949
| MFm | 2015 | CZ13 | Any | 5 | 0.055851
| MFm | 2015 | CZ14 | Any | 1 | 0.41923
| MFm | 2015 | CZ14 | Any | 2 | 0.05
| MFm | 2015 | CZ14 | Any | 3 | 0.05
| MFm | 2015 | CZ14 | Any | 4 | 0.42674
| MFm | 2015 | CZ14 | Any | 5 | 0.054029
| MFm | 2015 | CZ15 | Any | 1 | 0.05
| MFm | 2015 | CZ15 | Any | 2 | 0.05
| MFm | 2015 | CZ15 | Any | 3 | 0.05
| MFm | 2015 | CZ15 | Any | 4 | 0.8
| MFm | 2015 | CZ15 | Any | 5 | 0.05
| MFm | 2015 | CZ16 | Any | 1 | 0.5252
| MFm | 2015 | CZ16 | Any | 2 | 0.05
| MFm | 2015 | CZ16 | Any | 3 | 0.3248
| MFm | 2015 | CZ16 | Any | 4 | 0.05
| MFm | 2015 | CZ16 | Any | 5 | 0.05
| MFm | 2017 | CZ01 | Any | 1 | 0.55686
| MFm | 2017 | CZ01 | Any | 2 | 0.069784
| MFm | 2017 | CZ01 | Any | 3 | 0.21318
| MFm | 2017 | CZ01 | Any | 4 | 0.05
| MFm | 2017 | CZ01 | Any | 5 | 0.11017
| MFm | 2017 | CZ02 | Any | 1 | 0.050778
| MFm | 2017 | CZ02 | Any | 2 | 0.54114
| MFm | 2017 | CZ02 | Any | 3 | 0.18697
| MFm | 2017 | CZ02 | Any | 4 | 0.15508
| MFm | 2017 | CZ02 | Any | 5 | 0.066025
| MFm | 2017 | CZ03 | Any | 1 | 0.061238
| MFm | 2017 | CZ03 | Any | 2 | 0.1566
| MFm | 2017 | CZ03 | Any | 3 | 0.050358
| MFm | 2017 | CZ03 | Any | 4 | 0.6797
| MFm | 2017 | CZ03 | Any | 5 | 0.052106
| MFm | 2017 | CZ04 | Any | 1 | 0.44673
| MFm | 2017 | CZ04 | Any | 2 | 0.05
| MFm | 2017 | CZ04 | Any | 3 | 0.05
| MFm | 2017 | CZ04 | Any | 4 | 0.40327
| MFm | 2017 | CZ04 | Any | 5 | 0.05
| MFm | 2017 | CZ05 | Any | 1 | 0.31109
| MFm | 2017 | CZ05 | Any | 2 | 0.05
| MFm | 2017 | CZ05 | Any | 3 | 0.32335
| MFm | 2017 | CZ05 | Any | 4 | 0.26557
| MFm | 2017 | CZ05 | Any | 5 | 0.05
| MFm | 2017 | CZ06 | Any | 1 | 0.050938
| MFm | 2017 | CZ06 | Any | 2 | 0.18992
| MFm | 2017 | CZ06 | Any | 3 | 0.1191
| MFm | 2017 | CZ06 | Any | 4 | 0.52718
| MFm | 2017 | CZ06 | Any | 5 | 0.11285
| MFm | 2017 | CZ07 | Any | 1 | 0.05
| MFm | 2017 | CZ07 | Any | 2 | 0.8
| MFm | 2017 | CZ07 | Any | 3 | 0.05
| MFm | 2017 | CZ07 | Any | 4 | 0.05
| MFm | 2017 | CZ07 | Any | 5 | 0.05
| MFm | 2017 | CZ08 | Any | 1 | 0.05
| MFm | 2017 | CZ08 | Any | 2 | 0.05
| MFm | 2017 | CZ08 | Any | 3 | 0.48383
| MFm | 2017 | CZ08 | Any | 4 | 0.36617
| MFm | 2017 | CZ08 | Any | 5 | 0.05
| MFm | 2017 | CZ09 | Any | 1 | 0.05
| MFm | 2017 | CZ09 | Any | 2 | 0.05
| MFm | 2017 | CZ09 | Any | 3 | 0.05
| MFm | 2017 | CZ09 | Any | 4 | 0.44566
| MFm | 2017 | CZ09 | Any | 5 | 0.40435
| MFm | 2017 | CZ10 | Any | 1 | 0.05
| MFm | 2017 | CZ10 | Any | 2 | 0.050001
| MFm | 2017 | CZ10 | Any | 3 | 0.3572
| MFm | 2017 | CZ10 | Any | 4 | 0.48123
| MFm | 2017 | CZ10 | Any | 5 | 0.06157
| MFm | 2017 | CZ11 | Any | 1 | 0.23054
| MFm | 2017 | CZ11 | Any | 2 | 0.1212
| MFm | 2017 | CZ11 | Any | 3 | 0.05
| MFm | 2017 | CZ11 | Any | 4 | 0.51013
| MFm | 2017 | CZ11 | Any | 5 | 0.088134
| MFm | 2017 | CZ12 | Any | 1 | 0.24141
| MFm | 2017 | CZ12 | Any | 2 | 0.12891
| MFm | 2017 | CZ12 | Any | 3 | 0.24849
| MFm | 2017 | CZ12 | Any | 4 | 0.061452
| MFm | 2017 | CZ12 | Any | 5 | 0.31973
| MFm | 2017 | CZ13 | Any | 1 | 0.51161
| MFm | 2017 | CZ13 | Any | 2 | 0.32094
| MFm | 2017 | CZ13 | Any | 3 | 0.056648
| MFm | 2017 | CZ13 | Any | 4 | 0.054949
| MFm | 2017 | CZ13 | Any | 5 | 0.055851
| MFm | 2017 | CZ14 | Any | 1 | 0.41923
| MFm | 2017 | CZ14 | Any | 2 | 0.05
| MFm | 2017 | CZ14 | Any | 3 | 0.05
| MFm | 2017 | CZ14 | Any | 4 | 0.42674
| MFm | 2017 | CZ14 | Any | 5 | 0.054029
| MFm | 2017 | CZ15 | Any | 1 | 0.05
| MFm | 2017 | CZ15 | Any | 2 | 0.05
| MFm | 2017 | CZ15 | Any | 3 | 0.05
| MFm | 2017 | CZ15 | Any | 4 | 0.8
| MFm | 2017 | CZ15 | Any | 5 | 0.05
| MFm | 2017 | CZ16 | Any | 1 | 0.5252
| MFm | 2017 | CZ16 | Any | 2 | 0.05
| MFm | 2017 | CZ16 | Any | 3 | 0.3248
| MFm | 2017 | CZ16 | Any | 4 | 0.05
| MFm | 2017 | CZ16 | Any | 5 | 0.05

## 2014weights (hidden)
Index | bldgtype | bldgvint | bldgloc | tstat | tstatwt
SFm1975CZ011 | SFm | 1975 | CZ01 | 1 | 0.43357
SFm1975CZ012 | SFm | 1975 | CZ01 | 2 | 0.29694
SFm1975CZ013 | SFm | 1975 | CZ01 | 3 | 0.099258
SFm1975CZ014 | SFm | 1975 | CZ01 | 4 | 0.089377
SFm1975CZ015 | SFm | 1975 | CZ01 | 5 | 0.080857
SFm1975CZ021 | SFm | 1975 | CZ02 | 1 | 0.05
SFm1975CZ022 | SFm | 1975 | CZ02 | 2 | 0.2736
SFm1975CZ023 | SFm | 1975 | CZ02 | 3 | 0.25492
SFm1975CZ024 | SFm | 1975 | CZ02 | 4 | 0.12517
SFm1975CZ025 | SFm | 1975 | CZ02 | 5 | 0.29631
SFm1975CZ031 | SFm | 1975 | CZ03 | 1 | 0.094883
SFm1975CZ032 | SFm | 1975 | CZ03 | 2 | 0.26974
SFm1975CZ033 | SFm | 1975 | CZ03 | 3 | 0.36438
SFm1975CZ034 | SFm | 1975 | CZ03 | 4 | 0.22101
SFm1975CZ035 | SFm | 1975 | CZ03 | 5 | 0.05
SFm1975CZ041 | SFm | 1975 | CZ04 | 1 | 0.019999
SFm1975CZ042 | SFm | 1975 | CZ04 | 2 | 0.019999
SFm1975CZ043 | SFm | 1975 | CZ04 | 3 | 0.02
SFm1975CZ044 | SFm | 1975 | CZ04 | 4 | 0.58147
SFm1975CZ045 | SFm | 1975 | CZ04 | 5 | 0.35853
SFm1975CZ051 | SFm | 1975 | CZ05 | 1 | 0.052377
SFm1975CZ052 | SFm | 1975 | CZ05 | 2 | 0.30929
SFm1975CZ053 | SFm | 1975 | CZ05 | 3 | 0.02
SFm1975CZ054 | SFm | 1975 | CZ05 | 4 | 0.20638
SFm1975CZ055 | SFm | 1975 | CZ05 | 5 | 0.41195
SFm1975CZ061 | SFm | 1975 | CZ06 | 1 | 0.02
SFm1975CZ062 | SFm | 1975 | CZ06 | 2 | 0.095372
SFm1975CZ063 | SFm | 1975 | CZ06 | 3 | 0.032028
SFm1975CZ064 | SFm | 1975 | CZ06 | 4 | 0.39392
SFm1975CZ065 | SFm | 1975 | CZ06 | 5 | 0.45868
SFm1975CZ071 | SFm | 1975 | CZ07 | 1 | 0.020001
SFm1975CZ072 | SFm | 1975 | CZ07 | 2 | 0.54091
SFm1975CZ073 | SFm | 1975 | CZ07 | 3 | 0.36851
SFm1975CZ074 | SFm | 1975 | CZ07 | 4 | 0.03305
SFm1975CZ075 | SFm | 1975 | CZ07 | 5 | 0.037532
SFm1975CZ081 | SFm | 1975 | CZ08 | 1 | 0.019999
SFm1975CZ082 | SFm | 1975 | CZ08 | 2 | 0.019999
SFm1975CZ083 | SFm | 1975 | CZ08 | 3 | 0.45699
SFm1975CZ084 | SFm | 1975 | CZ08 | 4 | 0.032021
SFm1975CZ085 | SFm | 1975 | CZ08 | 5 | 0.47099
SFm1975CZ091 | SFm | 1975 | CZ09 | 1 | 0.020234
SFm1975CZ092 | SFm | 1975 | CZ09 | 2 | 0.15286
SFm1975CZ093 | SFm | 1975 | CZ09 | 3 | 0.45468
SFm1975CZ094 | SFm | 1975 | CZ09 | 4 | 0.23643
SFm1975CZ095 | SFm | 1975 | CZ09 | 5 | 0.13579
SFm1975CZ101 | SFm | 1975 | CZ10 | 1 | 0.02
SFm1975CZ102 | SFm | 1975 | CZ10 | 2 | 0.40604
SFm1975CZ103 | SFm | 1975 | CZ10 | 3 | 0.048189
SFm1975CZ104 | SFm | 1975 | CZ10 | 4 | 0.14571
SFm1975CZ105 | SFm | 1975 | CZ10 | 5 | 0.38006
SFm1975CZ111 | SFm | 1975 | CZ11 | 1 | 0.029884
SFm1975CZ112 | SFm | 1975 | CZ11 | 2 | 0.02
SFm1975CZ113 | SFm | 1975 | CZ11 | 3 | 0.10363
SFm1975CZ114 | SFm | 1975 | CZ11 | 4 | 0.32446
SFm1975CZ115 | SFm | 1975 | CZ11 | 5 | 0.52203
SFm1975CZ121 | SFm | 1975 | CZ12 | 1 | 0.026339
SFm1975CZ122 | SFm | 1975 | CZ12 | 2 | 0.12483
SFm1975CZ123 | SFm | 1975 | CZ12 | 3 | 0.022277
SFm1975CZ124 | SFm | 1975 | CZ12 | 4 | 0.24163
SFm1975CZ125 | SFm | 1975 | CZ12 | 5 | 0.58493
SFm1975CZ131 | SFm | 1975 | CZ13 | 1 | 0.080187
SFm1975CZ132 | SFm | 1975 | CZ13 | 2 | 0.22109
SFm1975CZ133 | SFm | 1975 | CZ13 | 3 | 0.085506
SFm1975CZ134 | SFm | 1975 | CZ13 | 4 | 0.3464
SFm1975CZ135 | SFm | 1975 | CZ13 | 5 | 0.26682
SFm1975CZ141 | SFm | 1975 | CZ14 | 1 | 0.10615
SFm1975CZ142 | SFm | 1975 | CZ14 | 2 | 0.020001
SFm1975CZ143 | SFm | 1975 | CZ14 | 3 | 0.29171
SFm1975CZ144 | SFm | 1975 | CZ14 | 4 | 0.14573
SFm1975CZ145 | SFm | 1975 | CZ14 | 5 | 0.43641
SFm1975CZ151 | SFm | 1975 | CZ15 | 1 | 0.019999
SFm1975CZ152 | SFm | 1975 | CZ15 | 2 | 0.11784
SFm1975CZ153 | SFm | 1975 | CZ15 | 3 | 0.02
SFm1975CZ154 | SFm | 1975 | CZ15 | 4 | 0.40827
SFm1975CZ155 | SFm | 1975 | CZ15 | 5 | 0.43389
SFm1975CZ161 | SFm | 1975 | CZ16 | 1 | 0.15069
SFm1975CZ162 | SFm | 1975 | CZ16 | 2 | 0.019999
SFm1975CZ163 | SFm | 1975 | CZ16 | 3 | 0.75
SFm1975CZ164 | SFm | 1975 | CZ16 | 4 | 0.019999
SFm1975CZ165 | SFm | 1975 | CZ16 | 5 | 0.059315
SFm1985CZ011 | SFm | 1985 | CZ01 | 1 | 0.50541
SFm1985CZ012 | SFm | 1985 | CZ01 | 2 | 0.13557
SFm1985CZ013 | SFm | 1985 | CZ01 | 3 | 0.21833
SFm1985CZ014 | SFm | 1985 | CZ01 | 4 | 0.071204
SFm1985CZ015 | SFm | 1985 | CZ01 | 5 | 0.069481
SFm1985CZ021 | SFm | 1985 | CZ02 | 1 | 0.14248
SFm1985CZ022 | SFm | 1985 | CZ02 | 2 | 0.14914
SFm1985CZ023 | SFm | 1985 | CZ02 | 3 | 0.53561
SFm1985CZ024 | SFm | 1985 | CZ02 | 4 | 0.087186
SFm1985CZ025 | SFm | 1985 | CZ02 | 5 | 0.085591
SFm1985CZ031 | SFm | 1985 | CZ03 | 1 | 0.058371
SFm1985CZ032 | SFm | 1985 | CZ03 | 2 | 0.29211
SFm1985CZ033 | SFm | 1985 | CZ03 | 3 | 0.45178
SFm1985CZ034 | SFm | 1985 | CZ03 | 4 | 0.14774
SFm1985CZ035 | SFm | 1985 | CZ03 | 5 | 0.05
SFm1985CZ041 | SFm | 1985 | CZ04 | 1 | 0.019999
SFm1985CZ042 | SFm | 1985 | CZ04 | 2 | 0.070169
SFm1985CZ043 | SFm | 1985 | CZ04 | 3 | 0.019999
SFm1985CZ044 | SFm | 1985 | CZ04 | 4 | 0.75
SFm1985CZ045 | SFm | 1985 | CZ04 | 5 | 0.13983
SFm1985CZ051 | SFm | 1985 | CZ05 | 1 | 0.30037
SFm1985CZ052 | SFm | 1985 | CZ05 | 2 | 0.40175
SFm1985CZ053 | SFm | 1985 | CZ05 | 3 | 0.02
SFm1985CZ054 | SFm | 1985 | CZ05 | 4 | 0.023566
SFm1985CZ055 | SFm | 1985 | CZ05 | 5 | 0.25432
SFm1985CZ061 | SFm | 1985 | CZ06 | 1 | 0.02
SFm1985CZ062 | SFm | 1985 | CZ06 | 2 | 0.15929
SFm1985CZ063 | SFm | 1985 | CZ06 | 3 | 0.20906
SFm1985CZ064 | SFm | 1985 | CZ06 | 4 | 0.17215
SFm1985CZ065 | SFm | 1985 | CZ06 | 5 | 0.43949
SFm1985CZ071 | SFm | 1985 | CZ07 | 1 | 0.020001
SFm1985CZ072 | SFm | 1985 | CZ07 | 2 | 0.47461
SFm1985CZ073 | SFm | 1985 | CZ07 | 3 | 0.21161
SFm1985CZ074 | SFm | 1985 | CZ07 | 4 | 0.031129
SFm1985CZ075 | SFm | 1985 | CZ07 | 5 | 0.26265
SFm1985CZ081 | SFm | 1985 | CZ08 | 1 | 0.15345
SFm1985CZ082 | SFm | 1985 | CZ08 | 2 | 0.024295
SFm1985CZ083 | SFm | 1985 | CZ08 | 3 | 0.02
SFm1985CZ084 | SFm | 1985 | CZ08 | 4 | 0.13552
SFm1985CZ085 | SFm | 1985 | CZ08 | 5 | 0.66673
SFm1985CZ091 | SFm | 1985 | CZ09 | 1 | 0.13397
SFm1985CZ092 | SFm | 1985 | CZ09 | 2 | 0.068363
SFm1985CZ093 | SFm | 1985 | CZ09 | 3 | 0.44623
SFm1985CZ094 | SFm | 1985 | CZ09 | 4 | 0.028559
SFm1985CZ095 | SFm | 1985 | CZ09 | 5 | 0.32287
SFm1985CZ101 | SFm | 1985 | CZ10 | 1 | 0.077695
SFm1985CZ102 | SFm | 1985 | CZ10 | 2 | 0.12287
SFm1985CZ103 | SFm | 1985 | CZ10 | 3 | 0.23628
SFm1985CZ104 | SFm | 1985 | CZ10 | 4 | 0.34102
SFm1985CZ105 | SFm | 1985 | CZ10 | 5 | 0.22213
SFm1985CZ111 | SFm | 1985 | CZ11 | 1 | 0.18999
SFm1985CZ112 | SFm | 1985 | CZ11 | 2 | 0.019999
SFm1985CZ113 | SFm | 1985 | CZ11 | 3 | 0.019999
SFm1985CZ114 | SFm | 1985 | CZ11 | 4 | 0.020007
SFm1985CZ115 | SFm | 1985 | CZ11 | 5 | 0.75
SFm1985CZ121 | SFm | 1985 | CZ12 | 1 | 0.020001
SFm1985CZ122 | SFm | 1985 | CZ12 | 2 | 0.19173
SFm1985CZ123 | SFm | 1985 | CZ12 | 3 | 0.14084
SFm1985CZ124 | SFm | 1985 | CZ12 | 4 | 0.18874
SFm1985CZ125 | SFm | 1985 | CZ12 | 5 | 0.45869
SFm1985CZ131 | SFm | 1985 | CZ13 | 1 | 0.058905
SFm1985CZ132 | SFm | 1985 | CZ13 | 2 | 0.02
SFm1985CZ133 | SFm | 1985 | CZ13 | 3 | 0.51567
SFm1985CZ134 | SFm | 1985 | CZ13 | 4 | 0.21932
SFm1985CZ135 | SFm | 1985 | CZ13 | 5 | 0.1861
SFm1985CZ141 | SFm | 1985 | CZ14 | 1 | 0.12133
SFm1985CZ142 | SFm | 1985 | CZ14 | 2 | 0.020019
SFm1985CZ143 | SFm | 1985 | CZ14 | 3 | 0.18013
SFm1985CZ144 | SFm | 1985 | CZ14 | 4 | 0.27203
SFm1985CZ145 | SFm | 1985 | CZ14 | 5 | 0.40648
SFm1985CZ151 | SFm | 1985 | CZ15 | 1 | 0.020001
SFm1985CZ152 | SFm | 1985 | CZ15 | 2 | 0.02
SFm1985CZ153 | SFm | 1985 | CZ15 | 3 | 0.076886
SFm1985CZ154 | SFm | 1985 | CZ15 | 4 | 0.25125
SFm1985CZ155 | SFm | 1985 | CZ15 | 5 | 0.63186
SFm1985CZ161 | SFm | 1985 | CZ16 | 1 | 0.16281
SFm1985CZ162 | SFm | 1985 | CZ16 | 2 | 0.24186
SFm1985CZ163 | SFm | 1985 | CZ16 | 3 | 0.10292
SFm1985CZ164 | SFm | 1985 | CZ16 | 4 | 0.20191
SFm1985CZ165 | SFm | 1985 | CZ16 | 5 | 0.29051
SFm1996CZ011 | SFm | 1996 | CZ01 | 1 | 0.47293
SFm1996CZ012 | SFm | 1996 | CZ01 | 2 | 0.14522
SFm1996CZ013 | SFm | 1996 | CZ01 | 3 | 0.22057
SFm1996CZ014 | SFm | 1996 | CZ01 | 4 | 0.081026
SFm1996CZ015 | SFm | 1996 | CZ01 | 5 | 0.080265
SFm1996CZ021 | SFm | 1996 | CZ02 | 1 | 0.05
SFm1996CZ022 | SFm | 1996 | CZ02 | 2 | 0.16385
SFm1996CZ023 | SFm | 1996 | CZ02 | 3 | 0.54953
SFm1996CZ024 | SFm | 1996 | CZ02 | 4 | 0.09812
SFm1996CZ025 | SFm | 1996 | CZ02 | 5 | 0.1385
SFm1996CZ031 | SFm | 1996 | CZ03 | 1 | 0.17905
SFm1996CZ032 | SFm | 1996 | CZ03 | 2 | 0.2892
SFm1996CZ033 | SFm | 1996 | CZ03 | 3 | 0.31912
SFm1996CZ034 | SFm | 1996 | CZ03 | 4 | 0.11586
SFm1996CZ035 | SFm | 1996 | CZ03 | 5 | 0.096767
SFm1996CZ041 | SFm | 1996 | CZ04 | 1 | 0.019999
SFm1996CZ042 | SFm | 1996 | CZ04 | 2 | 0.019999
SFm1996CZ043 | SFm | 1996 | CZ04 | 3 | 0.39609
SFm1996CZ044 | SFm | 1996 | CZ04 | 4 | 0.54391
SFm1996CZ045 | SFm | 1996 | CZ04 | 5 | 0.019999
SFm1996CZ051 | SFm | 1996 | CZ05 | 1 | 0.02
SFm1996CZ052 | SFm | 1996 | CZ05 | 2 | 0.13144
SFm1996CZ053 | SFm | 1996 | CZ05 | 3 | 0.17015
SFm1996CZ054 | SFm | 1996 | CZ05 | 4 | 0.60238
SFm1996CZ055 | SFm | 1996 | CZ05 | 5 | 0.076034
SFm1996CZ061 | SFm | 1996 | CZ06 | 1 | 0.087791
SFm1996CZ062 | SFm | 1996 | CZ06 | 2 | 0.019999
SFm1996CZ063 | SFm | 1996 | CZ06 | 3 | 0.019999
SFm1996CZ064 | SFm | 1996 | CZ06 | 4 | 0.19976
SFm1996CZ065 | SFm | 1996 | CZ06 | 5 | 0.67245
SFm1996CZ071 | SFm | 1996 | CZ07 | 1 | 0.019999
SFm1996CZ072 | SFm | 1996 | CZ07 | 2 | 0.64179
SFm1996CZ073 | SFm | 1996 | CZ07 | 3 | 0.29821
SFm1996CZ074 | SFm | 1996 | CZ07 | 4 | 0.019999
SFm1996CZ075 | SFm | 1996 | CZ07 | 5 | 0.02
SFm1996CZ081 | SFm | 1996 | CZ08 | 1 | 0.066701
SFm1996CZ082 | SFm | 1996 | CZ08 | 2 | 0.02
SFm1996CZ083 | SFm | 1996 | CZ08 | 3 | 0.19905
SFm1996CZ084 | SFm | 1996 | CZ08 | 4 | 0.3291
SFm1996CZ085 | SFm | 1996 | CZ08 | 5 | 0.38515
SFm1996CZ091 | SFm | 1996 | CZ09 | 1 | 0.02
SFm1996CZ092 | SFm | 1996 | CZ09 | 2 | 0.27752
SFm1996CZ093 | SFm | 1996 | CZ09 | 3 | 0.035347
SFm1996CZ094 | SFm | 1996 | CZ09 | 4 | 0.089413
SFm1996CZ095 | SFm | 1996 | CZ09 | 5 | 0.57773
SFm1996CZ101 | SFm | 1996 | CZ10 | 1 | 0.020001
SFm1996CZ102 | SFm | 1996 | CZ10 | 2 | 0.16958
SFm1996CZ103 | SFm | 1996 | CZ10 | 3 | 0.14537
SFm1996CZ104 | SFm | 1996 | CZ10 | 4 | 0.37318
SFm1996CZ105 | SFm | 1996 | CZ10 | 5 | 0.29187
SFm1996CZ111 | SFm | 1996 | CZ11 | 1 | 0.019999
SFm1996CZ112 | SFm | 1996 | CZ11 | 2 | 0.019999
SFm1996CZ113 | SFm | 1996 | CZ11 | 3 | 0.48862
SFm1996CZ114 | SFm | 1996 | CZ11 | 4 | 0.3648
SFm1996CZ115 | SFm | 1996 | CZ11 | 5 | 0.10657
SFm1996CZ121 | SFm | 1996 | CZ12 | 1 | 0.02
SFm1996CZ122 | SFm | 1996 | CZ12 | 2 | 0.20399
SFm1996CZ123 | SFm | 1996 | CZ12 | 3 | 0.46581
SFm1996CZ124 | SFm | 1996 | CZ12 | 4 | 0.02576
SFm1996CZ125 | SFm | 1996 | CZ12 | 5 | 0.28444
SFm1996CZ131 | SFm | 1996 | CZ13 | 1 | 0.39009
SFm1996CZ132 | SFm | 1996 | CZ13 | 2 | 0.080635
SFm1996CZ133 | SFm | 1996 | CZ13 | 3 | 0.39331
SFm1996CZ134 | SFm | 1996 | CZ13 | 4 | 0.11596
SFm1996CZ135 | SFm | 1996 | CZ13 | 5 | 0.020001
SFm1996CZ141 | SFm | 1996 | CZ14 | 1 | 0.02
SFm1996CZ142 | SFm | 1996 | CZ14 | 2 | 0.11214
SFm1996CZ143 | SFm | 1996 | CZ14 | 3 | 0.37546
SFm1996CZ144 | SFm | 1996 | CZ14 | 4 | 0.096682
SFm1996CZ145 | SFm | 1996 | CZ14 | 5 | 0.39571
SFm1996CZ151 | SFm | 1996 | CZ15 | 1 | 0.4841
SFm1996CZ152 | SFm | 1996 | CZ15 | 2 | 0.019999
SFm1996CZ153 | SFm | 1996 | CZ15 | 3 | 0.039265
SFm1996CZ154 | SFm | 1996 | CZ15 | 4 | 0.019999
SFm1996CZ155 | SFm | 1996 | CZ15 | 5 | 0.43664
SFm1996CZ161 | SFm | 1996 | CZ16 | 1 | 0.072954
SFm1996CZ162 | SFm | 1996 | CZ16 | 2 | 0.13705
SFm1996CZ163 | SFm | 1996 | CZ16 | 3 | 0.75
SFm1996CZ164 | SFm | 1996 | CZ16 | 4 | 0.019999
SFm1996CZ165 | SFm | 1996 | CZ16 | 5 | 0.019999
SFm2003CZ011 | SFm | 2003 | CZ01 | 1 | 0.45243
SFm2003CZ012 | SFm | 2003 | CZ01 | 2 | 0.15291
SFm2003CZ013 | SFm | 2003 | CZ01 | 3 | 0.23422
SFm2003CZ014 | SFm | 2003 | CZ01 | 4 | 0.077609
SFm2003CZ015 | SFm | 2003 | CZ01 | 5 | 0.082831
SFm2003CZ021 | SFm | 2003 | CZ02 | 1 | 0.32056
SFm2003CZ022 | SFm | 2003 | CZ02 | 2 | 0.28336
SFm2003CZ023 | SFm | 2003 | CZ02 | 3 | 0.29447
SFm2003CZ024 | SFm | 2003 | CZ02 | 4 | 0.050026
SFm2003CZ025 | SFm | 2003 | CZ02 | 5 | 0.051574
SFm2003CZ031 | SFm | 2003 | CZ03 | 1 | 0.27142
SFm2003CZ032 | SFm | 2003 | CZ03 | 2 | 0.21818
SFm2003CZ033 | SFm | 2003 | CZ03 | 3 | 0.21325
SFm2003CZ034 | SFm | 2003 | CZ03 | 4 | 0.14134
SFm2003CZ035 | SFm | 2003 | CZ03 | 5 | 0.15581
SFm2003CZ041 | SFm | 2003 | CZ04 | 1 | 0.02
SFm2003CZ042 | SFm | 2003 | CZ04 | 2 | 0.33967
SFm2003CZ043 | SFm | 2003 | CZ04 | 3 | 0.34501
SFm2003CZ044 | SFm | 2003 | CZ04 | 4 | 0.13682
SFm2003CZ045 | SFm | 2003 | CZ04 | 5 | 0.1585
SFm2003CZ051 | SFm | 2003 | CZ05 | 1 | 0.27937
SFm2003CZ052 | SFm | 2003 | CZ05 | 2 | 0.020267
SFm2003CZ053 | SFm | 2003 | CZ05 | 3 | 0.02
SFm2003CZ054 | SFm | 2003 | CZ05 | 4 | 0.29669
SFm2003CZ055 | SFm | 2003 | CZ05 | 5 | 0.38368
SFm2003CZ061 | SFm | 2003 | CZ06 | 1 | 0.020002
SFm2003CZ062 | SFm | 2003 | CZ06 | 2 | 0.16258
SFm2003CZ063 | SFm | 2003 | CZ06 | 3 | 0.35089
SFm2003CZ064 | SFm | 2003 | CZ06 | 4 | 0.19136
SFm2003CZ065 | SFm | 2003 | CZ06 | 5 | 0.27516
SFm2003CZ071 | SFm | 2003 | CZ07 | 1 | 0.59002
SFm2003CZ072 | SFm | 2003 | CZ07 | 2 | 0.019999
SFm2003CZ073 | SFm | 2003 | CZ07 | 3 | 0.019999
SFm2003CZ074 | SFm | 2003 | CZ07 | 4 | 0.34998
SFm2003CZ075 | SFm | 2003 | CZ07 | 5 | 0.02
SFm2003CZ081 | SFm | 2003 | CZ08 | 1 | 0.39138
SFm2003CZ082 | SFm | 2003 | CZ08 | 2 | 0.35979
SFm2003CZ083 | SFm | 2003 | CZ08 | 3 | 0.14977
SFm2003CZ084 | SFm | 2003 | CZ08 | 4 | 0.032113
SFm2003CZ085 | SFm | 2003 | CZ08 | 5 | 0.06694
SFm2003CZ091 | SFm | 2003 | CZ09 | 1 | 0.020005
SFm2003CZ092 | SFm | 2003 | CZ09 | 2 | 0.36323
SFm2003CZ093 | SFm | 2003 | CZ09 | 3 | 0.15764
SFm2003CZ094 | SFm | 2003 | CZ09 | 4 | 0.12683
SFm2003CZ095 | SFm | 2003 | CZ09 | 5 | 0.3323
SFm2003CZ101 | SFm | 2003 | CZ10 | 1 | 0.020038
SFm2003CZ102 | SFm | 2003 | CZ10 | 2 | 0.075736
SFm2003CZ103 | SFm | 2003 | CZ10 | 3 | 0.29827
SFm2003CZ104 | SFm | 2003 | CZ10 | 4 | 0.086094
SFm2003CZ105 | SFm | 2003 | CZ10 | 5 | 0.51986
SFm2003CZ111 | SFm | 2003 | CZ11 | 1 | 0.15031
SFm2003CZ112 | SFm | 2003 | CZ11 | 2 | 0.203
SFm2003CZ113 | SFm | 2003 | CZ11 | 3 | 0.36498
SFm2003CZ114 | SFm | 2003 | CZ11 | 4 | 0.049542
SFm2003CZ115 | SFm | 2003 | CZ11 | 5 | 0.23216
SFm2003CZ121 | SFm | 2003 | CZ12 | 1 | 0.094273
SFm2003CZ122 | SFm | 2003 | CZ12 | 2 | 0.02
SFm2003CZ123 | SFm | 2003 | CZ12 | 3 | 0.34161
SFm2003CZ124 | SFm | 2003 | CZ12 | 4 | 0.26517
SFm2003CZ125 | SFm | 2003 | CZ12 | 5 | 0.27895
SFm2003CZ131 | SFm | 2003 | CZ13 | 1 | 0.063818
SFm2003CZ132 | SFm | 2003 | CZ13 | 2 | 0.02
SFm2003CZ133 | SFm | 2003 | CZ13 | 3 | 0.49539
SFm2003CZ134 | SFm | 2003 | CZ13 | 4 | 0.020036
SFm2003CZ135 | SFm | 2003 | CZ13 | 5 | 0.40076
SFm2003CZ141 | SFm | 2003 | CZ14 | 1 | 0.75
SFm2003CZ142 | SFm | 2003 | CZ14 | 2 | 0.13857
SFm2003CZ143 | SFm | 2003 | CZ14 | 3 | 0.02
SFm2003CZ144 | SFm | 2003 | CZ14 | 4 | 0.071426
SFm2003CZ145 | SFm | 2003 | CZ14 | 5 | 0.02
SFm2003CZ151 | SFm | 2003 | CZ15 | 1 | 0.022569
SFm2003CZ152 | SFm | 2003 | CZ15 | 2 | 0.019999
SFm2003CZ153 | SFm | 2003 | CZ15 | 3 | 0.20004
SFm2003CZ154 | SFm | 2003 | CZ15 | 4 | 0.42131
SFm2003CZ155 | SFm | 2003 | CZ15 | 5 | 0.33608
SFm2003CZ161 | SFm | 2003 | CZ16 | 1 | 0.12797
SFm2003CZ162 | SFm | 2003 | CZ16 | 2 | 0.019999
SFm2003CZ163 | SFm | 2003 | CZ16 | 3 | 0.75
SFm2003CZ164 | SFm | 2003 | CZ16 | 4 | 0.019999
SFm2003CZ165 | SFm | 2003 | CZ16 | 5 | 0.082034
SFm2007CZ011 | SFm | 2007 | CZ01 | 1 | 0.47049
SFm2007CZ012 | SFm | 2007 | CZ01 | 2 | 0.14666
SFm2007CZ013 | SFm | 2007 | CZ01 | 3 | 0.23293
SFm2007CZ014 | SFm | 2007 | CZ01 | 4 | 0.07359
SFm2007CZ015 | SFm | 2007 | CZ01 | 5 | 0.076339
SFm2007CZ021 | SFm | 2007 | CZ02 | 1 | 0.24486
SFm2007CZ022 | SFm | 2007 | CZ02 | 2 | 0.2159
SFm2007CZ023 | SFm | 2007 | CZ02 | 3 | 0.31127
SFm2007CZ024 | SFm | 2007 | CZ02 | 4 | 0.18135
SFm2007CZ025 | SFm | 2007 | CZ02 | 5 | 0.046618
SFm2007CZ031 | SFm | 2007 | CZ03 | 1 | 0.14314
SFm2007CZ032 | SFm | 2007 | CZ03 | 2 | 0.069068
SFm2007CZ033 | SFm | 2007 | CZ03 | 3 | 0.37161
SFm2007CZ034 | SFm | 2007 | CZ03 | 4 | 0.084438
SFm2007CZ035 | SFm | 2007 | CZ03 | 5 | 0.33175
SFm2007CZ041 | SFm | 2007 | CZ04 | 1 | 0.27744
SFm2007CZ042 | SFm | 2007 | CZ04 | 2 | 0.38273
SFm2007CZ043 | SFm | 2007 | CZ04 | 3 | 0.091284
SFm2007CZ044 | SFm | 2007 | CZ04 | 4 | 0.08372
SFm2007CZ045 | SFm | 2007 | CZ04 | 5 | 0.16482
SFm2007CZ051 | SFm | 2007 | CZ05 | 1 | 0.25875
SFm2007CZ052 | SFm | 2007 | CZ05 | 2 | 0.20222
SFm2007CZ053 | SFm | 2007 | CZ05 | 3 | 0.19397
SFm2007CZ054 | SFm | 2007 | CZ05 | 4 | 0.14742
SFm2007CZ055 | SFm | 2007 | CZ05 | 5 | 0.19763
SFm2007CZ061 | SFm | 2007 | CZ06 | 1 | 0.019999
SFm2007CZ062 | SFm | 2007 | CZ06 | 2 | 0.39616
SFm2007CZ063 | SFm | 2007 | CZ06 | 3 | 0.2096
SFm2007CZ064 | SFm | 2007 | CZ06 | 4 | 0.22461
SFm2007CZ065 | SFm | 2007 | CZ06 | 5 | 0.14963
SFm2007CZ071 | SFm | 2007 | CZ07 | 1 | 0.75
SFm2007CZ072 | SFm | 2007 | CZ07 | 2 | 0.088894
SFm2007CZ073 | SFm | 2007 | CZ07 | 3 | 0.020032
SFm2007CZ074 | SFm | 2007 | CZ07 | 4 | 0.12108
SFm2007CZ075 | SFm | 2007 | CZ07 | 5 | 0.02
SFm2007CZ081 | SFm | 2007 | CZ08 | 1 | 0.75
SFm2007CZ082 | SFm | 2007 | CZ08 | 2 | 0.19
SFm2007CZ083 | SFm | 2007 | CZ08 | 3 | 0.019999
SFm2007CZ084 | SFm | 2007 | CZ08 | 4 | 0.02
SFm2007CZ085 | SFm | 2007 | CZ08 | 5 | 0.020001
SFm2007CZ091 | SFm | 2007 | CZ09 | 1 | 0.37837
SFm2007CZ092 | SFm | 2007 | CZ09 | 2 | 0.039678
SFm2007CZ093 | SFm | 2007 | CZ09 | 3 | 0.47508
SFm2007CZ094 | SFm | 2007 | CZ09 | 4 | 0.086321
SFm2007CZ095 | SFm | 2007 | CZ09 | 5 | 0.020559
SFm2007CZ101 | SFm | 2007 | CZ10 | 1 | 0.19383
SFm2007CZ102 | SFm | 2007 | CZ10 | 2 | 0.35943
SFm2007CZ103 | SFm | 2007 | CZ10 | 3 | 0.16652
SFm2007CZ104 | SFm | 2007 | CZ10 | 4 | 0.25971
SFm2007CZ105 | SFm | 2007 | CZ10 | 5 | 0.020512
SFm2007CZ111 | SFm | 2007 | CZ11 | 1 | 0.2542
SFm2007CZ112 | SFm | 2007 | CZ11 | 2 | 0.30569
SFm2007CZ113 | SFm | 2007 | CZ11 | 3 | 0.25784
SFm2007CZ114 | SFm | 2007 | CZ11 | 4 | 0.16228
SFm2007CZ115 | SFm | 2007 | CZ11 | 5 | 0.02
SFm2007CZ121 | SFm | 2007 | CZ12 | 1 | 0.080975
SFm2007CZ122 | SFm | 2007 | CZ12 | 2 | 0.23573
SFm2007CZ123 | SFm | 2007 | CZ12 | 3 | 0.30504
SFm2007CZ124 | SFm | 2007 | CZ12 | 4 | 0.19302
SFm2007CZ125 | SFm | 2007 | CZ12 | 5 | 0.18524
SFm2007CZ131 | SFm | 2007 | CZ13 | 1 | 0.23942
SFm2007CZ132 | SFm | 2007 | CZ13 | 2 | 0.019999
SFm2007CZ133 | SFm | 2007 | CZ13 | 3 | 0.019999
SFm2007CZ134 | SFm | 2007 | CZ13 | 4 | 0.020538
SFm2007CZ135 | SFm | 2007 | CZ13 | 5 | 0.70004
SFm2007CZ141 | SFm | 2007 | CZ14 | 1 | 0.74278
SFm2007CZ142 | SFm | 2007 | CZ14 | 2 | 0.019999
SFm2007CZ143 | SFm | 2007 | CZ14 | 3 | 0.02001
SFm2007CZ144 | SFm | 2007 | CZ14 | 4 | 0.19721
SFm2007CZ145 | SFm | 2007 | CZ14 | 5 | 0.020004
SFm2007CZ151 | SFm | 2007 | CZ15 | 1 | 0.48251
SFm2007CZ152 | SFm | 2007 | CZ15 | 2 | 0.020001
SFm2007CZ153 | SFm | 2007 | CZ15 | 3 | 0.031966
SFm2007CZ154 | SFm | 2007 | CZ15 | 4 | 0.020063
SFm2007CZ155 | SFm | 2007 | CZ15 | 5 | 0.44546
SFm2007CZ161 | SFm | 2007 | CZ16 | 1 | 0.13345
SFm2007CZ162 | SFm | 2007 | CZ16 | 2 | 0.16518
SFm2007CZ163 | SFm | 2007 | CZ16 | 3 | 0.6579
SFm2007CZ164 | SFm | 2007 | CZ16 | 4 | 0.023476
SFm2007CZ165 | SFm | 2007 | CZ16 | 5 | 0.02
SFm2011CZ011 | SFm | 2011 | CZ01 | 1 | 0.47049
SFm2011CZ012 | SFm | 2011 | CZ01 | 2 | 0.14666
SFm2011CZ013 | SFm | 2011 | CZ01 | 3 | 0.23293
SFm2011CZ014 | SFm | 2011 | CZ01 | 4 | 0.07359
SFm2011CZ015 | SFm | 2011 | CZ01 | 5 | 0.076339
SFm2011CZ021 | SFm | 2011 | CZ02 | 1 | 0.24486
SFm2011CZ022 | SFm | 2011 | CZ02 | 2 | 0.2159
SFm2011CZ023 | SFm | 2011 | CZ02 | 3 | 0.31127
SFm2011CZ024 | SFm | 2011 | CZ02 | 4 | 0.18135
SFm2011CZ025 | SFm | 2011 | CZ02 | 5 | 0.046618
SFm2011CZ031 | SFm | 2011 | CZ03 | 1 | 0.14314
SFm2011CZ032 | SFm | 2011 | CZ03 | 2 | 0.069068
SFm2011CZ033 | SFm | 2011 | CZ03 | 3 | 0.37161
SFm2011CZ034 | SFm | 2011 | CZ03 | 4 | 0.084438
SFm2011CZ035 | SFm | 2011 | CZ03 | 5 | 0.33175
SFm2011CZ041 | SFm | 2011 | CZ04 | 1 | 0.27744
SFm2011CZ042 | SFm | 2011 | CZ04 | 2 | 0.38273
SFm2011CZ043 | SFm | 2011 | CZ04 | 3 | 0.091284
SFm2011CZ044 | SFm | 2011 | CZ04 | 4 | 0.08372
SFm2011CZ045 | SFm | 2011 | CZ04 | 5 | 0.16482
SFm2011CZ051 | SFm | 2011 | CZ05 | 1 | 0.25875
SFm2011CZ052 | SFm | 2011 | CZ05 | 2 | 0.20222
SFm2011CZ053 | SFm | 2011 | CZ05 | 3 | 0.19397
SFm2011CZ054 | SFm | 2011 | CZ05 | 4 | 0.14742
SFm2011CZ055 | SFm | 2011 | CZ05 | 5 | 0.19763
SFm2011CZ061 | SFm | 2011 | CZ06 | 1 | 0.019999
SFm2011CZ062 | SFm | 2011 | CZ06 | 2 | 0.39616
SFm2011CZ063 | SFm | 2011 | CZ06 | 3 | 0.2096
SFm2011CZ064 | SFm | 2011 | CZ06 | 4 | 0.22461
SFm2011CZ065 | SFm | 2011 | CZ06 | 5 | 0.14963
SFm2011CZ071 | SFm | 2011 | CZ07 | 1 | 0.75
SFm2011CZ072 | SFm | 2011 | CZ07 | 2 | 0.088894
SFm2011CZ073 | SFm | 2011 | CZ07 | 3 | 0.020032
SFm2011CZ074 | SFm | 2011 | CZ07 | 4 | 0.12108
SFm2011CZ075 | SFm | 2011 | CZ07 | 5 | 0.02
SFm2011CZ081 | SFm | 2011 | CZ08 | 1 | 0.75
SFm2011CZ082 | SFm | 2011 | CZ08 | 2 | 0.19
SFm2011CZ083 | SFm | 2011 | CZ08 | 3 | 0.019999
SFm2011CZ084 | SFm | 2011 | CZ08 | 4 | 0.02
SFm2011CZ085 | SFm | 2011 | CZ08 | 5 | 0.020001
SFm2011CZ091 | SFm | 2011 | CZ09 | 1 | 0.37837
SFm2011CZ092 | SFm | 2011 | CZ09 | 2 | 0.039678
SFm2011CZ093 | SFm | 2011 | CZ09 | 3 | 0.47508
SFm2011CZ094 | SFm | 2011 | CZ09 | 4 | 0.086321
SFm2011CZ095 | SFm | 2011 | CZ09 | 5 | 0.020559
SFm2011CZ101 | SFm | 2011 | CZ10 | 1 | 0.19383
SFm2011CZ102 | SFm | 2011 | CZ10 | 2 | 0.35943
SFm2011CZ103 | SFm | 2011 | CZ10 | 3 | 0.16652
SFm2011CZ104 | SFm | 2011 | CZ10 | 4 | 0.25971
SFm2011CZ105 | SFm | 2011 | CZ10 | 5 | 0.020512
SFm2011CZ111 | SFm | 2011 | CZ11 | 1 | 0.2542
SFm2011CZ112 | SFm | 2011 | CZ11 | 2 | 0.30569
SFm2011CZ113 | SFm | 2011 | CZ11 | 3 | 0.25784
SFm2011CZ114 | SFm | 2011 | CZ11 | 4 | 0.16228
SFm2011CZ115 | SFm | 2011 | CZ11 | 5 | 0.02
SFm2011CZ121 | SFm | 2011 | CZ12 | 1 | 0.080975
SFm2011CZ122 | SFm | 2011 | CZ12 | 2 | 0.23573
SFm2011CZ123 | SFm | 2011 | CZ12 | 3 | 0.30504
SFm2011CZ124 | SFm | 2011 | CZ12 | 4 | 0.19302
SFm2011CZ125 | SFm | 2011 | CZ12 | 5 | 0.18524
SFm2011CZ131 | SFm | 2011 | CZ13 | 1 | 0.23942
SFm2011CZ132 | SFm | 2011 | CZ13 | 2 | 0.019999
SFm2011CZ133 | SFm | 2011 | CZ13 | 3 | 0.019999
SFm2011CZ134 | SFm | 2011 | CZ13 | 4 | 0.020538
SFm2011CZ135 | SFm | 2011 | CZ13 | 5 | 0.70004
SFm2011CZ141 | SFm | 2011 | CZ14 | 1 | 0.74278
SFm2011CZ142 | SFm | 2011 | CZ14 | 2 | 0.019999
SFm2011CZ143 | SFm | 2011 | CZ14 | 3 | 0.02001
SFm2011CZ144 | SFm | 2011 | CZ14 | 4 | 0.19721
SFm2011CZ145 | SFm | 2011 | CZ14 | 5 | 0.020004
SFm2011CZ151 | SFm | 2011 | CZ15 | 1 | 0.48251
SFm2011CZ152 | SFm | 2011 | CZ15 | 2 | 0.020001
SFm2011CZ153 | SFm | 2011 | CZ15 | 3 | 0.031966
SFm2011CZ154 | SFm | 2011 | CZ15 | 4 | 0.020063
SFm2011CZ155 | SFm | 2011 | CZ15 | 5 | 0.44546
SFm2011CZ161 | SFm | 2011 | CZ16 | 1 | 0.13345
SFm2011CZ162 | SFm | 2011 | CZ16 | 2 | 0.16518
SFm2011CZ163 | SFm | 2011 | CZ16 | 3 | 0.6579
SFm2011CZ164 | SFm | 2011 | CZ16 | 4 | 0.023476
SFm2011CZ165 | SFm | 2011 | CZ16 | 5 | 0.02
SFm2014CZ011 | SFm | 2014 | CZ01 | 1 | 0.47049
SFm2014CZ012 | SFm | 2014 | CZ01 | 2 | 0.14666
SFm2014CZ013 | SFm | 2014 | CZ01 | 3 | 0.23293
SFm2014CZ014 | SFm | 2014 | CZ01 | 4 | 0.07359
SFm2014CZ015 | SFm | 2014 | CZ01 | 5 | 0.076339
SFm2014CZ021 | SFm | 2014 | CZ02 | 1 | 0.24486
SFm2014CZ022 | SFm | 2014 | CZ02 | 2 | 0.2159
SFm2014CZ023 | SFm | 2014 | CZ02 | 3 | 0.31127
SFm2014CZ024 | SFm | 2014 | CZ02 | 4 | 0.18135
SFm2014CZ025 | SFm | 2014 | CZ02 | 5 | 0.046618
SFm2014CZ031 | SFm | 2014 | CZ03 | 1 | 0.14314
SFm2014CZ032 | SFm | 2014 | CZ03 | 2 | 0.069068
SFm2014CZ033 | SFm | 2014 | CZ03 | 3 | 0.37161
SFm2014CZ034 | SFm | 2014 | CZ03 | 4 | 0.084438
SFm2014CZ035 | SFm | 2014 | CZ03 | 5 | 0.33175
SFm2014CZ041 | SFm | 2014 | CZ04 | 1 | 0.27744
SFm2014CZ042 | SFm | 2014 | CZ04 | 2 | 0.38273
SFm2014CZ043 | SFm | 2014 | CZ04 | 3 | 0.091284
SFm2014CZ044 | SFm | 2014 | CZ04 | 4 | 0.08372
SFm2014CZ045 | SFm | 2014 | CZ04 | 5 | 0.16482
SFm2014CZ051 | SFm | 2014 | CZ05 | 1 | 0.25875
SFm2014CZ052 | SFm | 2014 | CZ05 | 2 | 0.20222
SFm2014CZ053 | SFm | 2014 | CZ05 | 3 | 0.19397
SFm2014CZ054 | SFm | 2014 | CZ05 | 4 | 0.14742
SFm2014CZ055 | SFm | 2014 | CZ05 | 5 | 0.19763
SFm2014CZ061 | SFm | 2014 | CZ06 | 1 | 0.019999
SFm2014CZ062 | SFm | 2014 | CZ06 | 2 | 0.39616
SFm2014CZ063 | SFm | 2014 | CZ06 | 3 | 0.2096
SFm2014CZ064 | SFm | 2014 | CZ06 | 4 | 0.22461
SFm2014CZ065 | SFm | 2014 | CZ06 | 5 | 0.14963
SFm2014CZ071 | SFm | 2014 | CZ07 | 1 | 0.75
SFm2014CZ072 | SFm | 2014 | CZ07 | 2 | 0.088894
SFm2014CZ073 | SFm | 2014 | CZ07 | 3 | 0.020032
SFm2014CZ074 | SFm | 2014 | CZ07 | 4 | 0.12108
SFm2014CZ075 | SFm | 2014 | CZ07 | 5 | 0.02
SFm2014CZ081 | SFm | 2014 | CZ08 | 1 | 0.75
SFm2014CZ082 | SFm | 2014 | CZ08 | 2 | 0.19
SFm2014CZ083 | SFm | 2014 | CZ08 | 3 | 0.019999
SFm2014CZ084 | SFm | 2014 | CZ08 | 4 | 0.02
SFm2014CZ085 | SFm | 2014 | CZ08 | 5 | 0.020001
SFm2014CZ091 | SFm | 2014 | CZ09 | 1 | 0.37837
SFm2014CZ092 | SFm | 2014 | CZ09 | 2 | 0.039678
SFm2014CZ093 | SFm | 2014 | CZ09 | 3 | 0.47508
SFm2014CZ094 | SFm | 2014 | CZ09 | 4 | 0.086321
SFm2014CZ095 | SFm | 2014 | CZ09 | 5 | 0.020559
SFm2014CZ101 | SFm | 2014 | CZ10 | 1 | 0.19383
SFm2014CZ102 | SFm | 2014 | CZ10 | 2 | 0.35943
SFm2014CZ103 | SFm | 2014 | CZ10 | 3 | 0.16652
SFm2014CZ104 | SFm | 2014 | CZ10 | 4 | 0.25971
SFm2014CZ105 | SFm | 2014 | CZ10 | 5 | 0.020512
SFm2014CZ111 | SFm | 2014 | CZ11 | 1 | 0.2542
SFm2014CZ112 | SFm | 2014 | CZ11 | 2 | 0.30569
SFm2014CZ113 | SFm | 2014 | CZ11 | 3 | 0.25784
SFm2014CZ114 | SFm | 2014 | CZ11 | 4 | 0.16228
SFm2014CZ115 | SFm | 2014 | CZ11 | 5 | 0.02
SFm2014CZ121 | SFm | 2014 | CZ12 | 1 | 0.080975
SFm2014CZ122 | SFm | 2014 | CZ12 | 2 | 0.23573
SFm2014CZ123 | SFm | 2014 | CZ12 | 3 | 0.30504
SFm2014CZ124 | SFm | 2014 | CZ12 | 4 | 0.19302
SFm2014CZ125 | SFm | 2014 | CZ12 | 5 | 0.18524
SFm2014CZ131 | SFm | 2014 | CZ13 | 1 | 0.23942
SFm2014CZ132 | SFm | 2014 | CZ13 | 2 | 0.019999
SFm2014CZ133 | SFm | 2014 | CZ13 | 3 | 0.019999
SFm2014CZ134 | SFm | 2014 | CZ13 | 4 | 0.020538
SFm2014CZ135 | SFm | 2014 | CZ13 | 5 | 0.70004
SFm2014CZ141 | SFm | 2014 | CZ14 | 1 | 0.74278
SFm2014CZ142 | SFm | 2014 | CZ14 | 2 | 0.019999
SFm2014CZ143 | SFm | 2014 | CZ14 | 3 | 0.02001
SFm2014CZ144 | SFm | 2014 | CZ14 | 4 | 0.19721
SFm2014CZ145 | SFm | 2014 | CZ14 | 5 | 0.020004
SFm2014CZ151 | SFm | 2014 | CZ15 | 1 | 0.48251
SFm2014CZ152 | SFm | 2014 | CZ15 | 2 | 0.020001
SFm2014CZ153 | SFm | 2014 | CZ15 | 3 | 0.031966
SFm2014CZ154 | SFm | 2014 | CZ15 | 4 | 0.020063
SFm2014CZ155 | SFm | 2014 | CZ15 | 5 | 0.44546
SFm2014CZ161 | SFm | 2014 | CZ16 | 1 | 0.13345
SFm2014CZ162 | SFm | 2014 | CZ16 | 2 | 0.16518
SFm2014CZ163 | SFm | 2014 | CZ16 | 3 | 0.6579
SFm2014CZ164 | SFm | 2014 | CZ16 | 4 | 0.023476
SFm2014CZ165 | SFm | 2014 | CZ16 | 5 | 0.02
SFm2015CZ011 | SFm | 2015 | CZ01 | 1 | 0.47049
SFm2015CZ012 | SFm | 2015 | CZ01 | 2 | 0.14666
SFm2015CZ013 | SFm | 2015 | CZ01 | 3 | 0.23293
SFm2015CZ014 | SFm | 2015 | CZ01 | 4 | 0.07359
SFm2015CZ015 | SFm | 2015 | CZ01 | 5 | 0.076339
SFm2015CZ021 | SFm | 2015 | CZ02 | 1 | 0.24486
SFm2015CZ022 | SFm | 2015 | CZ02 | 2 | 0.2159
SFm2015CZ023 | SFm | 2015 | CZ02 | 3 | 0.31127
SFm2015CZ024 | SFm | 2015 | CZ02 | 4 | 0.18135
SFm2015CZ025 | SFm | 2015 | CZ02 | 5 | 0.046618
SFm2015CZ031 | SFm | 2015 | CZ03 | 1 | 0.14314
SFm2015CZ032 | SFm | 2015 | CZ03 | 2 | 0.069068
SFm2015CZ033 | SFm | 2015 | CZ03 | 3 | 0.37161
SFm2015CZ034 | SFm | 2015 | CZ03 | 4 | 0.084438
SFm2015CZ035 | SFm | 2015 | CZ03 | 5 | 0.33175
SFm2015CZ041 | SFm | 2015 | CZ04 | 1 | 0.27744
SFm2015CZ042 | SFm | 2015 | CZ04 | 2 | 0.38273
SFm2015CZ043 | SFm | 2015 | CZ04 | 3 | 0.091284
SFm2015CZ044 | SFm | 2015 | CZ04 | 4 | 0.08372
SFm2015CZ045 | SFm | 2015 | CZ04 | 5 | 0.16482
SFm2015CZ051 | SFm | 2015 | CZ05 | 1 | 0.25875
SFm2015CZ052 | SFm | 2015 | CZ05 | 2 | 0.20222
SFm2015CZ053 | SFm | 2015 | CZ05 | 3 | 0.19397
SFm2015CZ054 | SFm | 2015 | CZ05 | 4 | 0.14742
SFm2015CZ055 | SFm | 2015 | CZ05 | 5 | 0.19763
SFm2015CZ061 | SFm | 2015 | CZ06 | 1 | 0.019999
SFm2015CZ062 | SFm | 2015 | CZ06 | 2 | 0.39616
SFm2015CZ063 | SFm | 2015 | CZ06 | 3 | 0.2096
SFm2015CZ064 | SFm | 2015 | CZ06 | 4 | 0.22461
SFm2015CZ065 | SFm | 2015 | CZ06 | 5 | 0.14963
SFm2015CZ071 | SFm | 2015 | CZ07 | 1 | 0.75
SFm2015CZ072 | SFm | 2015 | CZ07 | 2 | 0.088894
SFm2015CZ073 | SFm | 2015 | CZ07 | 3 | 0.020032
SFm2015CZ074 | SFm | 2015 | CZ07 | 4 | 0.12108
SFm2015CZ075 | SFm | 2015 | CZ07 | 5 | 0.02
SFm2015CZ081 | SFm | 2015 | CZ08 | 1 | 0.75
SFm2015CZ082 | SFm | 2015 | CZ08 | 2 | 0.19
SFm2015CZ083 | SFm | 2015 | CZ08 | 3 | 0.019999
SFm2015CZ084 | SFm | 2015 | CZ08 | 4 | 0.02
SFm2015CZ085 | SFm | 2015 | CZ08 | 5 | 0.020001
SFm2015CZ091 | SFm | 2015 | CZ09 | 1 | 0.37837
SFm2015CZ092 | SFm | 2015 | CZ09 | 2 | 0.039678
SFm2015CZ093 | SFm | 2015 | CZ09 | 3 | 0.47508
SFm2015CZ094 | SFm | 2015 | CZ09 | 4 | 0.086321
SFm2015CZ095 | SFm | 2015 | CZ09 | 5 | 0.020559
SFm2015CZ101 | SFm | 2015 | CZ10 | 1 | 0.19383
SFm2015CZ102 | SFm | 2015 | CZ10 | 2 | 0.35943
SFm2015CZ103 | SFm | 2015 | CZ10 | 3 | 0.16652
SFm2015CZ104 | SFm | 2015 | CZ10 | 4 | 0.25971
SFm2015CZ105 | SFm | 2015 | CZ10 | 5 | 0.020512
SFm2015CZ111 | SFm | 2015 | CZ11 | 1 | 0.2542
SFm2015CZ112 | SFm | 2015 | CZ11 | 2 | 0.30569
SFm2015CZ113 | SFm | 2015 | CZ11 | 3 | 0.25784
SFm2015CZ114 | SFm | 2015 | CZ11 | 4 | 0.16228
SFm2015CZ115 | SFm | 2015 | CZ11 | 5 | 0.02
SFm2015CZ121 | SFm | 2015 | CZ12 | 1 | 0.080975
SFm2015CZ122 | SFm | 2015 | CZ12 | 2 | 0.23573
SFm2015CZ123 | SFm | 2015 | CZ12 | 3 | 0.30504
SFm2015CZ124 | SFm | 2015 | CZ12 | 4 | 0.19302
SFm2015CZ125 | SFm | 2015 | CZ12 | 5 | 0.18524
SFm2015CZ131 | SFm | 2015 | CZ13 | 1 | 0.23942
SFm2015CZ132 | SFm | 2015 | CZ13 | 2 | 0.019999
SFm2015CZ133 | SFm | 2015 | CZ13 | 3 | 0.019999
SFm2015CZ134 | SFm | 2015 | CZ13 | 4 | 0.020538
SFm2015CZ135 | SFm | 2015 | CZ13 | 5 | 0.70004
SFm2015CZ141 | SFm | 2015 | CZ14 | 1 | 0.74278
SFm2015CZ142 | SFm | 2015 | CZ14 | 2 | 0.019999
SFm2015CZ143 | SFm | 2015 | CZ14 | 3 | 0.02001
SFm2015CZ144 | SFm | 2015 | CZ14 | 4 | 0.19721
SFm2015CZ145 | SFm | 2015 | CZ14 | 5 | 0.020004
SFm2015CZ151 | SFm | 2015 | CZ15 | 1 | 0.48251
SFm2015CZ152 | SFm | 2015 | CZ15 | 2 | 0.020001
SFm2015CZ153 | SFm | 2015 | CZ15 | 3 | 0.031966
SFm2015CZ154 | SFm | 2015 | CZ15 | 4 | 0.020063
SFm2015CZ155 | SFm | 2015 | CZ15 | 5 | 0.44546
SFm2015CZ161 | SFm | 2015 | CZ16 | 1 | 0.13345
SFm2015CZ162 | SFm | 2015 | CZ16 | 2 | 0.16518
SFm2015CZ163 | SFm | 2015 | CZ16 | 3 | 0.6579
SFm2015CZ164 | SFm | 2015 | CZ16 | 4 | 0.023476
SFm2015CZ165 | SFm | 2015 | CZ16 | 5 | 0.02
SFm2017CZ011 | SFm | 2017 | CZ01 | 1 | 0.47049
SFm2017CZ012 | SFm | 2017 | CZ01 | 2 | 0.14666
SFm2017CZ013 | SFm | 2017 | CZ01 | 3 | 0.23293
SFm2017CZ014 | SFm | 2017 | CZ01 | 4 | 0.07359
SFm2017CZ015 | SFm | 2017 | CZ01 | 5 | 0.076339
SFm2017CZ021 | SFm | 2017 | CZ02 | 1 | 0.24486
SFm2017CZ022 | SFm | 2017 | CZ02 | 2 | 0.2159
SFm2017CZ023 | SFm | 2017 | CZ02 | 3 | 0.31127
SFm2017CZ024 | SFm | 2017 | CZ02 | 4 | 0.18135
SFm2017CZ025 | SFm | 2017 | CZ02 | 5 | 0.046618
SFm2017CZ031 | SFm | 2017 | CZ03 | 1 | 0.14314
SFm2017CZ032 | SFm | 2017 | CZ03 | 2 | 0.069068
SFm2017CZ033 | SFm | 2017 | CZ03 | 3 | 0.37161
SFm2017CZ034 | SFm | 2017 | CZ03 | 4 | 0.084438
SFm2017CZ035 | SFm | 2017 | CZ03 | 5 | 0.33175
SFm2017CZ041 | SFm | 2017 | CZ04 | 1 | 0.27744
SFm2017CZ042 | SFm | 2017 | CZ04 | 2 | 0.38273
SFm2017CZ043 | SFm | 2017 | CZ04 | 3 | 0.091284
SFm2017CZ044 | SFm | 2017 | CZ04 | 4 | 0.08372
SFm2017CZ045 | SFm | 2017 | CZ04 | 5 | 0.16482
SFm2017CZ051 | SFm | 2017 | CZ05 | 1 | 0.25875
SFm2017CZ052 | SFm | 2017 | CZ05 | 2 | 0.20222
SFm2017CZ053 | SFm | 2017 | CZ05 | 3 | 0.19397
SFm2017CZ054 | SFm | 2017 | CZ05 | 4 | 0.14742
SFm2017CZ055 | SFm | 2017 | CZ05 | 5 | 0.19763
SFm2017CZ061 | SFm | 2017 | CZ06 | 1 | 0.019999
SFm2017CZ062 | SFm | 2017 | CZ06 | 2 | 0.39616
SFm2017CZ063 | SFm | 2017 | CZ06 | 3 | 0.2096
SFm2017CZ064 | SFm | 2017 | CZ06 | 4 | 0.22461
SFm2017CZ065 | SFm | 2017 | CZ06 | 5 | 0.14963
SFm2017CZ071 | SFm | 2017 | CZ07 | 1 | 0.75
SFm2017CZ072 | SFm | 2017 | CZ07 | 2 | 0.088894
SFm2017CZ073 | SFm | 2017 | CZ07 | 3 | 0.020032
SFm2017CZ074 | SFm | 2017 | CZ07 | 4 | 0.12108
SFm2017CZ075 | SFm | 2017 | CZ07 | 5 | 0.02
SFm2017CZ081 | SFm | 2017 | CZ08 | 1 | 0.75
SFm2017CZ082 | SFm | 2017 | CZ08 | 2 | 0.19
SFm2017CZ083 | SFm | 2017 | CZ08 | 3 | 0.019999
SFm2017CZ084 | SFm | 2017 | CZ08 | 4 | 0.02
SFm2017CZ085 | SFm | 2017 | CZ08 | 5 | 0.020001
SFm2017CZ091 | SFm | 2017 | CZ09 | 1 | 0.37837
SFm2017CZ092 | SFm | 2017 | CZ09 | 2 | 0.039678
SFm2017CZ093 | SFm | 2017 | CZ09 | 3 | 0.47508
SFm2017CZ094 | SFm | 2017 | CZ09 | 4 | 0.086321
SFm2017CZ095 | SFm | 2017 | CZ09 | 5 | 0.020559
SFm2017CZ101 | SFm | 2017 | CZ10 | 1 | 0.19383
SFm2017CZ102 | SFm | 2017 | CZ10 | 2 | 0.35943
SFm2017CZ103 | SFm | 2017 | CZ10 | 3 | 0.16652
SFm2017CZ104 | SFm | 2017 | CZ10 | 4 | 0.25971
SFm2017CZ105 | SFm | 2017 | CZ10 | 5 | 0.020512
SFm2017CZ111 | SFm | 2017 | CZ11 | 1 | 0.2542
SFm2017CZ112 | SFm | 2017 | CZ11 | 2 | 0.30569
SFm2017CZ113 | SFm | 2017 | CZ11 | 3 | 0.25784
SFm2017CZ114 | SFm | 2017 | CZ11 | 4 | 0.16228
SFm2017CZ115 | SFm | 2017 | CZ11 | 5 | 0.02
SFm2017CZ121 | SFm | 2017 | CZ12 | 1 | 0.080975
SFm2017CZ122 | SFm | 2017 | CZ12 | 2 | 0.23573
SFm2017CZ123 | SFm | 2017 | CZ12 | 3 | 0.30504
SFm2017CZ124 | SFm | 2017 | CZ12 | 4 | 0.19302
SFm2017CZ125 | SFm | 2017 | CZ12 | 5 | 0.18524
SFm2017CZ131 | SFm | 2017 | CZ13 | 1 | 0.23942
SFm2017CZ132 | SFm | 2017 | CZ13 | 2 | 0.019999
SFm2017CZ133 | SFm | 2017 | CZ13 | 3 | 0.019999
SFm2017CZ134 | SFm | 2017 | CZ13 | 4 | 0.020538
SFm2017CZ135 | SFm | 2017 | CZ13 | 5 | 0.70004
SFm2017CZ141 | SFm | 2017 | CZ14 | 1 | 0.74278
SFm2017CZ142 | SFm | 2017 | CZ14 | 2 | 0.019999
SFm2017CZ143 | SFm | 2017 | CZ14 | 3 | 0.02001
SFm2017CZ144 | SFm | 2017 | CZ14 | 4 | 0.19721
SFm2017CZ145 | SFm | 2017 | CZ14 | 5 | 0.020004
SFm2017CZ151 | SFm | 2017 | CZ15 | 1 | 0.48251
SFm2017CZ152 | SFm | 2017 | CZ15 | 2 | 0.020001
SFm2017CZ153 | SFm | 2017 | CZ15 | 3 | 0.031966
SFm2017CZ154 | SFm | 2017 | CZ15 | 4 | 0.020063
SFm2017CZ155 | SFm | 2017 | CZ15 | 5 | 0.44546
SFm2017CZ161 | SFm | 2017 | CZ16 | 1 | 0.13345
SFm2017CZ162 | SFm | 2017 | CZ16 | 2 | 0.16518
SFm2017CZ163 | SFm | 2017 | CZ16 | 3 | 0.6579
SFm2017CZ164 | SFm | 2017 | CZ16 | 4 | 0.023476
SFm2017CZ165 | SFm | 2017 | CZ16 | 5 | 0.02
MFm1975CZ011 | MFm | 1975 | CZ01 | 1 | 0.75
MFm1975CZ012 | MFm | 1975 | CZ01 | 2 | 0.13623
MFm1975CZ013 | MFm | 1975 | CZ01 | 3 | 0.019999
MFm1975CZ014 | MFm | 1975 | CZ01 | 4 | 0.073724
MFm1975CZ015 | MFm | 1975 | CZ01 | 5 | 0.02005
MFm1975CZ021 | MFm | 1975 | CZ02 | 1 | 0.12738
MFm1975CZ022 | MFm | 1975 | CZ02 | 2 | 0.20285
MFm1975CZ023 | MFm | 1975 | CZ02 | 3 | 0.02
MFm1975CZ024 | MFm | 1975 | CZ02 | 4 | 0.37875
MFm1975CZ025 | MFm | 1975 | CZ02 | 5 | 0.27103
MFm1975CZ031 | MFm | 1975 | CZ03 | 1 | 0.25221
MFm1975CZ032 | MFm | 1975 | CZ03 | 2 | 0.25706
MFm1975CZ033 | MFm | 1975 | CZ03 | 3 | 0.29382
MFm1975CZ034 | MFm | 1975 | CZ03 | 4 | 0.15181
MFm1975CZ035 | MFm | 1975 | CZ03 | 5 | 0.045105
MFm1975CZ041 | MFm | 1975 | CZ04 | 1 | 0.082074
MFm1975CZ042 | MFm | 1975 | CZ04 | 2 | 0.20105
MFm1975CZ043 | MFm | 1975 | CZ04 | 3 | 0.19753
MFm1975CZ044 | MFm | 1975 | CZ04 | 4 | 0.49928
MFm1975CZ045 | MFm | 1975 | CZ04 | 5 | 0.020066
MFm1975CZ051 | MFm | 1975 | CZ05 | 1 | 0.019999
MFm1975CZ052 | MFm | 1975 | CZ05 | 2 | 0.020005
MFm1975CZ053 | MFm | 1975 | CZ05 | 3 | 0.19603
MFm1975CZ054 | MFm | 1975 | CZ05 | 4 | 0.2924
MFm1975CZ055 | MFm | 1975 | CZ05 | 5 | 0.47157
MFm1975CZ061 | MFm | 1975 | CZ06 | 1 | 0.02
MFm1975CZ062 | MFm | 1975 | CZ06 | 2 | 0.32712
MFm1975CZ063 | MFm | 1975 | CZ06 | 3 | 0.20378
MFm1975CZ064 | MFm | 1975 | CZ06 | 4 | 0.22119
MFm1975CZ065 | MFm | 1975 | CZ06 | 5 | 0.22791
MFm1975CZ071 | MFm | 1975 | CZ07 | 1 | 0.15227
MFm1975CZ072 | MFm | 1975 | CZ07 | 2 | 0.59115
MFm1975CZ073 | MFm | 1975 | CZ07 | 3 | 0.019999
MFm1975CZ074 | MFm | 1975 | CZ07 | 4 | 0.019999
MFm1975CZ075 | MFm | 1975 | CZ07 | 5 | 0.21658
MFm1975CZ081 | MFm | 1975 | CZ08 | 1 | 0.021823
MFm1975CZ082 | MFm | 1975 | CZ08 | 2 | 0.15681
MFm1975CZ083 | MFm | 1975 | CZ08 | 3 | 0.55312
MFm1975CZ084 | MFm | 1975 | CZ08 | 4 | 0.21383
MFm1975CZ085 | MFm | 1975 | CZ08 | 5 | 0.054422
MFm1975CZ091 | MFm | 1975 | CZ09 | 1 | 0.02
MFm1975CZ092 | MFm | 1975 | CZ09 | 2 | 0.030382
MFm1975CZ093 | MFm | 1975 | CZ09 | 3 | 0.47684
MFm1975CZ094 | MFm | 1975 | CZ09 | 4 | 0.32117
MFm1975CZ095 | MFm | 1975 | CZ09 | 5 | 0.15161
MFm1975CZ101 | MFm | 1975 | CZ10 | 1 | 0.3857
MFm1975CZ102 | MFm | 1975 | CZ10 | 2 | 0.02
MFm1975CZ103 | MFm | 1975 | CZ10 | 3 | 0.19511
MFm1975CZ104 | MFm | 1975 | CZ10 | 4 | 0.02038
MFm1975CZ105 | MFm | 1975 | CZ10 | 5 | 0.37881
MFm1975CZ111 | MFm | 1975 | CZ11 | 1 | 0.02
MFm1975CZ112 | MFm | 1975 | CZ11 | 2 | 0.020789
MFm1975CZ113 | MFm | 1975 | CZ11 | 3 | 0.33143
MFm1975CZ114 | MFm | 1975 | CZ11 | 4 | 0.34333
MFm1975CZ115 | MFm | 1975 | CZ11 | 5 | 0.28445
MFm1975CZ121 | MFm | 1975 | CZ12 | 1 | 0.16269
MFm1975CZ122 | MFm | 1975 | CZ12 | 2 | 0.37947
MFm1975CZ123 | MFm | 1975 | CZ12 | 3 | 0.02
MFm1975CZ124 | MFm | 1975 | CZ12 | 4 | 0.23042
MFm1975CZ125 | MFm | 1975 | CZ12 | 5 | 0.20742
MFm1975CZ131 | MFm | 1975 | CZ13 | 1 | 0.38229
MFm1975CZ132 | MFm | 1975 | CZ13 | 2 | 0.16967
MFm1975CZ133 | MFm | 1975 | CZ13 | 3 | 0.16366
MFm1975CZ134 | MFm | 1975 | CZ13 | 4 | 0.18049
MFm1975CZ135 | MFm | 1975 | CZ13 | 5 | 0.10389
MFm1975CZ141 | MFm | 1975 | CZ14 | 1 | 0.10557
MFm1975CZ142 | MFm | 1975 | CZ14 | 2 | 0.40377
MFm1975CZ143 | MFm | 1975 | CZ14 | 3 | 0.05578
MFm1975CZ144 | MFm | 1975 | CZ14 | 4 | 0.41123
MFm1975CZ145 | MFm | 1975 | CZ14 | 5 | 0.023657
MFm1975CZ151 | MFm | 1975 | CZ15 | 1 | 0.020001
MFm1975CZ152 | MFm | 1975 | CZ15 | 2 | 0.50984
MFm1975CZ153 | MFm | 1975 | CZ15 | 3 | 0.019999
MFm1975CZ154 | MFm | 1975 | CZ15 | 4 | 0.24086
MFm1975CZ155 | MFm | 1975 | CZ15 | 5 | 0.2093
MFm1975CZ161 | MFm | 1975 | CZ16 | 1 | 0.1362
MFm1975CZ162 | MFm | 1975 | CZ16 | 2 | 0.02
MFm1975CZ163 | MFm | 1975 | CZ16 | 3 | 0.45206
MFm1975CZ164 | MFm | 1975 | CZ16 | 4 | 0.37073
MFm1975CZ165 | MFm | 1975 | CZ16 | 5 | 0.021016
MFm1985CZ011 | MFm | 1985 | CZ01 | 1 | 0.72051
MFm1985CZ012 | MFm | 1985 | CZ01 | 2 | 0.11282
MFm1985CZ013 | MFm | 1985 | CZ01 | 3 | 0.10442
MFm1985CZ014 | MFm | 1985 | CZ01 | 4 | 0.030843
MFm1985CZ015 | MFm | 1985 | CZ01 | 5 | 0.031415
MFm1985CZ021 | MFm | 1985 | CZ02 | 1 | 0.094357
MFm1985CZ022 | MFm | 1985 | CZ02 | 2 | 0.27247
MFm1985CZ023 | MFm | 1985 | CZ02 | 3 | 0.02
MFm1985CZ024 | MFm | 1985 | CZ02 | 4 | 0.38797
MFm1985CZ025 | MFm | 1985 | CZ02 | 5 | 0.2252
MFm1985CZ031 | MFm | 1985 | CZ03 | 1 | 0.20827
MFm1985CZ032 | MFm | 1985 | CZ03 | 2 | 0.090968
MFm1985CZ033 | MFm | 1985 | CZ03 | 3 | 0.21754
MFm1985CZ034 | MFm | 1985 | CZ03 | 4 | 0.27852
MFm1985CZ035 | MFm | 1985 | CZ03 | 5 | 0.20471
MFm1985CZ041 | MFm | 1985 | CZ04 | 1 | 0.020381
MFm1985CZ042 | MFm | 1985 | CZ04 | 2 | 0.030604
MFm1985CZ043 | MFm | 1985 | CZ04 | 3 | 0.45838
MFm1985CZ044 | MFm | 1985 | CZ04 | 4 | 0.072687
MFm1985CZ045 | MFm | 1985 | CZ04 | 5 | 0.41795
MFm1985CZ051 | MFm | 1985 | CZ05 | 1 | 0.020432
MFm1985CZ052 | MFm | 1985 | CZ05 | 2 | 0.019999
MFm1985CZ053 | MFm | 1985 | CZ05 | 3 | 0.31674
MFm1985CZ054 | MFm | 1985 | CZ05 | 4 | 0.053699
MFm1985CZ055 | MFm | 1985 | CZ05 | 5 | 0.58913
MFm1985CZ061 | MFm | 1985 | CZ06 | 1 | 0.019999
MFm1985CZ062 | MFm | 1985 | CZ06 | 2 | 0.019999
MFm1985CZ063 | MFm | 1985 | CZ06 | 3 | 0.24136
MFm1985CZ064 | MFm | 1985 | CZ06 | 4 | 0.24869
MFm1985CZ065 | MFm | 1985 | CZ06 | 5 | 0.46995
MFm1985CZ071 | MFm | 1985 | CZ07 | 1 | 0.019999
MFm1985CZ072 | MFm | 1985 | CZ07 | 2 | 0.51167
MFm1985CZ073 | MFm | 1985 | CZ07 | 3 | 0.019999
MFm1985CZ074 | MFm | 1985 | CZ07 | 4 | 0.42834
MFm1985CZ075 | MFm | 1985 | CZ07 | 5 | 0.019999
MFm1985CZ081 | MFm | 1985 | CZ08 | 1 | 0.019999
MFm1985CZ082 | MFm | 1985 | CZ08 | 2 | 0.019999
MFm1985CZ083 | MFm | 1985 | CZ08 | 3 | 0.58594
MFm1985CZ084 | MFm | 1985 | CZ08 | 4 | 0.020774
MFm1985CZ085 | MFm | 1985 | CZ08 | 5 | 0.35328
MFm1985CZ091 | MFm | 1985 | CZ09 | 1 | 0.17332
MFm1985CZ092 | MFm | 1985 | CZ09 | 2 | 0.02
MFm1985CZ093 | MFm | 1985 | CZ09 | 3 | 0.020096
MFm1985CZ094 | MFm | 1985 | CZ09 | 4 | 0.43928
MFm1985CZ095 | MFm | 1985 | CZ09 | 5 | 0.3473
MFm1985CZ101 | MFm | 1985 | CZ10 | 1 | 0.34617
MFm1985CZ102 | MFm | 1985 | CZ10 | 2 | 0.02
MFm1985CZ103 | MFm | 1985 | CZ10 | 3 | 0.2437
MFm1985CZ104 | MFm | 1985 | CZ10 | 4 | 0.050392
MFm1985CZ105 | MFm | 1985 | CZ10 | 5 | 0.33974
MFm1985CZ111 | MFm | 1985 | CZ11 | 1 | 0.019999
MFm1985CZ112 | MFm | 1985 | CZ11 | 2 | 0.020001
MFm1985CZ113 | MFm | 1985 | CZ11 | 3 | 0.25962
MFm1985CZ114 | MFm | 1985 | CZ11 | 4 | 0.43332
MFm1985CZ115 | MFm | 1985 | CZ11 | 5 | 0.26706
MFm1985CZ121 | MFm | 1985 | CZ12 | 1 | 0.1831
MFm1985CZ122 | MFm | 1985 | CZ12 | 2 | 0.05408
MFm1985CZ123 | MFm | 1985 | CZ12 | 3 | 0.1388
MFm1985CZ124 | MFm | 1985 | CZ12 | 4 | 0.24861
MFm1985CZ125 | MFm | 1985 | CZ12 | 5 | 0.37541
MFm1985CZ131 | MFm | 1985 | CZ13 | 1 | 0.22717
MFm1985CZ132 | MFm | 1985 | CZ13 | 2 | 0.042566
MFm1985CZ133 | MFm | 1985 | CZ13 | 3 | 0.020126
MFm1985CZ134 | MFm | 1985 | CZ13 | 4 | 0.69014
MFm1985CZ135 | MFm | 1985 | CZ13 | 5 | 0.02
MFm1985CZ141 | MFm | 1985 | CZ14 | 1 | 0.02
MFm1985CZ142 | MFm | 1985 | CZ14 | 2 | 0.5073
MFm1985CZ143 | MFm | 1985 | CZ14 | 3 | 0.33659
MFm1985CZ144 | MFm | 1985 | CZ14 | 4 | 0.02493
MFm1985CZ145 | MFm | 1985 | CZ14 | 5 | 0.11118
MFm1985CZ151 | MFm | 1985 | CZ15 | 1 | 0.019999
MFm1985CZ152 | MFm | 1985 | CZ15 | 2 | 0.44531
MFm1985CZ153 | MFm | 1985 | CZ15 | 3 | 0.020013
MFm1985CZ154 | MFm | 1985 | CZ15 | 4 | 0.19967
MFm1985CZ155 | MFm | 1985 | CZ15 | 5 | 0.31501
MFm1985CZ161 | MFm | 1985 | CZ16 | 1 | 0.14387
MFm1985CZ162 | MFm | 1985 | CZ16 | 2 | 0.33476
MFm1985CZ163 | MFm | 1985 | CZ16 | 3 | 0.30256
MFm1985CZ164 | MFm | 1985 | CZ16 | 4 | 0.1988
MFm1985CZ165 | MFm | 1985 | CZ16 | 5 | 0.02
MFm1996CZ011 | MFm | 1996 | CZ01 | 1 | 0.37346
MFm1996CZ012 | MFm | 1996 | CZ01 | 2 | 0.02
MFm1996CZ013 | MFm | 1996 | CZ01 | 3 | 0.56654
MFm1996CZ014 | MFm | 1996 | CZ01 | 4 | 0.02
MFm1996CZ015 | MFm | 1996 | CZ01 | 5 | 0.019999
MFm1996CZ021 | MFm | 1996 | CZ02 | 1 | 0.10162
MFm1996CZ022 | MFm | 1996 | CZ02 | 2 | 0.22043
MFm1996CZ023 | MFm | 1996 | CZ02 | 3 | 0.020174
MFm1996CZ024 | MFm | 1996 | CZ02 | 4 | 0.45271
MFm1996CZ025 | MFm | 1996 | CZ02 | 5 | 0.20507
MFm1996CZ031 | MFm | 1996 | CZ03 | 1 | 0.33692
MFm1996CZ032 | MFm | 1996 | CZ03 | 2 | 0.19624
MFm1996CZ033 | MFm | 1996 | CZ03 | 3 | 0.1846
MFm1996CZ034 | MFm | 1996 | CZ03 | 4 | 0.15147
MFm1996CZ035 | MFm | 1996 | CZ03 | 5 | 0.13077
MFm1996CZ041 | MFm | 1996 | CZ04 | 1 | 0.02
MFm1996CZ042 | MFm | 1996 | CZ04 | 2 | 0.36705
MFm1996CZ043 | MFm | 1996 | CZ04 | 3 | 0.15124
MFm1996CZ044 | MFm | 1996 | CZ04 | 4 | 0.18426
MFm1996CZ045 | MFm | 1996 | CZ04 | 5 | 0.27746
MFm1996CZ051 | MFm | 1996 | CZ05 | 1 | 0.021172
MFm1996CZ052 | MFm | 1996 | CZ05 | 2 | 0.39531
MFm1996CZ053 | MFm | 1996 | CZ05 | 3 | 0.02
MFm1996CZ054 | MFm | 1996 | CZ05 | 4 | 0.023646
MFm1996CZ055 | MFm | 1996 | CZ05 | 5 | 0.53987
MFm1996CZ061 | MFm | 1996 | CZ06 | 1 | 0.020044
MFm1996CZ062 | MFm | 1996 | CZ06 | 2 | 0.042762
MFm1996CZ063 | MFm | 1996 | CZ06 | 3 | 0.28269
MFm1996CZ064 | MFm | 1996 | CZ06 | 4 | 0.26603
MFm1996CZ065 | MFm | 1996 | CZ06 | 5 | 0.38847
MFm1996CZ071 | MFm | 1996 | CZ07 | 1 | 0.019999
MFm1996CZ072 | MFm | 1996 | CZ07 | 2 | 0.66623
MFm1996CZ073 | MFm | 1996 | CZ07 | 3 | 0.27377
MFm1996CZ074 | MFm | 1996 | CZ07 | 4 | 0.019999
MFm1996CZ075 | MFm | 1996 | CZ07 | 5 | 0.019999
MFm1996CZ081 | MFm | 1996 | CZ08 | 1 | 0.019999
MFm1996CZ082 | MFm | 1996 | CZ08 | 2 | 0.35687
MFm1996CZ083 | MFm | 1996 | CZ08 | 3 | 0.31126
MFm1996CZ084 | MFm | 1996 | CZ08 | 4 | 0.29187
MFm1996CZ085 | MFm | 1996 | CZ08 | 5 | 0.02
MFm1996CZ091 | MFm | 1996 | CZ09 | 1 | 0.030328
MFm1996CZ092 | MFm | 1996 | CZ09 | 2 | 0.019999
MFm1996CZ093 | MFm | 1996 | CZ09 | 3 | 0.68311
MFm1996CZ094 | MFm | 1996 | CZ09 | 4 | 0.24656
MFm1996CZ095 | MFm | 1996 | CZ09 | 5 | 0.019999
MFm1996CZ101 | MFm | 1996 | CZ10 | 1 | 0.12603
MFm1996CZ102 | MFm | 1996 | CZ10 | 2 | 0.020704
MFm1996CZ103 | MFm | 1996 | CZ10 | 3 | 0.17581
MFm1996CZ104 | MFm | 1996 | CZ10 | 4 | 0.049997
MFm1996CZ105 | MFm | 1996 | CZ10 | 5 | 0.62745
MFm1996CZ111 | MFm | 1996 | CZ11 | 1 | 0.019999
MFm1996CZ112 | MFm | 1996 | CZ11 | 2 | 0.020004
MFm1996CZ113 | MFm | 1996 | CZ11 | 3 | 0.26714
MFm1996CZ114 | MFm | 1996 | CZ11 | 4 | 0.35508
MFm1996CZ115 | MFm | 1996 | CZ11 | 5 | 0.33777
MFm1996CZ121 | MFm | 1996 | CZ12 | 1 | 0.21355
MFm1996CZ122 | MFm | 1996 | CZ12 | 2 | 0.033369
MFm1996CZ123 | MFm | 1996 | CZ12 | 3 | 0.020001
MFm1996CZ124 | MFm | 1996 | CZ12 | 4 | 0.71308
MFm1996CZ125 | MFm | 1996 | CZ12 | 5 | 0.02
MFm1996CZ131 | MFm | 1996 | CZ13 | 1 | 0.16207
MFm1996CZ132 | MFm | 1996 | CZ13 | 2 | 0.086075
MFm1996CZ133 | MFm | 1996 | CZ13 | 3 | 0.59638
MFm1996CZ134 | MFm | 1996 | CZ13 | 4 | 0.13547
MFm1996CZ135 | MFm | 1996 | CZ13 | 5 | 0.020001
MFm1996CZ141 | MFm | 1996 | CZ14 | 1 | 0.11984
MFm1996CZ142 | MFm | 1996 | CZ14 | 2 | 0.24565
MFm1996CZ143 | MFm | 1996 | CZ14 | 3 | 0.20397
MFm1996CZ144 | MFm | 1996 | CZ14 | 4 | 0.21191
MFm1996CZ145 | MFm | 1996 | CZ14 | 5 | 0.21863
MFm1996CZ151 | MFm | 1996 | CZ15 | 1 | 0.019999
MFm1996CZ152 | MFm | 1996 | CZ15 | 2 | 0.019999
MFm1996CZ153 | MFm | 1996 | CZ15 | 3 | 0.021056
MFm1996CZ154 | MFm | 1996 | CZ15 | 4 | 0.34856
MFm1996CZ155 | MFm | 1996 | CZ15 | 5 | 0.59039
MFm1996CZ161 | MFm | 1996 | CZ16 | 1 | 0.020708
MFm1996CZ162 | MFm | 1996 | CZ16 | 2 | 0.22234
MFm1996CZ163 | MFm | 1996 | CZ16 | 3 | 0.32933
MFm1996CZ164 | MFm | 1996 | CZ16 | 4 | 0.36904
MFm1996CZ165 | MFm | 1996 | CZ16 | 5 | 0.058578
MFm2003CZ011 | MFm | 2003 | CZ01 | 1 | 0.75
MFm2003CZ012 | MFm | 2003 | CZ01 | 2 | 0.12537
MFm2003CZ013 | MFm | 2003 | CZ01 | 3 | 0.019999
MFm2003CZ014 | MFm | 2003 | CZ01 | 4 | 0.084636
MFm2003CZ015 | MFm | 2003 | CZ01 | 5 | 0.02
MFm2003CZ021 | MFm | 2003 | CZ02 | 1 | 0.3633
MFm2003CZ022 | MFm | 2003 | CZ02 | 2 | 0.43125
MFm2003CZ023 | MFm | 2003 | CZ02 | 3 | 0.020026
MFm2003CZ024 | MFm | 2003 | CZ02 | 4 | 0.15451
MFm2003CZ025 | MFm | 2003 | CZ02 | 5 | 0.030923
MFm2003CZ031 | MFm | 2003 | CZ03 | 1 | 0.019999
MFm2003CZ032 | MFm | 2003 | CZ03 | 2 | 0.019999
MFm2003CZ033 | MFm | 2003 | CZ03 | 3 | 0.020108
MFm2003CZ034 | MFm | 2003 | CZ03 | 4 | 0.49296
MFm2003CZ035 | MFm | 2003 | CZ03 | 5 | 0.44693
MFm2003CZ041 | MFm | 2003 | CZ04 | 1 | 0.019999
MFm2003CZ042 | MFm | 2003 | CZ04 | 2 | 0.75
MFm2003CZ043 | MFm | 2003 | CZ04 | 3 | 0.18993
MFm2003CZ044 | MFm | 2003 | CZ04 | 4 | 0.020072
MFm2003CZ045 | MFm | 2003 | CZ04 | 5 | 0.02
MFm2003CZ051 | MFm | 2003 | CZ05 | 1 | 0.020001
MFm2003CZ052 | MFm | 2003 | CZ05 | 2 | 0.020019
MFm2003CZ053 | MFm | 2003 | CZ05 | 3 | 0.33424
MFm2003CZ054 | MFm | 2003 | CZ05 | 4 | 0.3151
MFm2003CZ055 | MFm | 2003 | CZ05 | 5 | 0.31064
MFm2003CZ061 | MFm | 2003 | CZ06 | 1 | 0.02
MFm2003CZ062 | MFm | 2003 | CZ06 | 2 | 0.21748
MFm2003CZ063 | MFm | 2003 | CZ06 | 3 | 0.42648
MFm2003CZ064 | MFm | 2003 | CZ06 | 4 | 0.2325
MFm2003CZ065 | MFm | 2003 | CZ06 | 5 | 0.10354
MFm2003CZ071 | MFm | 2003 | CZ07 | 1 | 0.02
MFm2003CZ072 | MFm | 2003 | CZ07 | 2 | 0.40173
MFm2003CZ073 | MFm | 2003 | CZ07 | 3 | 0.34786
MFm2003CZ074 | MFm | 2003 | CZ07 | 4 | 0.21041
MFm2003CZ075 | MFm | 2003 | CZ07 | 5 | 0.019999
MFm2003CZ081 | MFm | 2003 | CZ08 | 1 | 0.087991
MFm2003CZ082 | MFm | 2003 | CZ08 | 2 | 0.16793
MFm2003CZ083 | MFm | 2003 | CZ08 | 3 | 0.25447
MFm2003CZ084 | MFm | 2003 | CZ08 | 4 | 0.27108
MFm2003CZ085 | MFm | 2003 | CZ08 | 5 | 0.21854
MFm2003CZ091 | MFm | 2003 | CZ09 | 1 | 0.02
MFm2003CZ092 | MFm | 2003 | CZ09 | 2 | 0.18971
MFm2003CZ093 | MFm | 2003 | CZ09 | 3 | 0.51967
MFm2003CZ094 | MFm | 2003 | CZ09 | 4 | 0.25054
MFm2003CZ095 | MFm | 2003 | CZ09 | 5 | 0.020079
MFm2003CZ101 | MFm | 2003 | CZ10 | 1 | 0.1806
MFm2003CZ102 | MFm | 2003 | CZ10 | 2 | 0.1702
MFm2003CZ103 | MFm | 2003 | CZ10 | 3 | 0.26235
MFm2003CZ104 | MFm | 2003 | CZ10 | 4 | 0.24586
MFm2003CZ105 | MFm | 2003 | CZ10 | 5 | 0.14098
MFm2003CZ111 | MFm | 2003 | CZ11 | 1 | 0.019999
MFm2003CZ112 | MFm | 2003 | CZ11 | 2 | 0.020001
MFm2003CZ113 | MFm | 2003 | CZ11 | 3 | 0.28354
MFm2003CZ114 | MFm | 2003 | CZ11 | 4 | 0.5267
MFm2003CZ115 | MFm | 2003 | CZ11 | 5 | 0.14976
MFm2003CZ121 | MFm | 2003 | CZ12 | 1 | 0.14932
MFm2003CZ122 | MFm | 2003 | CZ12 | 2 | 0.14222
MFm2003CZ123 | MFm | 2003 | CZ12 | 3 | 0.10027
MFm2003CZ124 | MFm | 2003 | CZ12 | 4 | 0.33621
MFm2003CZ125 | MFm | 2003 | CZ12 | 5 | 0.27199
MFm2003CZ131 | MFm | 2003 | CZ13 | 1 | 0.51842
MFm2003CZ132 | MFm | 2003 | CZ13 | 2 | 0.16163
MFm2003CZ133 | MFm | 2003 | CZ13 | 3 | 0.17019
MFm2003CZ134 | MFm | 2003 | CZ13 | 4 | 0.12976
MFm2003CZ135 | MFm | 2003 | CZ13 | 5 | 0.02
MFm2003CZ141 | MFm | 2003 | CZ14 | 1 | 0.39625
MFm2003CZ142 | MFm | 2003 | CZ14 | 2 | 0.019999
MFm2003CZ143 | MFm | 2003 | CZ14 | 3 | 0.36573
MFm2003CZ144 | MFm | 2003 | CZ14 | 4 | 0.19803
MFm2003CZ145 | MFm | 2003 | CZ14 | 5 | 0.020002
MFm2003CZ151 | MFm | 2003 | CZ15 | 1 | 0.019999
MFm2003CZ152 | MFm | 2003 | CZ15 | 2 | 0.019999
MFm2003CZ153 | MFm | 2003 | CZ15 | 3 | 0.019999
MFm2003CZ154 | MFm | 2003 | CZ15 | 4 | 0.34334
MFm2003CZ155 | MFm | 2003 | CZ15 | 5 | 0.59666
MFm2003CZ161 | MFm | 2003 | CZ16 | 1 | 0.052424
MFm2003CZ162 | MFm | 2003 | CZ16 | 2 | 0.35719
MFm2003CZ163 | MFm | 2003 | CZ16 | 3 | 0.22361
MFm2003CZ164 | MFm | 2003 | CZ16 | 4 | 0.20307
MFm2003CZ165 | MFm | 2003 | CZ16 | 5 | 0.1637
MFm2007CZ011 | MFm | 2007 | CZ01 | 1 | 0.70631
MFm2007CZ012 | MFm | 2007 | CZ01 | 2 | 0.019999
MFm2007CZ013 | MFm | 2007 | CZ01 | 3 | 0.019999
MFm2007CZ014 | MFm | 2007 | CZ01 | 4 | 0.020913
MFm2007CZ015 | MFm | 2007 | CZ01 | 5 | 0.23278
MFm2007CZ021 | MFm | 2007 | CZ02 | 1 | 0.019999
MFm2007CZ022 | MFm | 2007 | CZ02 | 2 | 0.52703
MFm2007CZ023 | MFm | 2007 | CZ02 | 3 | 0.20415
MFm2007CZ024 | MFm | 2007 | CZ02 | 4 | 0.22883
MFm2007CZ025 | MFm | 2007 | CZ02 | 5 | 0.019999
MFm2007CZ031 | MFm | 2007 | CZ03 | 1 | 0.02
MFm2007CZ032 | MFm | 2007 | CZ03 | 2 | 0.061755
MFm2007CZ033 | MFm | 2007 | CZ03 | 3 | 0.095885
MFm2007CZ034 | MFm | 2007 | CZ03 | 4 | 0.38515
MFm2007CZ035 | MFm | 2007 | CZ03 | 5 | 0.43721
MFm2007CZ041 | MFm | 2007 | CZ04 | 1 | 0.019999
MFm2007CZ042 | MFm | 2007 | CZ04 | 2 | 0.40111
MFm2007CZ043 | MFm | 2007 | CZ04 | 3 | 0.22926
MFm2007CZ044 | MFm | 2007 | CZ04 | 4 | 0.019999
MFm2007CZ045 | MFm | 2007 | CZ04 | 5 | 0.32963
MFm2007CZ051 | MFm | 2007 | CZ05 | 1 | 0.019999
MFm2007CZ052 | MFm | 2007 | CZ05 | 2 | 0.56906
MFm2007CZ053 | MFm | 2007 | CZ05 | 3 | 0.041677
MFm2007CZ054 | MFm | 2007 | CZ05 | 4 | 0.020001
MFm2007CZ055 | MFm | 2007 | CZ05 | 5 | 0.34926
MFm2007CZ061 | MFm | 2007 | CZ06 | 1 | 0.022372
MFm2007CZ062 | MFm | 2007 | CZ06 | 2 | 0.076894
MFm2007CZ063 | MFm | 2007 | CZ06 | 3 | 0.28192
MFm2007CZ064 | MFm | 2007 | CZ06 | 4 | 0.56086
MFm2007CZ065 | MFm | 2007 | CZ06 | 5 | 0.057949
MFm2007CZ071 | MFm | 2007 | CZ07 | 1 | 0.02
MFm2007CZ072 | MFm | 2007 | CZ07 | 2 | 0.019999
MFm2007CZ073 | MFm | 2007 | CZ07 | 3 | 0.067746
MFm2007CZ074 | MFm | 2007 | CZ07 | 4 | 0.27409
MFm2007CZ075 | MFm | 2007 | CZ07 | 5 | 0.61816
MFm2007CZ081 | MFm | 2007 | CZ08 | 1 | 0.25503
MFm2007CZ082 | MFm | 2007 | CZ08 | 2 | 0.020424
MFm2007CZ083 | MFm | 2007 | CZ08 | 3 | 0.50229
MFm2007CZ084 | MFm | 2007 | CZ08 | 4 | 0.053159
MFm2007CZ085 | MFm | 2007 | CZ08 | 5 | 0.16909
MFm2007CZ091 | MFm | 2007 | CZ09 | 1 | 0.019999
MFm2007CZ092 | MFm | 2007 | CZ09 | 2 | 0.019999
MFm2007CZ093 | MFm | 2007 | CZ09 | 3 | 0.25142
MFm2007CZ094 | MFm | 2007 | CZ09 | 4 | 0.45575
MFm2007CZ095 | MFm | 2007 | CZ09 | 5 | 0.25283
MFm2007CZ101 | MFm | 2007 | CZ10 | 1 | 0.26258
MFm2007CZ102 | MFm | 2007 | CZ10 | 2 | 0.18645
MFm2007CZ103 | MFm | 2007 | CZ10 | 3 | 0.16614
MFm2007CZ104 | MFm | 2007 | CZ10 | 4 | 0.2252
MFm2007CZ105 | MFm | 2007 | CZ10 | 5 | 0.15964
MFm2007CZ111 | MFm | 2007 | CZ11 | 1 | 0.059553
MFm2007CZ112 | MFm | 2007 | CZ11 | 2 | 0.195
MFm2007CZ113 | MFm | 2007 | CZ11 | 3 | 0.65844
MFm2007CZ114 | MFm | 2007 | CZ11 | 4 | 0.033281
MFm2007CZ115 | MFm | 2007 | CZ11 | 5 | 0.053729
MFm2007CZ121 | MFm | 2007 | CZ12 | 1 | 0.28206
MFm2007CZ122 | MFm | 2007 | CZ12 | 2 | 0.35924
MFm2007CZ123 | MFm | 2007 | CZ12 | 3 | 0.18787
MFm2007CZ124 | MFm | 2007 | CZ12 | 4 | 0.15078
MFm2007CZ125 | MFm | 2007 | CZ12 | 5 | 0.02005
MFm2007CZ131 | MFm | 2007 | CZ13 | 1 | 0.56343
MFm2007CZ132 | MFm | 2007 | CZ13 | 2 | 0.24305
MFm2007CZ133 | MFm | 2007 | CZ13 | 3 | 0.10635
MFm2007CZ134 | MFm | 2007 | CZ13 | 4 | 0.047477
MFm2007CZ135 | MFm | 2007 | CZ13 | 5 | 0.039695
MFm2007CZ141 | MFm | 2007 | CZ14 | 1 | 0.31427
MFm2007CZ142 | MFm | 2007 | CZ14 | 2 | 0.18159
MFm2007CZ143 | MFm | 2007 | CZ14 | 3 | 0.17631
MFm2007CZ144 | MFm | 2007 | CZ14 | 4 | 0.16334
MFm2007CZ145 | MFm | 2007 | CZ14 | 5 | 0.16449
MFm2007CZ151 | MFm | 2007 | CZ15 | 1 | 0.020009
MFm2007CZ152 | MFm | 2007 | CZ15 | 2 | 0.026526
MFm2007CZ153 | MFm | 2007 | CZ15 | 3 | 0.28165
MFm2007CZ154 | MFm | 2007 | CZ15 | 4 | 0.45905
MFm2007CZ155 | MFm | 2007 | CZ15 | 5 | 0.21277
MFm2007CZ161 | MFm | 2007 | CZ16 | 1 | 0.2493
MFm2007CZ162 | MFm | 2007 | CZ16 | 2 | 0.46581
MFm2007CZ163 | MFm | 2007 | CZ16 | 3 | 0.24167
MFm2007CZ164 | MFm | 2007 | CZ16 | 4 | 0.02
MFm2007CZ165 | MFm | 2007 | CZ16 | 5 | 0.023221
MFm2011CZ011 | MFm | 2011 | CZ01 | 1 | 0.70631
MFm2011CZ012 | MFm | 2011 | CZ01 | 2 | 0.019999
MFm2011CZ013 | MFm | 2011 | CZ01 | 3 | 0.019999
MFm2011CZ014 | MFm | 2011 | CZ01 | 4 | 0.020913
MFm2011CZ015 | MFm | 2011 | CZ01 | 5 | 0.23278
MFm2011CZ021 | MFm | 2011 | CZ02 | 1 | 0.019999
MFm2011CZ022 | MFm | 2011 | CZ02 | 2 | 0.52703
MFm2011CZ023 | MFm | 2011 | CZ02 | 3 | 0.20415
MFm2011CZ024 | MFm | 2011 | CZ02 | 4 | 0.22883
MFm2011CZ025 | MFm | 2011 | CZ02 | 5 | 0.019999
MFm2011CZ031 | MFm | 2011 | CZ03 | 1 | 0.02
MFm2011CZ032 | MFm | 2011 | CZ03 | 2 | 0.061755
MFm2011CZ033 | MFm | 2011 | CZ03 | 3 | 0.095885
MFm2011CZ034 | MFm | 2011 | CZ03 | 4 | 0.38515
MFm2011CZ035 | MFm | 2011 | CZ03 | 5 | 0.43721
MFm2011CZ041 | MFm | 2011 | CZ04 | 1 | 0.019999
MFm2011CZ042 | MFm | 2011 | CZ04 | 2 | 0.40111
MFm2011CZ043 | MFm | 2011 | CZ04 | 3 | 0.22926
MFm2011CZ044 | MFm | 2011 | CZ04 | 4 | 0.019999
MFm2011CZ045 | MFm | 2011 | CZ04 | 5 | 0.32963
MFm2011CZ051 | MFm | 2011 | CZ05 | 1 | 0.019999
MFm2011CZ052 | MFm | 2011 | CZ05 | 2 | 0.56906
MFm2011CZ053 | MFm | 2011 | CZ05 | 3 | 0.041677
MFm2011CZ054 | MFm | 2011 | CZ05 | 4 | 0.020001
MFm2011CZ055 | MFm | 2011 | CZ05 | 5 | 0.34926
MFm2011CZ061 | MFm | 2011 | CZ06 | 1 | 0.022372
MFm2011CZ062 | MFm | 2011 | CZ06 | 2 | 0.076894
MFm2011CZ063 | MFm | 2011 | CZ06 | 3 | 0.28192
MFm2011CZ064 | MFm | 2011 | CZ06 | 4 | 0.56086
MFm2011CZ065 | MFm | 2011 | CZ06 | 5 | 0.057949
MFm2011CZ071 | MFm | 2011 | CZ07 | 1 | 0.02
MFm2011CZ072 | MFm | 2011 | CZ07 | 2 | 0.019999
MFm2011CZ073 | MFm | 2011 | CZ07 | 3 | 0.067746
MFm2011CZ074 | MFm | 2011 | CZ07 | 4 | 0.27409
MFm2011CZ075 | MFm | 2011 | CZ07 | 5 | 0.61816
MFm2011CZ081 | MFm | 2011 | CZ08 | 1 | 0.25503
MFm2011CZ082 | MFm | 2011 | CZ08 | 2 | 0.020424
MFm2011CZ083 | MFm | 2011 | CZ08 | 3 | 0.50229
MFm2011CZ084 | MFm | 2011 | CZ08 | 4 | 0.053159
MFm2011CZ085 | MFm | 2011 | CZ08 | 5 | 0.16909
MFm2011CZ091 | MFm | 2011 | CZ09 | 1 | 0.019999
MFm2011CZ092 | MFm | 2011 | CZ09 | 2 | 0.019999
MFm2011CZ093 | MFm | 2011 | CZ09 | 3 | 0.25142
MFm2011CZ094 | MFm | 2011 | CZ09 | 4 | 0.45575
MFm2011CZ095 | MFm | 2011 | CZ09 | 5 | 0.25283
MFm2011CZ101 | MFm | 2011 | CZ10 | 1 | 0.26258
MFm2011CZ102 | MFm | 2011 | CZ10 | 2 | 0.18645
MFm2011CZ103 | MFm | 2011 | CZ10 | 3 | 0.16614
MFm2011CZ104 | MFm | 2011 | CZ10 | 4 | 0.2252
MFm2011CZ105 | MFm | 2011 | CZ10 | 5 | 0.15964
MFm2011CZ111 | MFm | 2011 | CZ11 | 1 | 0.059553
MFm2011CZ112 | MFm | 2011 | CZ11 | 2 | 0.195
MFm2011CZ113 | MFm | 2011 | CZ11 | 3 | 0.65844
MFm2011CZ114 | MFm | 2011 | CZ11 | 4 | 0.033281
MFm2011CZ115 | MFm | 2011 | CZ11 | 5 | 0.053729
MFm2011CZ121 | MFm | 2011 | CZ12 | 1 | 0.28206
MFm2011CZ122 | MFm | 2011 | CZ12 | 2 | 0.35924
MFm2011CZ123 | MFm | 2011 | CZ12 | 3 | 0.18787
MFm2011CZ124 | MFm | 2011 | CZ12 | 4 | 0.15078
MFm2011CZ125 | MFm | 2011 | CZ12 | 5 | 0.02005
MFm2011CZ131 | MFm | 2011 | CZ13 | 1 | 0.56343
MFm2011CZ132 | MFm | 2011 | CZ13 | 2 | 0.24305
MFm2011CZ133 | MFm | 2011 | CZ13 | 3 | 0.10635
MFm2011CZ134 | MFm | 2011 | CZ13 | 4 | 0.047477
MFm2011CZ135 | MFm | 2011 | CZ13 | 5 | 0.039695
MFm2011CZ141 | MFm | 2011 | CZ14 | 1 | 0.31427
MFm2011CZ142 | MFm | 2011 | CZ14 | 2 | 0.18159
MFm2011CZ143 | MFm | 2011 | CZ14 | 3 | 0.17631
MFm2011CZ144 | MFm | 2011 | CZ14 | 4 | 0.16334
MFm2011CZ145 | MFm | 2011 | CZ14 | 5 | 0.16449
MFm2011CZ151 | MFm | 2011 | CZ15 | 1 | 0.020009
MFm2011CZ152 | MFm | 2011 | CZ15 | 2 | 0.026526
MFm2011CZ153 | MFm | 2011 | CZ15 | 3 | 0.28165
MFm2011CZ154 | MFm | 2011 | CZ15 | 4 | 0.45905
MFm2011CZ155 | MFm | 2011 | CZ15 | 5 | 0.21277
MFm2011CZ161 | MFm | 2011 | CZ16 | 1 | 0.2493
MFm2011CZ162 | MFm | 2011 | CZ16 | 2 | 0.46581
MFm2011CZ163 | MFm | 2011 | CZ16 | 3 | 0.24167
MFm2011CZ164 | MFm | 2011 | CZ16 | 4 | 0.02
MFm2011CZ165 | MFm | 2011 | CZ16 | 5 | 0.023221
MFm2014CZ011 | MFm | 2014 | CZ01 | 1 | 0.70631
MFm2014CZ012 | MFm | 2014 | CZ01 | 2 | 0.019999
MFm2014CZ013 | MFm | 2014 | CZ01 | 3 | 0.019999
MFm2014CZ014 | MFm | 2014 | CZ01 | 4 | 0.020913
MFm2014CZ015 | MFm | 2014 | CZ01 | 5 | 0.23278
MFm2014CZ021 | MFm | 2014 | CZ02 | 1 | 0.019999
MFm2014CZ022 | MFm | 2014 | CZ02 | 2 | 0.52703
MFm2014CZ023 | MFm | 2014 | CZ02 | 3 | 0.20415
MFm2014CZ024 | MFm | 2014 | CZ02 | 4 | 0.22883
MFm2014CZ025 | MFm | 2014 | CZ02 | 5 | 0.019999
MFm2014CZ031 | MFm | 2014 | CZ03 | 1 | 0.02
MFm2014CZ032 | MFm | 2014 | CZ03 | 2 | 0.061755
MFm2014CZ033 | MFm | 2014 | CZ03 | 3 | 0.095885
MFm2014CZ034 | MFm | 2014 | CZ03 | 4 | 0.38515
MFm2014CZ035 | MFm | 2014 | CZ03 | 5 | 0.43721
MFm2014CZ041 | MFm | 2014 | CZ04 | 1 | 0.019999
MFm2014CZ042 | MFm | 2014 | CZ04 | 2 | 0.40111
MFm2014CZ043 | MFm | 2014 | CZ04 | 3 | 0.22926
MFm2014CZ044 | MFm | 2014 | CZ04 | 4 | 0.019999
MFm2014CZ045 | MFm | 2014 | CZ04 | 5 | 0.32963
MFm2014CZ051 | MFm | 2014 | CZ05 | 1 | 0.019999
MFm2014CZ052 | MFm | 2014 | CZ05 | 2 | 0.56906
MFm2014CZ053 | MFm | 2014 | CZ05 | 3 | 0.041677
MFm2014CZ054 | MFm | 2014 | CZ05 | 4 | 0.020001
MFm2014CZ055 | MFm | 2014 | CZ05 | 5 | 0.34926
MFm2014CZ061 | MFm | 2014 | CZ06 | 1 | 0.022372
MFm2014CZ062 | MFm | 2014 | CZ06 | 2 | 0.076894
MFm2014CZ063 | MFm | 2014 | CZ06 | 3 | 0.28192
MFm2014CZ064 | MFm | 2014 | CZ06 | 4 | 0.56086
MFm2014CZ065 | MFm | 2014 | CZ06 | 5 | 0.057949
MFm2014CZ071 | MFm | 2014 | CZ07 | 1 | 0.02
MFm2014CZ072 | MFm | 2014 | CZ07 | 2 | 0.019999
MFm2014CZ073 | MFm | 2014 | CZ07 | 3 | 0.067746
MFm2014CZ074 | MFm | 2014 | CZ07 | 4 | 0.27409
MFm2014CZ075 | MFm | 2014 | CZ07 | 5 | 0.61816
MFm2014CZ081 | MFm | 2014 | CZ08 | 1 | 0.25503
MFm2014CZ082 | MFm | 2014 | CZ08 | 2 | 0.020424
MFm2014CZ083 | MFm | 2014 | CZ08 | 3 | 0.50229
MFm2014CZ084 | MFm | 2014 | CZ08 | 4 | 0.053159
MFm2014CZ085 | MFm | 2014 | CZ08 | 5 | 0.16909
MFm2014CZ091 | MFm | 2014 | CZ09 | 1 | 0.019999
MFm2014CZ092 | MFm | 2014 | CZ09 | 2 | 0.019999
MFm2014CZ093 | MFm | 2014 | CZ09 | 3 | 0.25142
MFm2014CZ094 | MFm | 2014 | CZ09 | 4 | 0.45575
MFm2014CZ095 | MFm | 2014 | CZ09 | 5 | 0.25283
MFm2014CZ101 | MFm | 2014 | CZ10 | 1 | 0.26258
MFm2014CZ102 | MFm | 2014 | CZ10 | 2 | 0.18645
MFm2014CZ103 | MFm | 2014 | CZ10 | 3 | 0.16614
MFm2014CZ104 | MFm | 2014 | CZ10 | 4 | 0.2252
MFm2014CZ105 | MFm | 2014 | CZ10 | 5 | 0.15964
MFm2014CZ111 | MFm | 2014 | CZ11 | 1 | 0.059553
MFm2014CZ112 | MFm | 2014 | CZ11 | 2 | 0.195
MFm2014CZ113 | MFm | 2014 | CZ11 | 3 | 0.65844
MFm2014CZ114 | MFm | 2014 | CZ11 | 4 | 0.033281
MFm2014CZ115 | MFm | 2014 | CZ11 | 5 | 0.053729
MFm2014CZ121 | MFm | 2014 | CZ12 | 1 | 0.28206
MFm2014CZ122 | MFm | 2014 | CZ12 | 2 | 0.35924
MFm2014CZ123 | MFm | 2014 | CZ12 | 3 | 0.18787
MFm2014CZ124 | MFm | 2014 | CZ12 | 4 | 0.15078
MFm2014CZ125 | MFm | 2014 | CZ12 | 5 | 0.02005
MFm2014CZ131 | MFm | 2014 | CZ13 | 1 | 0.56343
MFm2014CZ132 | MFm | 2014 | CZ13 | 2 | 0.24305
MFm2014CZ133 | MFm | 2014 | CZ13 | 3 | 0.10635
MFm2014CZ134 | MFm | 2014 | CZ13 | 4 | 0.047477
MFm2014CZ135 | MFm | 2014 | CZ13 | 5 | 0.039695
MFm2014CZ141 | MFm | 2014 | CZ14 | 1 | 0.31427
MFm2014CZ142 | MFm | 2014 | CZ14 | 2 | 0.18159
MFm2014CZ143 | MFm | 2014 | CZ14 | 3 | 0.17631
MFm2014CZ144 | MFm | 2014 | CZ14 | 4 | 0.16334
MFm2014CZ145 | MFm | 2014 | CZ14 | 5 | 0.16449
MFm2014CZ151 | MFm | 2014 | CZ15 | 1 | 0.020009
MFm2014CZ152 | MFm | 2014 | CZ15 | 2 | 0.026526
MFm2014CZ153 | MFm | 2014 | CZ15 | 3 | 0.28165
MFm2014CZ154 | MFm | 2014 | CZ15 | 4 | 0.45905
MFm2014CZ155 | MFm | 2014 | CZ15 | 5 | 0.21277
MFm2014CZ161 | MFm | 2014 | CZ16 | 1 | 0.2493
MFm2014CZ162 | MFm | 2014 | CZ16 | 2 | 0.46581
MFm2014CZ163 | MFm | 2014 | CZ16 | 3 | 0.24167
MFm2014CZ164 | MFm | 2014 | CZ16 | 4 | 0.02
MFm2014CZ165 | MFm | 2014 | CZ16 | 5 | 0.023221
MFm2015CZ011 | MFm | 2015 | CZ01 | 1 | 0.70631
MFm2015CZ012 | MFm | 2015 | CZ01 | 2 | 0.019999
MFm2015CZ013 | MFm | 2015 | CZ01 | 3 | 0.019999
MFm2015CZ014 | MFm | 2015 | CZ01 | 4 | 0.020913
MFm2015CZ015 | MFm | 2015 | CZ01 | 5 | 0.23278
MFm2015CZ021 | MFm | 2015 | CZ02 | 1 | 0.019999
MFm2015CZ022 | MFm | 2015 | CZ02 | 2 | 0.52703
MFm2015CZ023 | MFm | 2015 | CZ02 | 3 | 0.20415
MFm2015CZ024 | MFm | 2015 | CZ02 | 4 | 0.22883
MFm2015CZ025 | MFm | 2015 | CZ02 | 5 | 0.019999
MFm2015CZ031 | MFm | 2015 | CZ03 | 1 | 0.02
MFm2015CZ032 | MFm | 2015 | CZ03 | 2 | 0.061755
MFm2015CZ033 | MFm | 2015 | CZ03 | 3 | 0.095885
MFm2015CZ034 | MFm | 2015 | CZ03 | 4 | 0.38515
MFm2015CZ035 | MFm | 2015 | CZ03 | 5 | 0.43721
MFm2015CZ041 | MFm | 2015 | CZ04 | 1 | 0.019999
MFm2015CZ042 | MFm | 2015 | CZ04 | 2 | 0.40111
MFm2015CZ043 | MFm | 2015 | CZ04 | 3 | 0.22926
MFm2015CZ044 | MFm | 2015 | CZ04 | 4 | 0.019999
MFm2015CZ045 | MFm | 2015 | CZ04 | 5 | 0.32963
MFm2015CZ051 | MFm | 2015 | CZ05 | 1 | 0.019999
MFm2015CZ052 | MFm | 2015 | CZ05 | 2 | 0.56906
MFm2015CZ053 | MFm | 2015 | CZ05 | 3 | 0.041677
MFm2015CZ054 | MFm | 2015 | CZ05 | 4 | 0.020001
MFm2015CZ055 | MFm | 2015 | CZ05 | 5 | 0.34926
MFm2015CZ061 | MFm | 2015 | CZ06 | 1 | 0.022372
MFm2015CZ062 | MFm | 2015 | CZ06 | 2 | 0.076894
MFm2015CZ063 | MFm | 2015 | CZ06 | 3 | 0.28192
MFm2015CZ064 | MFm | 2015 | CZ06 | 4 | 0.56086
MFm2015CZ065 | MFm | 2015 | CZ06 | 5 | 0.057949
MFm2015CZ071 | MFm | 2015 | CZ07 | 1 | 0.02
MFm2015CZ072 | MFm | 2015 | CZ07 | 2 | 0.019999
MFm2015CZ073 | MFm | 2015 | CZ07 | 3 | 0.067746
MFm2015CZ074 | MFm | 2015 | CZ07 | 4 | 0.27409
MFm2015CZ075 | MFm | 2015 | CZ07 | 5 | 0.61816
MFm2015CZ081 | MFm | 2015 | CZ08 | 1 | 0.25503
MFm2015CZ082 | MFm | 2015 | CZ08 | 2 | 0.020424
MFm2015CZ083 | MFm | 2015 | CZ08 | 3 | 0.50229
MFm2015CZ084 | MFm | 2015 | CZ08 | 4 | 0.053159
MFm2015CZ085 | MFm | 2015 | CZ08 | 5 | 0.16909
MFm2015CZ091 | MFm | 2015 | CZ09 | 1 | 0.019999
MFm2015CZ092 | MFm | 2015 | CZ09 | 2 | 0.019999
MFm2015CZ093 | MFm | 2015 | CZ09 | 3 | 0.25142
MFm2015CZ094 | MFm | 2015 | CZ09 | 4 | 0.45575
MFm2015CZ095 | MFm | 2015 | CZ09 | 5 | 0.25283
MFm2015CZ101 | MFm | 2015 | CZ10 | 1 | 0.26258
MFm2015CZ102 | MFm | 2015 | CZ10 | 2 | 0.18645
MFm2015CZ103 | MFm | 2015 | CZ10 | 3 | 0.16614
MFm2015CZ104 | MFm | 2015 | CZ10 | 4 | 0.2252
MFm2015CZ105 | MFm | 2015 | CZ10 | 5 | 0.15964
MFm2015CZ111 | MFm | 2015 | CZ11 | 1 | 0.059553
MFm2015CZ112 | MFm | 2015 | CZ11 | 2 | 0.195
MFm2015CZ113 | MFm | 2015 | CZ11 | 3 | 0.65844
MFm2015CZ114 | MFm | 2015 | CZ11 | 4 | 0.033281
MFm2015CZ115 | MFm | 2015 | CZ11 | 5 | 0.053729
MFm2015CZ121 | MFm | 2015 | CZ12 | 1 | 0.28206
MFm2015CZ122 | MFm | 2015 | CZ12 | 2 | 0.35924
MFm2015CZ123 | MFm | 2015 | CZ12 | 3 | 0.18787
MFm2015CZ124 | MFm | 2015 | CZ12 | 4 | 0.15078
MFm2015CZ125 | MFm | 2015 | CZ12 | 5 | 0.02005
MFm2015CZ131 | MFm | 2015 | CZ13 | 1 | 0.56343
MFm2015CZ132 | MFm | 2015 | CZ13 | 2 | 0.24305
MFm2015CZ133 | MFm | 2015 | CZ13 | 3 | 0.10635
MFm2015CZ134 | MFm | 2015 | CZ13 | 4 | 0.047477
MFm2015CZ135 | MFm | 2015 | CZ13 | 5 | 0.039695
MFm2015CZ141 | MFm | 2015 | CZ14 | 1 | 0.31427
MFm2015CZ142 | MFm | 2015 | CZ14 | 2 | 0.18159
MFm2015CZ143 | MFm | 2015 | CZ14 | 3 | 0.17631
MFm2015CZ144 | MFm | 2015 | CZ14 | 4 | 0.16334
MFm2015CZ145 | MFm | 2015 | CZ14 | 5 | 0.16449
MFm2015CZ151 | MFm | 2015 | CZ15 | 1 | 0.020009
MFm2015CZ152 | MFm | 2015 | CZ15 | 2 | 0.026526
MFm2015CZ153 | MFm | 2015 | CZ15 | 3 | 0.28165
MFm2015CZ154 | MFm | 2015 | CZ15 | 4 | 0.45905
MFm2015CZ155 | MFm | 2015 | CZ15 | 5 | 0.21277
MFm2015CZ161 | MFm | 2015 | CZ16 | 1 | 0.2493
MFm2015CZ162 | MFm | 2015 | CZ16 | 2 | 0.46581
MFm2015CZ163 | MFm | 2015 | CZ16 | 3 | 0.24167
MFm2015CZ164 | MFm | 2015 | CZ16 | 4 | 0.02
MFm2015CZ165 | MFm | 2015 | CZ16 | 5 | 0.023221
MFm2017CZ011 | MFm | 2017 | CZ01 | 1 | 0.70631
MFm2017CZ012 | MFm | 2017 | CZ01 | 2 | 0.019999
MFm2017CZ013 | MFm | 2017 | CZ01 | 3 | 0.019999
MFm2017CZ014 | MFm | 2017 | CZ01 | 4 | 0.020913
MFm2017CZ015 | MFm | 2017 | CZ01 | 5 | 0.23278
MFm2017CZ021 | MFm | 2017 | CZ02 | 1 | 0.019999
MFm2017CZ022 | MFm | 2017 | CZ02 | 2 | 0.52703
MFm2017CZ023 | MFm | 2017 | CZ02 | 3 | 0.20415
MFm2017CZ024 | MFm | 2017 | CZ02 | 4 | 0.22883
MFm2017CZ025 | MFm | 2017 | CZ02 | 5 | 0.019999
MFm2017CZ031 | MFm | 2017 | CZ03 | 1 | 0.02
MFm2017CZ032 | MFm | 2017 | CZ03 | 2 | 0.061755
MFm2017CZ033 | MFm | 2017 | CZ03 | 3 | 0.095885
MFm2017CZ034 | MFm | 2017 | CZ03 | 4 | 0.38515
MFm2017CZ035 | MFm | 2017 | CZ03 | 5 | 0.43721
MFm2017CZ041 | MFm | 2017 | CZ04 | 1 | 0.019999
MFm2017CZ042 | MFm | 2017 | CZ04 | 2 | 0.40111
MFm2017CZ043 | MFm | 2017 | CZ04 | 3 | 0.22926
MFm2017CZ044 | MFm | 2017 | CZ04 | 4 | 0.019999
MFm2017CZ045 | MFm | 2017 | CZ04 | 5 | 0.32963
MFm2017CZ051 | MFm | 2017 | CZ05 | 1 | 0.019999
MFm2017CZ052 | MFm | 2017 | CZ05 | 2 | 0.56906
MFm2017CZ053 | MFm | 2017 | CZ05 | 3 | 0.041677
MFm2017CZ054 | MFm | 2017 | CZ05 | 4 | 0.020001
MFm2017CZ055 | MFm | 2017 | CZ05 | 5 | 0.34926
MFm2017CZ061 | MFm | 2017 | CZ06 | 1 | 0.022372
MFm2017CZ062 | MFm | 2017 | CZ06 | 2 | 0.076894
MFm2017CZ063 | MFm | 2017 | CZ06 | 3 | 0.28192
MFm2017CZ064 | MFm | 2017 | CZ06 | 4 | 0.56086
MFm2017CZ065 | MFm | 2017 | CZ06 | 5 | 0.057949
MFm2017CZ071 | MFm | 2017 | CZ07 | 1 | 0.02
MFm2017CZ072 | MFm | 2017 | CZ07 | 2 | 0.019999
MFm2017CZ073 | MFm | 2017 | CZ07 | 3 | 0.067746
MFm2017CZ074 | MFm | 2017 | CZ07 | 4 | 0.27409
MFm2017CZ075 | MFm | 2017 | CZ07 | 5 | 0.61816
MFm2017CZ081 | MFm | 2017 | CZ08 | 1 | 0.25503
MFm2017CZ082 | MFm | 2017 | CZ08 | 2 | 0.020424
MFm2017CZ083 | MFm | 2017 | CZ08 | 3 | 0.50229
MFm2017CZ084 | MFm | 2017 | CZ08 | 4 | 0.053159
MFm2017CZ085 | MFm | 2017 | CZ08 | 5 | 0.16909
MFm2017CZ091 | MFm | 2017 | CZ09 | 1 | 0.019999
MFm2017CZ092 | MFm | 2017 | CZ09 | 2 | 0.019999
MFm2017CZ093 | MFm | 2017 | CZ09 | 3 | 0.25142
MFm2017CZ094 | MFm | 2017 | CZ09 | 4 | 0.45575
MFm2017CZ095 | MFm | 2017 | CZ09 | 5 | 0.25283
MFm2017CZ101 | MFm | 2017 | CZ10 | 1 | 0.26258
MFm2017CZ102 | MFm | 2017 | CZ10 | 2 | 0.18645
MFm2017CZ103 | MFm | 2017 | CZ10 | 3 | 0.16614
MFm2017CZ104 | MFm | 2017 | CZ10 | 4 | 0.2252
MFm2017CZ105 | MFm | 2017 | CZ10 | 5 | 0.15964
MFm2017CZ111 | MFm | 2017 | CZ11 | 1 | 0.059553
MFm2017CZ112 | MFm | 2017 | CZ11 | 2 | 0.195
MFm2017CZ113 | MFm | 2017 | CZ11 | 3 | 0.65844
MFm2017CZ114 | MFm | 2017 | CZ11 | 4 | 0.033281
MFm2017CZ115 | MFm | 2017 | CZ11 | 5 | 0.053729
MFm2017CZ121 | MFm | 2017 | CZ12 | 1 | 0.28206
MFm2017CZ122 | MFm | 2017 | CZ12 | 2 | 0.35924
MFm2017CZ123 | MFm | 2017 | CZ12 | 3 | 0.18787
MFm2017CZ124 | MFm | 2017 | CZ12 | 4 | 0.15078
MFm2017CZ125 | MFm | 2017 | CZ12 | 5 | 0.02005
MFm2017CZ131 | MFm | 2017 | CZ13 | 1 | 0.56343
MFm2017CZ132 | MFm | 2017 | CZ13 | 2 | 0.24305
MFm2017CZ133 | MFm | 2017 | CZ13 | 3 | 0.10635
MFm2017CZ134 | MFm | 2017 | CZ13 | 4 | 0.047477
MFm2017CZ135 | MFm | 2017 | CZ13 | 5 | 0.039695
MFm2017CZ141 | MFm | 2017 | CZ14 | 1 | 0.31427
MFm2017CZ142 | MFm | 2017 | CZ14 | 2 | 0.18159
MFm2017CZ143 | MFm | 2017 | CZ14 | 3 | 0.17631
MFm2017CZ144 | MFm | 2017 | CZ14 | 4 | 0.16334
MFm2017CZ145 | MFm | 2017 | CZ14 | 5 | 0.16449
MFm2017CZ151 | MFm | 2017 | CZ15 | 1 | 0.020009
MFm2017CZ152 | MFm | 2017 | CZ15 | 2 | 0.026526
MFm2017CZ153 | MFm | 2017 | CZ15 | 3 | 0.28165
MFm2017CZ154 | MFm | 2017 | CZ15 | 4 | 0.45905
MFm2017CZ155 | MFm | 2017 | CZ15 | 5 | 0.21277
MFm2017CZ161 | MFm | 2017 | CZ16 | 1 | 0.2493
MFm2017CZ162 | MFm | 2017 | CZ16 | 2 | 0.46581
MFm2017CZ163 | MFm | 2017 | CZ16 | 3 | 0.24167
MFm2017CZ164 | MFm | 2017 | CZ16 | 4 | 0.02
MFm2017CZ165 | MFm | 2017 | CZ16 | 5 | 0.023221
DMoMH00CZ011 | DMo | MH00 | CZ01 | 1 | 0.47293
DMoMH00CZ012 | DMo | MH00 | CZ01 | 2 | 0.14522
DMoMH00CZ013 | DMo | MH00 | CZ01 | 3 | 0.22057
DMoMH00CZ014 | DMo | MH00 | CZ01 | 4 | 0.081026
DMoMH00CZ015 | DMo | MH00 | CZ01 | 5 | 0.080265
DMoMH00CZ021 | DMo | MH00 | CZ02 | 1 | 0.05
DMoMH00CZ022 | DMo | MH00 | CZ02 | 2 | 0.16385
DMoMH00CZ023 | DMo | MH00 | CZ02 | 3 | 0.54953
DMoMH00CZ024 | DMo | MH00 | CZ02 | 4 | 0.09812
DMoMH00CZ025 | DMo | MH00 | CZ02 | 5 | 0.1385
DMoMH00CZ031 | DMo | MH00 | CZ03 | 1 | 0.17905
DMoMH00CZ032 | DMo | MH00 | CZ03 | 2 | 0.2892
DMoMH00CZ033 | DMo | MH00 | CZ03 | 3 | 0.31912
DMoMH00CZ034 | DMo | MH00 | CZ03 | 4 | 0.11586
DMoMH00CZ035 | DMo | MH00 | CZ03 | 5 | 0.096767
DMoMH00CZ041 | DMo | MH00 | CZ04 | 1 | 0.019999
DMoMH00CZ042 | DMo | MH00 | CZ04 | 2 | 0.019999
DMoMH00CZ043 | DMo | MH00 | CZ04 | 3 | 0.39609
DMoMH00CZ044 | DMo | MH00 | CZ04 | 4 | 0.54391
DMoMH00CZ045 | DMo | MH00 | CZ04 | 5 | 0.019999
DMoMH00CZ051 | DMo | MH00 | CZ05 | 1 | 0.02
DMoMH00CZ052 | DMo | MH00 | CZ05 | 2 | 0.13144
DMoMH00CZ053 | DMo | MH00 | CZ05 | 3 | 0.17015
DMoMH00CZ054 | DMo | MH00 | CZ05 | 4 | 0.60238
DMoMH00CZ055 | DMo | MH00 | CZ05 | 5 | 0.076034
DMoMH00CZ061 | DMo | MH00 | CZ06 | 1 | 0.087791
DMoMH00CZ062 | DMo | MH00 | CZ06 | 2 | 0.019999
DMoMH00CZ063 | DMo | MH00 | CZ06 | 3 | 0.019999
DMoMH00CZ064 | DMo | MH00 | CZ06 | 4 | 0.19976
DMoMH00CZ065 | DMo | MH00 | CZ06 | 5 | 0.67245
DMoMH00CZ071 | DMo | MH00 | CZ07 | 1 | 0.019999
DMoMH00CZ072 | DMo | MH00 | CZ07 | 2 | 0.64179
DMoMH00CZ073 | DMo | MH00 | CZ07 | 3 | 0.29821
DMoMH00CZ074 | DMo | MH00 | CZ07 | 4 | 0.019999
DMoMH00CZ075 | DMo | MH00 | CZ07 | 5 | 0.02
DMoMH00CZ081 | DMo | MH00 | CZ08 | 1 | 0.066701
DMoMH00CZ082 | DMo | MH00 | CZ08 | 2 | 0.02
DMoMH00CZ083 | DMo | MH00 | CZ08 | 3 | 0.19905
DMoMH00CZ084 | DMo | MH00 | CZ08 | 4 | 0.3291
DMoMH00CZ085 | DMo | MH00 | CZ08 | 5 | 0.38515
DMoMH00CZ091 | DMo | MH00 | CZ09 | 1 | 0.02
DMoMH00CZ092 | DMo | MH00 | CZ09 | 2 | 0.27752
DMoMH00CZ093 | DMo | MH00 | CZ09 | 3 | 0.035347
DMoMH00CZ094 | DMo | MH00 | CZ09 | 4 | 0.089413
DMoMH00CZ095 | DMo | MH00 | CZ09 | 5 | 0.57773
DMoMH00CZ101 | DMo | MH00 | CZ10 | 1 | 0.020001
DMoMH00CZ102 | DMo | MH00 | CZ10 | 2 | 0.16958
DMoMH00CZ103 | DMo | MH00 | CZ10 | 3 | 0.14537
DMoMH00CZ104 | DMo | MH00 | CZ10 | 4 | 0.37318
DMoMH00CZ105 | DMo | MH00 | CZ10 | 5 | 0.29187
DMoMH00CZ111 | DMo | MH00 | CZ11 | 1 | 0.019999
DMoMH00CZ112 | DMo | MH00 | CZ11 | 2 | 0.019999
DMoMH00CZ113 | DMo | MH00 | CZ11 | 3 | 0.48862
DMoMH00CZ114 | DMo | MH00 | CZ11 | 4 | 0.3648
DMoMH00CZ115 | DMo | MH00 | CZ11 | 5 | 0.10657
DMoMH00CZ121 | DMo | MH00 | CZ12 | 1 | 0.02
DMoMH00CZ122 | DMo | MH00 | CZ12 | 2 | 0.20399
DMoMH00CZ123 | DMo | MH00 | CZ12 | 3 | 0.46581
DMoMH00CZ124 | DMo | MH00 | CZ12 | 4 | 0.02576
DMoMH00CZ125 | DMo | MH00 | CZ12 | 5 | 0.28444
DMoMH00CZ131 | DMo | MH00 | CZ13 | 1 | 0.39009
DMoMH00CZ132 | DMo | MH00 | CZ13 | 2 | 0.080635
DMoMH00CZ133 | DMo | MH00 | CZ13 | 3 | 0.39331
DMoMH00CZ134 | DMo | MH00 | CZ13 | 4 | 0.11596
DMoMH00CZ135 | DMo | MH00 | CZ13 | 5 | 0.020001
DMoMH00CZ141 | DMo | MH00 | CZ14 | 1 | 0.02
DMoMH00CZ142 | DMo | MH00 | CZ14 | 2 | 0.11214
DMoMH00CZ143 | DMo | MH00 | CZ14 | 3 | 0.37546
DMoMH00CZ144 | DMo | MH00 | CZ14 | 4 | 0.096682
DMoMH00CZ145 | DMo | MH00 | CZ14 | 5 | 0.39571
DMoMH00CZ151 | DMo | MH00 | CZ15 | 1 | 0.4841
DMoMH00CZ152 | DMo | MH00 | CZ15 | 2 | 0.019999
DMoMH00CZ153 | DMo | MH00 | CZ15 | 3 | 0.039265
DMoMH00CZ154 | DMo | MH00 | CZ15 | 4 | 0.019999
DMoMH00CZ155 | DMo | MH00 | CZ15 | 5 | 0.43664
DMoMH00CZ161 | DMo | MH00 | CZ16 | 1 | 0.072954
DMoMH00CZ162 | DMo | MH00 | CZ16 | 2 | 0.13705
DMoMH00CZ163 | DMo | MH00 | CZ16 | 3 | 0.75
DMoMH00CZ164 | DMo | MH00 | CZ16 | 4 | 0.019999
DMoMH00CZ165 | DMo | MH00 | CZ16 | 5 | 0.019999
DMoMH06CZ011 | DMo | MH06 | CZ01 | 1 | 0.45243
DMoMH06CZ012 | DMo | MH06 | CZ01 | 2 | 0.15291
DMoMH06CZ013 | DMo | MH06 | CZ01 | 3 | 0.23422
DMoMH06CZ014 | DMo | MH06 | CZ01 | 4 | 0.077609
DMoMH06CZ015 | DMo | MH06 | CZ01 | 5 | 0.082831
DMoMH06CZ021 | DMo | MH06 | CZ02 | 1 | 0.32056
DMoMH06CZ022 | DMo | MH06 | CZ02 | 2 | 0.28336
DMoMH06CZ023 | DMo | MH06 | CZ02 | 3 | 0.29447
DMoMH06CZ024 | DMo | MH06 | CZ02 | 4 | 0.050026
DMoMH06CZ025 | DMo | MH06 | CZ02 | 5 | 0.051574
DMoMH06CZ031 | DMo | MH06 | CZ03 | 1 | 0.27142
DMoMH06CZ032 | DMo | MH06 | CZ03 | 2 | 0.21818
DMoMH06CZ033 | DMo | MH06 | CZ03 | 3 | 0.21325
DMoMH06CZ034 | DMo | MH06 | CZ03 | 4 | 0.14134
DMoMH06CZ035 | DMo | MH06 | CZ03 | 5 | 0.15581
DMoMH06CZ041 | DMo | MH06 | CZ04 | 1 | 0.02
DMoMH06CZ042 | DMo | MH06 | CZ04 | 2 | 0.33967
DMoMH06CZ043 | DMo | MH06 | CZ04 | 3 | 0.34501
DMoMH06CZ044 | DMo | MH06 | CZ04 | 4 | 0.13682
DMoMH06CZ045 | DMo | MH06 | CZ04 | 5 | 0.1585
DMoMH06CZ051 | DMo | MH06 | CZ05 | 1 | 0.27937
DMoMH06CZ052 | DMo | MH06 | CZ05 | 2 | 0.020267
DMoMH06CZ053 | DMo | MH06 | CZ05 | 3 | 0.02
DMoMH06CZ054 | DMo | MH06 | CZ05 | 4 | 0.29669
DMoMH06CZ055 | DMo | MH06 | CZ05 | 5 | 0.38368
DMoMH06CZ061 | DMo | MH06 | CZ06 | 1 | 0.020002
DMoMH06CZ062 | DMo | MH06 | CZ06 | 2 | 0.16258
DMoMH06CZ063 | DMo | MH06 | CZ06 | 3 | 0.35089
DMoMH06CZ064 | DMo | MH06 | CZ06 | 4 | 0.19136
DMoMH06CZ065 | DMo | MH06 | CZ06 | 5 | 0.27516
DMoMH06CZ071 | DMo | MH06 | CZ07 | 1 | 0.59002
DMoMH06CZ072 | DMo | MH06 | CZ07 | 2 | 0.019999
DMoMH06CZ073 | DMo | MH06 | CZ07 | 3 | 0.019999
DMoMH06CZ074 | DMo | MH06 | CZ07 | 4 | 0.34998
DMoMH06CZ075 | DMo | MH06 | CZ07 | 5 | 0.02
DMoMH06CZ081 | DMo | MH06 | CZ08 | 1 | 0.39138
DMoMH06CZ082 | DMo | MH06 | CZ08 | 2 | 0.35979
DMoMH06CZ083 | DMo | MH06 | CZ08 | 3 | 0.14977
DMoMH06CZ084 | DMo | MH06 | CZ08 | 4 | 0.032113
DMoMH06CZ085 | DMo | MH06 | CZ08 | 5 | 0.06694
DMoMH06CZ091 | DMo | MH06 | CZ09 | 1 | 0.020005
DMoMH06CZ092 | DMo | MH06 | CZ09 | 2 | 0.36323
DMoMH06CZ093 | DMo | MH06 | CZ09 | 3 | 0.15764
DMoMH06CZ094 | DMo | MH06 | CZ09 | 4 | 0.12683
DMoMH06CZ095 | DMo | MH06 | CZ09 | 5 | 0.3323
DMoMH06CZ101 | DMo | MH06 | CZ10 | 1 | 0.020038
DMoMH06CZ102 | DMo | MH06 | CZ10 | 2 | 0.075736
DMoMH06CZ103 | DMo | MH06 | CZ10 | 3 | 0.29827
DMoMH06CZ104 | DMo | MH06 | CZ10 | 4 | 0.086094
DMoMH06CZ105 | DMo | MH06 | CZ10 | 5 | 0.51986
DMoMH06CZ111 | DMo | MH06 | CZ11 | 1 | 0.15031
DMoMH06CZ112 | DMo | MH06 | CZ11 | 2 | 0.203
DMoMH06CZ113 | DMo | MH06 | CZ11 | 3 | 0.36498
DMoMH06CZ114 | DMo | MH06 | CZ11 | 4 | 0.049542
DMoMH06CZ115 | DMo | MH06 | CZ11 | 5 | 0.23216
DMoMH06CZ121 | DMo | MH06 | CZ12 | 1 | 0.094273
DMoMH06CZ122 | DMo | MH06 | CZ12 | 2 | 0.02
DMoMH06CZ123 | DMo | MH06 | CZ12 | 3 | 0.34161
DMoMH06CZ124 | DMo | MH06 | CZ12 | 4 | 0.26517
DMoMH06CZ125 | DMo | MH06 | CZ12 | 5 | 0.27895
DMoMH06CZ131 | DMo | MH06 | CZ13 | 1 | 0.063818
DMoMH06CZ132 | DMo | MH06 | CZ13 | 2 | 0.02
DMoMH06CZ133 | DMo | MH06 | CZ13 | 3 | 0.49539
DMoMH06CZ134 | DMo | MH06 | CZ13 | 4 | 0.020036
DMoMH06CZ135 | DMo | MH06 | CZ13 | 5 | 0.40076
DMoMH06CZ141 | DMo | MH06 | CZ14 | 1 | 0.75
DMoMH06CZ142 | DMo | MH06 | CZ14 | 2 | 0.13857
DMoMH06CZ143 | DMo | MH06 | CZ14 | 3 | 0.02
DMoMH06CZ144 | DMo | MH06 | CZ14 | 4 | 0.071426
DMoMH06CZ145 | DMo | MH06 | CZ14 | 5 | 0.02
DMoMH06CZ151 | DMo | MH06 | CZ15 | 1 | 0.022569
DMoMH06CZ152 | DMo | MH06 | CZ15 | 2 | 0.019999
DMoMH06CZ153 | DMo | MH06 | CZ15 | 3 | 0.20004
DMoMH06CZ154 | DMo | MH06 | CZ15 | 4 | 0.42131
DMoMH06CZ155 | DMo | MH06 | CZ15 | 5 | 0.33608
DMoMH06CZ161 | DMo | MH06 | CZ16 | 1 | 0.12797
DMoMH06CZ162 | DMo | MH06 | CZ16 | 2 | 0.019999
DMoMH06CZ163 | DMo | MH06 | CZ16 | 3 | 0.75
DMoMH06CZ164 | DMo | MH06 | CZ16 | 4 | 0.019999
DMoMH06CZ165 | DMo | MH06 | CZ16 | 5 | 0.082034
DMoMH15CZ011 | DMo | MH15 | CZ01 | 1 | 0.47049
DMoMH15CZ012 | DMo | MH15 | CZ01 | 2 | 0.14666
DMoMH15CZ013 | DMo | MH15 | CZ01 | 3 | 0.23293
DMoMH15CZ014 | DMo | MH15 | CZ01 | 4 | 0.07359
DMoMH15CZ015 | DMo | MH15 | CZ01 | 5 | 0.076339
DMoMH15CZ021 | DMo | MH15 | CZ02 | 1 | 0.24486
DMoMH15CZ022 | DMo | MH15 | CZ02 | 2 | 0.2159
DMoMH15CZ023 | DMo | MH15 | CZ02 | 3 | 0.31127
DMoMH15CZ024 | DMo | MH15 | CZ02 | 4 | 0.18135
DMoMH15CZ025 | DMo | MH15 | CZ02 | 5 | 0.046618
DMoMH15CZ031 | DMo | MH15 | CZ03 | 1 | 0.14314
DMoMH15CZ032 | DMo | MH15 | CZ03 | 2 | 0.069068
DMoMH15CZ033 | DMo | MH15 | CZ03 | 3 | 0.37161
DMoMH15CZ034 | DMo | MH15 | CZ03 | 4 | 0.084438
DMoMH15CZ035 | DMo | MH15 | CZ03 | 5 | 0.33175
DMoMH15CZ041 | DMo | MH15 | CZ04 | 1 | 0.27744
DMoMH15CZ042 | DMo | MH15 | CZ04 | 2 | 0.38273
DMoMH15CZ043 | DMo | MH15 | CZ04 | 3 | 0.091284
DMoMH15CZ044 | DMo | MH15 | CZ04 | 4 | 0.08372
DMoMH15CZ045 | DMo | MH15 | CZ04 | 5 | 0.16482
DMoMH15CZ051 | DMo | MH15 | CZ05 | 1 | 0.25875
DMoMH15CZ052 | DMo | MH15 | CZ05 | 2 | 0.20222
DMoMH15CZ053 | DMo | MH15 | CZ05 | 3 | 0.19397
DMoMH15CZ054 | DMo | MH15 | CZ05 | 4 | 0.14742
DMoMH15CZ055 | DMo | MH15 | CZ05 | 5 | 0.19763
DMoMH15CZ061 | DMo | MH15 | CZ06 | 1 | 0.019999
DMoMH15CZ062 | DMo | MH15 | CZ06 | 2 | 0.39616
DMoMH15CZ063 | DMo | MH15 | CZ06 | 3 | 0.2096
DMoMH15CZ064 | DMo | MH15 | CZ06 | 4 | 0.22461
DMoMH15CZ065 | DMo | MH15 | CZ06 | 5 | 0.14963
DMoMH15CZ071 | DMo | MH15 | CZ07 | 1 | 0.75
DMoMH15CZ072 | DMo | MH15 | CZ07 | 2 | 0.088894
DMoMH15CZ073 | DMo | MH15 | CZ07 | 3 | 0.020032
DMoMH15CZ074 | DMo | MH15 | CZ07 | 4 | 0.12108
DMoMH15CZ075 | DMo | MH15 | CZ07 | 5 | 0.02
DMoMH15CZ081 | DMo | MH15 | CZ08 | 1 | 0.75
DMoMH15CZ082 | DMo | MH15 | CZ08 | 2 | 0.19
DMoMH15CZ083 | DMo | MH15 | CZ08 | 3 | 0.019999
DMoMH15CZ084 | DMo | MH15 | CZ08 | 4 | 0.02
DMoMH15CZ085 | DMo | MH15 | CZ08 | 5 | 0.020001
DMoMH15CZ091 | DMo | MH15 | CZ09 | 1 | 0.37837
DMoMH15CZ092 | DMo | MH15 | CZ09 | 2 | 0.039678
DMoMH15CZ093 | DMo | MH15 | CZ09 | 3 | 0.47508
DMoMH15CZ094 | DMo | MH15 | CZ09 | 4 | 0.086321
DMoMH15CZ095 | DMo | MH15 | CZ09 | 5 | 0.020559
DMoMH15CZ101 | DMo | MH15 | CZ10 | 1 | 0.19383
DMoMH15CZ102 | DMo | MH15 | CZ10 | 2 | 0.35943
DMoMH15CZ103 | DMo | MH15 | CZ10 | 3 | 0.16652
DMoMH15CZ104 | DMo | MH15 | CZ10 | 4 | 0.25971
DMoMH15CZ105 | DMo | MH15 | CZ10 | 5 | 0.020512
DMoMH15CZ111 | DMo | MH15 | CZ11 | 1 | 0.2542
DMoMH15CZ112 | DMo | MH15 | CZ11 | 2 | 0.30569
DMoMH15CZ113 | DMo | MH15 | CZ11 | 3 | 0.25784
DMoMH15CZ114 | DMo | MH15 | CZ11 | 4 | 0.16228
DMoMH15CZ115 | DMo | MH15 | CZ11 | 5 | 0.02
DMoMH15CZ121 | DMo | MH15 | CZ12 | 1 | 0.080975
DMoMH15CZ122 | DMo | MH15 | CZ12 | 2 | 0.23573
DMoMH15CZ123 | DMo | MH15 | CZ12 | 3 | 0.30504
DMoMH15CZ124 | DMo | MH15 | CZ12 | 4 | 0.19302
DMoMH15CZ125 | DMo | MH15 | CZ12 | 5 | 0.18524
DMoMH15CZ131 | DMo | MH15 | CZ13 | 1 | 0.23942
DMoMH15CZ132 | DMo | MH15 | CZ13 | 2 | 0.019999
DMoMH15CZ133 | DMo | MH15 | CZ13 | 3 | 0.019999
DMoMH15CZ134 | DMo | MH15 | CZ13 | 4 | 0.020538
DMoMH15CZ135 | DMo | MH15 | CZ13 | 5 | 0.70004
DMoMH15CZ141 | DMo | MH15 | CZ14 | 1 | 0.74278
DMoMH15CZ142 | DMo | MH15 | CZ14 | 2 | 0.019999
DMoMH15CZ143 | DMo | MH15 | CZ14 | 3 | 0.02001
DMoMH15CZ144 | DMo | MH15 | CZ14 | 4 | 0.19721
DMoMH15CZ145 | DMo | MH15 | CZ14 | 5 | 0.020004
DMoMH15CZ151 | DMo | MH15 | CZ15 | 1 | 0.48251
DMoMH15CZ152 | DMo | MH15 | CZ15 | 2 | 0.020001
DMoMH15CZ153 | DMo | MH15 | CZ15 | 3 | 0.031966
DMoMH15CZ154 | DMo | MH15 | CZ15 | 4 | 0.020063
DMoMH15CZ155 | DMo | MH15 | CZ15 | 5 | 0.44546
DMoMH15CZ161 | DMo | MH15 | CZ16 | 1 | 0.13345
DMoMH15CZ162 | DMo | MH15 | CZ16 | 2 | 0.16518
DMoMH15CZ163 | DMo | MH15 | CZ16 | 3 | 0.6579
DMoMH15CZ164 | DMo | MH15 | CZ16 | 4 | 0.023476
DMoMH15CZ165 | DMo | MH15 | CZ16 | 5 | 0.02
DMoMH72CZ011 | DMo | MH72 | CZ01 | 1 | 0.43357
DMoMH72CZ012 | DMo | MH72 | CZ01 | 2 | 0.29694
DMoMH72CZ013 | DMo | MH72 | CZ01 | 3 | 0.099258
DMoMH72CZ014 | DMo | MH72 | CZ01 | 4 | 0.089377
DMoMH72CZ015 | DMo | MH72 | CZ01 | 5 | 0.080857
DMoMH72CZ021 | DMo | MH72 | CZ02 | 1 | 0.05
DMoMH72CZ022 | DMo | MH72 | CZ02 | 2 | 0.2736
DMoMH72CZ023 | DMo | MH72 | CZ02 | 3 | 0.25492
DMoMH72CZ024 | DMo | MH72 | CZ02 | 4 | 0.12517
DMoMH72CZ025 | DMo | MH72 | CZ02 | 5 | 0.29631
DMoMH72CZ031 | DMo | MH72 | CZ03 | 1 | 0.094883
DMoMH72CZ032 | DMo | MH72 | CZ03 | 2 | 0.26974
DMoMH72CZ033 | DMo | MH72 | CZ03 | 3 | 0.36438
DMoMH72CZ034 | DMo | MH72 | CZ03 | 4 | 0.22101
DMoMH72CZ035 | DMo | MH72 | CZ03 | 5 | 0.05
DMoMH72CZ041 | DMo | MH72 | CZ04 | 1 | 0.019999
DMoMH72CZ042 | DMo | MH72 | CZ04 | 2 | 0.019999
DMoMH72CZ043 | DMo | MH72 | CZ04 | 3 | 0.02
DMoMH72CZ044 | DMo | MH72 | CZ04 | 4 | 0.58147
DMoMH72CZ045 | DMo | MH72 | CZ04 | 5 | 0.35853
DMoMH72CZ051 | DMo | MH72 | CZ05 | 1 | 0.052377
DMoMH72CZ052 | DMo | MH72 | CZ05 | 2 | 0.30929
DMoMH72CZ053 | DMo | MH72 | CZ05 | 3 | 0.02
DMoMH72CZ054 | DMo | MH72 | CZ05 | 4 | 0.20638
DMoMH72CZ055 | DMo | MH72 | CZ05 | 5 | 0.41195
DMoMH72CZ061 | DMo | MH72 | CZ06 | 1 | 0.02
DMoMH72CZ062 | DMo | MH72 | CZ06 | 2 | 0.095372
DMoMH72CZ063 | DMo | MH72 | CZ06 | 3 | 0.032028
DMoMH72CZ064 | DMo | MH72 | CZ06 | 4 | 0.39392
DMoMH72CZ065 | DMo | MH72 | CZ06 | 5 | 0.45868
DMoMH72CZ071 | DMo | MH72 | CZ07 | 1 | 0.020001
DMoMH72CZ072 | DMo | MH72 | CZ07 | 2 | 0.54091
DMoMH72CZ073 | DMo | MH72 | CZ07 | 3 | 0.36851
DMoMH72CZ074 | DMo | MH72 | CZ07 | 4 | 0.03305
DMoMH72CZ075 | DMo | MH72 | CZ07 | 5 | 0.037532
DMoMH72CZ081 | DMo | MH72 | CZ08 | 1 | 0.019999
DMoMH72CZ082 | DMo | MH72 | CZ08 | 2 | 0.019999
DMoMH72CZ083 | DMo | MH72 | CZ08 | 3 | 0.45699
DMoMH72CZ084 | DMo | MH72 | CZ08 | 4 | 0.032021
DMoMH72CZ085 | DMo | MH72 | CZ08 | 5 | 0.47099
DMoMH72CZ091 | DMo | MH72 | CZ09 | 1 | 0.020234
DMoMH72CZ092 | DMo | MH72 | CZ09 | 2 | 0.15286
DMoMH72CZ093 | DMo | MH72 | CZ09 | 3 | 0.45468
DMoMH72CZ094 | DMo | MH72 | CZ09 | 4 | 0.23643
DMoMH72CZ095 | DMo | MH72 | CZ09 | 5 | 0.13579
DMoMH72CZ101 | DMo | MH72 | CZ10 | 1 | 0.02
DMoMH72CZ102 | DMo | MH72 | CZ10 | 2 | 0.40604
DMoMH72CZ103 | DMo | MH72 | CZ10 | 3 | 0.048189
DMoMH72CZ104 | DMo | MH72 | CZ10 | 4 | 0.14571
DMoMH72CZ105 | DMo | MH72 | CZ10 | 5 | 0.38006
DMoMH72CZ111 | DMo | MH72 | CZ11 | 1 | 0.029884
DMoMH72CZ112 | DMo | MH72 | CZ11 | 2 | 0.02
DMoMH72CZ113 | DMo | MH72 | CZ11 | 3 | 0.10363
DMoMH72CZ114 | DMo | MH72 | CZ11 | 4 | 0.32446
DMoMH72CZ115 | DMo | MH72 | CZ11 | 5 | 0.52203
DMoMH72CZ121 | DMo | MH72 | CZ12 | 1 | 0.026339
DMoMH72CZ122 | DMo | MH72 | CZ12 | 2 | 0.12483
DMoMH72CZ123 | DMo | MH72 | CZ12 | 3 | 0.022277
DMoMH72CZ124 | DMo | MH72 | CZ12 | 4 | 0.24163
DMoMH72CZ125 | DMo | MH72 | CZ12 | 5 | 0.58493
DMoMH72CZ131 | DMo | MH72 | CZ13 | 1 | 0.080187
DMoMH72CZ132 | DMo | MH72 | CZ13 | 2 | 0.22109
DMoMH72CZ133 | DMo | MH72 | CZ13 | 3 | 0.085506
DMoMH72CZ134 | DMo | MH72 | CZ13 | 4 | 0.3464
DMoMH72CZ135 | DMo | MH72 | CZ13 | 5 | 0.26682
DMoMH72CZ141 | DMo | MH72 | CZ14 | 1 | 0.10615
DMoMH72CZ142 | DMo | MH72 | CZ14 | 2 | 0.020001
DMoMH72CZ143 | DMo | MH72 | CZ14 | 3 | 0.29171
DMoMH72CZ144 | DMo | MH72 | CZ14 | 4 | 0.14573
DMoMH72CZ145 | DMo | MH72 | CZ14 | 5 | 0.43641
DMoMH72CZ151 | DMo | MH72 | CZ15 | 1 | 0.019999
DMoMH72CZ152 | DMo | MH72 | CZ15 | 2 | 0.11784
DMoMH72CZ153 | DMo | MH72 | CZ15 | 3 | 0.02
DMoMH72CZ154 | DMo | MH72 | CZ15 | 4 | 0.40827
DMoMH72CZ155 | DMo | MH72 | CZ15 | 5 | 0.43389
DMoMH72CZ161 | DMo | MH72 | CZ16 | 1 | 0.15069
DMoMH72CZ162 | DMo | MH72 | CZ16 | 2 | 0.019999
DMoMH72CZ163 | DMo | MH72 | CZ16 | 3 | 0.75
DMoMH72CZ164 | DMo | MH72 | CZ16 | 4 | 0.019999
DMoMH72CZ165 | DMo | MH72 | CZ16 | 5 | 0.059315
DMoMH85CZ011 | DMo | MH85 | CZ01 | 1 | 0.50541
DMoMH85CZ012 | DMo | MH85 | CZ01 | 2 | 0.13557
DMoMH85CZ013 | DMo | MH85 | CZ01 | 3 | 0.21833
DMoMH85CZ014 | DMo | MH85 | CZ01 | 4 | 0.071204
DMoMH85CZ015 | DMo | MH85 | CZ01 | 5 | 0.069481
DMoMH85CZ021 | DMo | MH85 | CZ02 | 1 | 0.14248
DMoMH85CZ022 | DMo | MH85 | CZ02 | 2 | 0.14914
DMoMH85CZ023 | DMo | MH85 | CZ02 | 3 | 0.53561
DMoMH85CZ024 | DMo | MH85 | CZ02 | 4 | 0.087186
DMoMH85CZ025 | DMo | MH85 | CZ02 | 5 | 0.085591
DMoMH85CZ031 | DMo | MH85 | CZ03 | 1 | 0.058371
DMoMH85CZ032 | DMo | MH85 | CZ03 | 2 | 0.29211
DMoMH85CZ033 | DMo | MH85 | CZ03 | 3 | 0.45178
DMoMH85CZ034 | DMo | MH85 | CZ03 | 4 | 0.14774
DMoMH85CZ035 | DMo | MH85 | CZ03 | 5 | 0.05
DMoMH85CZ041 | DMo | MH85 | CZ04 | 1 | 0.019999
DMoMH85CZ042 | DMo | MH85 | CZ04 | 2 | 0.070169
DMoMH85CZ043 | DMo | MH85 | CZ04 | 3 | 0.019999
DMoMH85CZ044 | DMo | MH85 | CZ04 | 4 | 0.75
DMoMH85CZ045 | DMo | MH85 | CZ04 | 5 | 0.13983
DMoMH85CZ051 | DMo | MH85 | CZ05 | 1 | 0.30037
DMoMH85CZ052 | DMo | MH85 | CZ05 | 2 | 0.40175
DMoMH85CZ053 | DMo | MH85 | CZ05 | 3 | 0.02
DMoMH85CZ054 | DMo | MH85 | CZ05 | 4 | 0.023566
DMoMH85CZ055 | DMo | MH85 | CZ05 | 5 | 0.25432
DMoMH85CZ061 | DMo | MH85 | CZ06 | 1 | 0.02
DMoMH85CZ062 | DMo | MH85 | CZ06 | 2 | 0.15929
DMoMH85CZ063 | DMo | MH85 | CZ06 | 3 | 0.20906
DMoMH85CZ064 | DMo | MH85 | CZ06 | 4 | 0.17215
DMoMH85CZ065 | DMo | MH85 | CZ06 | 5 | 0.43949
DMoMH85CZ071 | DMo | MH85 | CZ07 | 1 | 0.020001
DMoMH85CZ072 | DMo | MH85 | CZ07 | 2 | 0.47461
DMoMH85CZ073 | DMo | MH85 | CZ07 | 3 | 0.21161
DMoMH85CZ074 | DMo | MH85 | CZ07 | 4 | 0.031129
DMoMH85CZ075 | DMo | MH85 | CZ07 | 5 | 0.26265
DMoMH85CZ081 | DMo | MH85 | CZ08 | 1 | 0.15345
DMoMH85CZ082 | DMo | MH85 | CZ08 | 2 | 0.024295
DMoMH85CZ083 | DMo | MH85 | CZ08 | 3 | 0.02
DMoMH85CZ084 | DMo | MH85 | CZ08 | 4 | 0.13552
DMoMH85CZ085 | DMo | MH85 | CZ08 | 5 | 0.66673
DMoMH85CZ091 | DMo | MH85 | CZ09 | 1 | 0.13397
DMoMH85CZ092 | DMo | MH85 | CZ09 | 2 | 0.068363
DMoMH85CZ093 | DMo | MH85 | CZ09 | 3 | 0.44623
DMoMH85CZ094 | DMo | MH85 | CZ09 | 4 | 0.028559
DMoMH85CZ095 | DMo | MH85 | CZ09 | 5 | 0.32287
DMoMH85CZ101 | DMo | MH85 | CZ10 | 1 | 0.077695
DMoMH85CZ102 | DMo | MH85 | CZ10 | 2 | 0.12287
DMoMH85CZ103 | DMo | MH85 | CZ10 | 3 | 0.23628
DMoMH85CZ104 | DMo | MH85 | CZ10 | 4 | 0.34102
DMoMH85CZ105 | DMo | MH85 | CZ10 | 5 | 0.22213
DMoMH85CZ111 | DMo | MH85 | CZ11 | 1 | 0.18999
DMoMH85CZ112 | DMo | MH85 | CZ11 | 2 | 0.019999
DMoMH85CZ113 | DMo | MH85 | CZ11 | 3 | 0.019999
DMoMH85CZ114 | DMo | MH85 | CZ11 | 4 | 0.020007
DMoMH85CZ115 | DMo | MH85 | CZ11 | 5 | 0.75
DMoMH85CZ121 | DMo | MH85 | CZ12 | 1 | 0.020001
DMoMH85CZ122 | DMo | MH85 | CZ12 | 2 | 0.19173
DMoMH85CZ123 | DMo | MH85 | CZ12 | 3 | 0.14084
DMoMH85CZ124 | DMo | MH85 | CZ12 | 4 | 0.18874
DMoMH85CZ125 | DMo | MH85 | CZ12 | 5 | 0.45869
DMoMH85CZ131 | DMo | MH85 | CZ13 | 1 | 0.058905
DMoMH85CZ132 | DMo | MH85 | CZ13 | 2 | 0.02
DMoMH85CZ133 | DMo | MH85 | CZ13 | 3 | 0.51567
DMoMH85CZ134 | DMo | MH85 | CZ13 | 4 | 0.21932
DMoMH85CZ135 | DMo | MH85 | CZ13 | 5 | 0.1861
DMoMH85CZ141 | DMo | MH85 | CZ14 | 1 | 0.12133
DMoMH85CZ142 | DMo | MH85 | CZ14 | 2 | 0.020019
DMoMH85CZ143 | DMo | MH85 | CZ14 | 3 | 0.18013
DMoMH85CZ144 | DMo | MH85 | CZ14 | 4 | 0.27203
DMoMH85CZ145 | DMo | MH85 | CZ14 | 5 | 0.40648
DMoMH85CZ151 | DMo | MH85 | CZ15 | 1 | 0.020001
DMoMH85CZ152 | DMo | MH85 | CZ15 | 2 | 0.02
DMoMH85CZ153 | DMo | MH85 | CZ15 | 3 | 0.076886
DMoMH85CZ154 | DMo | MH85 | CZ15 | 4 | 0.25125
DMoMH85CZ155 | DMo | MH85 | CZ15 | 5 | 0.63186
DMoMH85CZ161 | DMo | MH85 | CZ16 | 1 | 0.16281
DMoMH85CZ162 | DMo | MH85 | CZ16 | 2 | 0.24186
DMoMH85CZ163 | DMo | MH85 | CZ16 | 3 | 0.10292
DMoMH85CZ164 | DMo | MH85 | CZ16 | 4 | 0.20191
DMoMH85CZ165 | DMo | MH85 | CZ16 | 5 | 0.29051